## GL-All
Item Number | Name | Collection Description | Class | Collection | Category | Finish | finish Code | Material | Glass/ Shade | Glass / Shade Size | GlassTop / ShadeTop Size | Diffuser | Bulb # 1 | Bulb # 2 | Total Bulbs | Bulbs Included | Bulb Lumens | Bulb Temperature | Bulb CRI | Bulb Watts | Bulb Volts | Bulb Base | Bulb Type | Bulb Beam Spread | Bulb Dimming Range Min | Bulb Dimming Range Max | Bulb Light Source Name | Bulb Watts Consumed | Bulb Watts Rated | Bulb Rated Life | Bulb Spot Type | Efficacy | L70 | Color Binning | Bug Rating | Cord Color | Transformer Mount | Output Type | Housing Type | Wet Listing | Max Tilt | Max Rotation | Max Ceiling Slope | 2/1/2020 DN Pricing | UMAP | MSRP | Dimensions | Weight | Diameter | Length | Width | Height | Mounting Procedure | Height (Downlight) | Height Semi-flush | Height Overall | Adjustable Height | Extends | Style | Light Kit Incl | Compatible Light Kits | Remote Incl | # of Blades | Blade Pitch | Blade Finish 1 | Blade Finish 2 | Motor Size | Fan Diameter | Capacitor Value | CFM (High) | Watts (High) | CFM/Watt (High) | CFM (Med) | Watts (Med) | CFM/Watt (Med) | CFM (Low) | Watts (Low) | CFM/Watt (Low) | Max Blade to Ceiling Height | Min Blade to Ceiling Height | Motor Type | Remote Control Type | Canopy | Backplate | Post | Mounting Plate | Base | Wire/Cord Length | Wire/Cord Color | Chain Length | Switch | Connection | ADA | Mount Up/Down | Fluorescent | Energy Star | T-24 | Photocell | LED | LED Convertible | Pre-laced Chain | Adjustable Arms | Mount Wall/Ceiling | UPC | IP Length | IP Width | IP Height | IP Weight | IP Cube | IP Frt. Class | IP UPSable | Pack Quantity | MP UPC | MP Length | MP Width | MP Height | MP Weight | MP Cube | MP UPSable | UL Listing | cUL Listing | PCS Name | Catalog Name | Engineering Notes | Web Image Name | Line Art
11018 | 6" Remodel IC Airtight Housing | Sea Gull Lighting designs its recessed housings for ease of installation and to exacting standards of efficiency, quality and safety. Choose from 4", 5" and 6" models for remodel or new construction projects with a variety of recessed trims for various lighting effects. | RECESSED | Recessed Lighting | Recessed Lights | Not Applicable | [6 empty] | 1 Medium PAR30S 50w | 1 Medium PAR30 75w | 2 | No | [14 empty] | 0 | [12 empty] | 11.48 | 22.96 | 34.44 | D:7 3/16'' L:13 15/16'' H:8 7/16'' | 1 | 7.1875 | 13.9375 |  | 8.4375 | Other | [6 empty] | No |  | No | [30 empty] | 0 | 0 | 0 | 0 | 0 | 0 | 0 | 1 | 0 | 0 | 0 | 785652110184 | 21 | 7 | 8 | 1.5 | 0.681 | 175 | Yes | 6 | 10785652110181 | 21.5 | 20.5 | 9 | 11.5 | 2.296 | Yes | UL Damp | cUL Damp | 6IN REMODEL IC AIRTIGHT HSG | 6" Remodel IC Airtight Housing |  | 11018.jpg | 11018.jpg
11019 | 6" New Construction Shallow IC Airtight Housing | Sea Gull Lighting designs its recessed housings for ease of installation and to exacting standards of efficiency, quality and safety. Choose from 4", 5" and 6" models for remodel or new construction projects with a variety of recessed trims for various lighting effects. | RECESSED | Recessed Lighting | Recessed Lights | Not Applicable | [6 empty] | 1 Medium PAR30L 75w | 1 Medium BR30 65w | 2 | No | [14 empty] | 0 | [12 empty] | 11.48 | 22.96 | 34.44 | D:6 3/8'' L:13 1/2'' W:10 3/4'' H:6 1/8'' | 2 | 6.375 | 13.5 | 10.75 | 6.125 | Other | [6 empty] | No |  | No | [28 empty] | N/A |  | 0 | 0 | 0 | 0 | 0 | 0 | 0 | 1 | 0 | 0 | 0 | 785652110191 | 14 | 11 | 7 | 2.4 | 0.624 | 100 | Yes | 6 | 10785652110198 | 25 | 20 | 7.25 | 18.1 | 2.098 | Yes | UL Damp | cUL Damp | 6IN NEW CON NON-IC SHALLOW HSG | 6" New Construction Shallow IC Airtight Housing |  | 11019.jpg | 11019.jpg
11028QC | 6" New Construction IC Airtight Housing with "Quick Connects" | Sea Gull Lighting designs its recessed housings for ease of installation and to exacting standards of efficiency, quality and safety. Choose from 4", 5" and 6" models for remodel or new construction projects with a variety of recessed trims for various lighting effects. | RECESSED | Recessed Lighting | Recessed Lights | Not Applicable | [6 empty] | 1 Medium PAR30S 50w | 1 Medium PAR30 75w | 2 | No | [14 empty] | 0 | [12 empty] | 10.98 | 21.96 | 32.94 | D:6 3/8'' L:13 1/2'' W:10 3/4'' H:7 7/8'' | 2.2 | 6.375 | 13.5 | 10.75 | 7.875 | Other | [6 empty] | No |  | No | [28 empty] | N/A |  | 0 | 0 | 0 | 0 | 1 | 0 | 0 | 1 | 0 | 0 | 0 | 785652110290 | 14.3 | 9.3 | 8 | 2.26 | 0.616 | 125 | Yes | 6 | 10785652110297 | 25.25 | 18.5 | 8.75 | 15.686 | 2.365 | Yes | UL Damp | cUL Damp | 6IN NEW CON IC AIRTIGHT HSG QC | 6" New Construction IC Airtight Housing with "Quick Connects" |  | 11028QC.jpg | 11028QC.jpg
11033AT-15 | 6" Flat Glass Shower Trim |  | RECESSED | Recessed Trims | Recessed Lights | White | 15 |  |  |  |  | Satin White Glass |  |  | 0 | No | [14 empty] | 0 | [12 empty] | 16.48 | 32.96 | 49.44 | D:8'' H:4'' | 0.5 | 8 |  |  | 4 | Other | [6 empty] | No |  | No | [30 empty] | 0 | 0 | 0 | 0 | 0 | 0 | 0 | 0 | 0 | 0 | 0 | 785652011122 | 9 | 8.5 | 4.25 | 0.9 | 0.188 | 175 | Yes | 6 | 10785652011129 | 25.5 | 8.75 | 10 | 7.1 | 1.291 | Yes | C-UL-US Wet |  | 6IN FLAT GLASS SHOWER TRIM-15 | 6" Flat Glass Shower Trim |  | 11033AT-15.jpg | 1133.jpg
1105 | 4" New Construction Non-IC Recessed Housing | Sea Gull Lighting designs its recessed housings for ease of installation and to exacting standards of efficiency, quality and safety. Choose from 4", 5" and 6" models for remodel or new construction projects with a variety of recessed trims for various lighting effects. | RECESSED | Recessed Lighting | Recessed Lights | Not Applicable | [6 empty] | 1 Medium PAR20 35w | 1 Medium PAR20 35w | 2 | No | [14 empty] | 0 | [12 empty] | 10.25 | 20.5 | 30.75 | D:4 1/4'' L:13 1/2'' W:5 1/4'' H:5 5/8'' | 1.9 | 4.25 | 13.5 | 5.25 | 5.625 | Other | [6 empty] | No |  | No | [28 empty] | N/A |  | 0 | 0 | 0 | 0 | 0 | 0 | 0 | 1 | 0 | 0 | 0 | 785652110504 | 14.38 | 7.5 | 5.58 | 2.75 | 0.348 | 85 | Yes | 6 | 10785652110501 | 20.38 | 17.38 | 6.75 | 18.7 | 1.384 | Yes | UL Damp | cUL Damp | New Construction Recessed Housing | 4" New Construction Non-IC Recessed Housing |  | 1105.jpg | 1105.jpg
1109 | 6" New Construction IC Airtight Sloped Ceiling Recessed Housing | Sea Gull Lighting designs its recessed housings for ease of installation and to exacting standards of efficiency, quality and safety. Choose from 4", 5" and 6" models for remodel or new construction projects with a variety of recessed trims for various lighting effects. | RECESSED | Recessed Lighting | Recessed Lights | Not Applicable | [6 empty] | 1 Medium PAR38 75w | 1 Medium PAR38 75w | 2 | No | [14 empty] | 0 | [12 empty] | 24.98 | 49.96 | 74.94 | D:6 3/8'' L:14 1/8'' W:13 1/2'' H:7 3/8'' | 2 | 6.375 | 14.125 | 13.5 | 7.375 | Other | [6 empty] | No |  | No | [28 empty] | N/A |  | 0 | 0 | 0 | 0 | 0 | 0 | 0 | 1 | 0 | 0 | 0 | 785652110900 | 15 | 15 | 8 | 2.7 | 1.042 | 175 | Yes | 6 | 10785652110907 | 30 | 26 | 9 | 19.8 | 4.063 | Yes | UL Damp | cUL Damp | 6IN NEW CON SLOPED CLNG HSG | 6" New Construction IC Airtight Sloped Ceiling Recessed Housing |  | 1109.jpg | 1109.jpg
1115 | 4" Remodel Non-IC Recessed Housing | Sea Gull Lighting designs its recessed housings for ease of installation and to exacting standards of efficiency, quality and safety. Choose from 4", 5" and 6" models for remodel or new construction projects with a variety of recessed trims for various lighting effects. | RECESSED | Recessed Lighting | Recessed Lights | Not Applicable | [6 empty] | 1 Medium PAR20 35w | 1 Medium PAR20 35w | 2 | No | [14 empty] | 0 | [12 empty] | 13.98 | 27.96 | 41.94 | D:4 1/16'' L:12'' H:5 5/8'' | 1 | 4.0625 | 12 |  | 5.625 | Other | [6 empty] | No |  | No | [28 empty] | N/A |  | 0 | 0 | 0 | 0 | 0 | 0 | 0 | 1 | 0 | 0 | 0 | 785652111501 | 16 | 5 | 6.5 | 1.4 | 0.301 | 85 | Yes | 6 | 10785652111508 | 17 | 14 | 7 | 11.8 | 0.964 | Yes | UL Damp | cUL Damp | 4IN REMODEL NON-IC HSG | 4" Remodel Non-IC Recessed Housing |  | 1115.jpg | 1115.jpg
1121-14 | 6" Sloped Trim |  | RECESSED | Recessed Trims | Recessed Lights | White Trim / Baffle | 14 | [7 empty] | 0 | No | [14 empty] | 0 | [12 empty] | 17.48 | 34.96 | 52.44 | D:7 13/16'' H:4 3/4'' | 0.2 | 7.8125 |  |  | 4.75 | [7 empty] | No |  | No | [28 empty] | N/A |  | 0 | 0 | 0 | 0 | 0 | 0 | 0 | 0 | 0 | 0 | 0 | 785652112140 | 8 | 8 | 5.5 | 0.4 | 0.204 | 250 | Yes | 12 | 10785652112147 | 22 | 17 | 11 | 7.4 | 2.381 | Yes | C-UL-US Damp |  | 6IN BAFFLE SLOPED TRIM-14 | 6" Sloped Trim |  | 1121-14.jpg | 1121.jpg
1126-14 | 6" Steel Baffle Trim |  | RECESSED | Recessed Trims | Recessed Lights | White Trim / Baffle | 14 | [7 empty] | 0 | No | [14 empty] | 0 | [12 empty] | 4.48 | 8.96 | 13.44 | D:7 3/8'' H:2 7/8'' | 0.2 | 7.375 |  |  | 2.875 | Other | [6 empty] | No |  | No | [28 empty] | N/A |  | 0 | 0 | 0 | 0 | 0 | 0 | 0 | 0 | 0 | 0 | 0 | 785652112645 | 3 | 8.18 | 8 | 0.4 | 0.114 | 100 | Yes | 12 | 10785652112642 | 14.25 | 8.75 | 9 | 5.55 | 0.649 | Yes | UL Damp | cUL Damp | 6IN BAFFLE TRIM-14 | 6" Steel Baffle Trim |  | 1126-14.jpg | 1126.jpg
1128 | 6" New Construction IC Airtight Housing | Sea Gull Lighting designs its recessed housings for ease of installation and to exacting standards of efficiency, quality and safety. Choose from 4", 5" and 6" models for remodel or new construction projects with a variety of recessed trims for various lighting effects. | RECESSED | Recessed Lighting | Recessed Lights | Not Applicable | [6 empty] | 1 Medium PAR30L 75w | 1 Medium PAR30L 75w | 2 | No | [14 empty] | 0 | [12 empty] | 9.95 | 19.9 | 29.85 | D:6 3/8'' L:13 1/2'' W:10 3/4'' H:7 7/8'' | 2.9 | 6.375 | 13.5 | 10.75 | 7.875 | Other | [6 empty] | No |  | No | [28 empty] | N/A |  | 0 | 0 | 0 | 0 | 0 | 0 | 0 | 1 | 0 | 0 | 0 | 785652112805 | 14.3 | 9.3 | 8 | 3.15 | 0.616 | 100 | Yes | 6 | 10785652112802 | 25.6 | 19.2 | 8.7 | 22 | 2.475 | Yes | UL Damp | cUL Damp | 6IN NEW CON IC AIRTIGHT HSG | 6" New Construction IC Airtight Housing |  | 1128.jpg | 1128.jpg
1128QC | 6" New Construction IC Recessed Housing with "Quick Connects" | Sea Gull Lighting designs its recessed housings for ease of installation and to exacting standards of efficiency, quality and safety. Choose from 4", 5" and 6" models for remodel or new construction projects with a variety of recessed trims for various lighting effects. | RECESSED | Recessed Lighting | Recessed Lights | Not Applicable | [6 empty] | 1 Medium PAR30L 75w | 1 Medium BR30 65w | 2 | No | [14 empty] | 0 | [12 empty] | 9.95 | 19.9 | 29.85 | D:6 3/8'' L:13 1/2'' W:10 3/4'' H:7 7/8'' | 2.3 | 6.375 | 13.5 | 10.75 | 7.875 | Other | [6 empty] | No |  | No | [28 empty] | N/A |  | 0 | 0 | 0 | 0 | 1 | 0 | 0 | 1 | 0 | 0 | 0 | 785652011283 | 14.75 | 10.75 | 8 | 2.55 | 0.734 | 100 | Yes | 6 | 10785652011280 | 22.25 | 20 | 8.75 | 18.15 | 2.253 | Yes | UL Damp | cUL Damp | 6" New Construction IC Recessed Housing with "Quick Connects" | 6" New Construction IC Recessed Housing with "Quick Connects" |  | 1128QC.jpg | 1128QC.jpg
1133AT-15 | 6" Flat Glass Shower Trim |  | RECESSED | Recessed Trims | Recessed Lights | White | 15 |  |  |  |  | White Glass |  |  | 0 | No | [14 empty] | 0 | [12 empty] | 9.98 | 19.96 | 29.94 | D:8'' H:1 1/4'' |  | 8 |  |  | 1.25 | Other | [6 empty] | No |  | No | [30 empty] | 0 | 0 | 0 | 0 | 1 | 0 | 0 | 0 | 0 | 0 | 0 | 785652113352 | 8.5 | 8 | 1.5 | 0.8 | 0.059 | 85 | Yes | 12 | 10785652113359 | 21 | 9 | 9.25 | 9.6 | 1.012 | Yes | C-UL-US Wet |  | 6IN FLAT GLASS SHOWER TRIM-15 | 6" Flat Glass Shower Trim |  | 1133AT-15.jpg | 1133AT.jpg
1136AT-15 | 6" Eyeball Trim |  | RECESSED | Recessed Trims | Recessed Lights | White | 15 | Steel | [6 empty] | 0 | No | [14 empty] | 0 | [12 empty] | 9.25 | 18.5 | 27.75 | D:8'' H:4'' |  | 8 |  |  | 4 | Other | [6 empty] | No |  | No | [28 empty] | N/A |  | 0 | 0 | 0 | 0 | 1 | 0 | 0 | 0 | 0 | 0 | 0 | 785652113611 | 8 | 8 | 4 | 1.15 | 0.148 | 125 | Yes | 12 | 10785652113618 | 22.5 | 16 | 10 | 16.4 | 2.083 | Yes | UL Damp | cUL Damp | Incandescent Eyeball Recessed Trim | 6" Eyeball Trim |  | 1136AT-15.jpg | 1136AT.jpg
1151AT-14 | 6" Baffle Trim |  | RECESSED | Recessed Trims | Recessed Lights | White Trim / Baffle | 14 | [7 empty] | 0 | No | [14 empty] | 0 | [12 empty] | 6.98 | 13.96 | 20.94 | D:7 5/16'' H:5 3/8'' |  | 7.3125 |  |  | 5.375 | Other | [6 empty] | No |  | No | [28 empty] | N/A |  | 0 | 0 | 0 | 0 | 1 | 0 | 0 | 0 | 0 | 0 | 0 | 785652115141 | 7.75 | 7.75 | 5.375 | 0.53 | 0.187 | 125 | Yes | 6 | 10785652115148 | 8.125 | 8.125 | 12 | 3.2 | 0.458 | Yes | ETL Damp | cETL Damp | 6IN DEEP BAFFLE TRIM-14 | 6" Baffle Trim |  | 1151AT-14.jpg | 1151AT.jpg
1152AT-15 | 4" Frosted Glass Shower Trim |  | RECESSED | Recessed Trims | Recessed Lights | White | 15 | [7 empty] | 0 | No | [14 empty] | 0 | [12 empty] | 8.98 | 17.96 | 26.94 | D:4 7/8'' H:2 7/8'' |  | 4.875 |  |  | 2.875 | Other | [6 empty] | No |  | No | [28 empty] | N/A |  | 0 | 0 | 0 | 0 | 0 | 0 | 0 | 0 | 0 | 0 | 0 | 785652115219 | 5 | 5 | 3 | 0.55 | 0.043 | 85 | Yes | 6 | 10785652115216 | 10.5 | 10 | 6 | 3.9 | 0.365 | Yes | C-UL-US Wet |  | 4IN FLAT GLASS SHOWER TRIM-15 | 4" Frosted Glass Shower Trim |  | 1152AT-15.jpg | 1152AT.jpg
1153AT-15 | 4" Fresnal Glass Shower Trim |  | RECESSED | Recessed Trims | Recessed Lights | White | 15 | [7 empty] | 0 | No | [14 empty] | 0 | [12 empty] | 8.98 | 17.96 | 26.94 | D:4 7/8'' H:2 7/8'' |  | 4.875 |  |  | 2.875 | Other | [6 empty] | No |  | No | [28 empty] | N/A |  | 0 | 0 | 0 | 0 | 0 | 0 | 0 | 0 | 0 | 0 | 0 | 785652115318 | 5 | 5 | 3 | 0.65 | 0.043 | 70 | Yes | 6 | 10785652115315 | 10.5 | 10 | 6 | 4.5 | 0.365 | Yes | C-UL-US Wet |  | 4IN GLASS SHOWER TRIM-15 | 4" Fresnal Glass Shower Trim |  | 1153AT-15.jpg | 1153AT.jpg
1154AT-14 | 6" Open Cone Shower Trim |  | RECESSED | Recessed Trims | Recessed Lights | White Trim / Baffle | 14 | [7 empty] | 0 | No | [14 empty] | 0 | [12 empty] | 8.98 | 17.96 | 26.94 | D:7 5/16'' H:5 3/8'' |  | 7.3125 |  |  | 5.375 | Other | [6 empty] | No |  | No | [28 empty] | N/A |  | 0 | 0 | 0 | 0 | 1 | 0 | 0 | 0 | 0 | 0 | 0 | 785652115127 | 7.75 | 7.75 | 5.6 | 0.45 | 0.195 | 125 | Yes | 12 | 10785652115124 | 19 | 8.75 | 8.75 | 6.6 | 0.842 | Yes | UL Wet | cUL Wet | 6IN BAFFLE SHOWER TRIM-14 | 6" Open Cone Shower Trim |  | 1154AT-14.jpg | 1156.jpg
1155AT-15 | 6" Fresnal Glass Shower Trim |  | RECESSED | Recessed Trims | Recessed Lights | White | 15 | [7 empty] | 0 | No | [14 empty] | 0 | [12 empty] | 8.98 | 17.96 | 26.94 | D:8'' H:1 1/2'' |  | 8 |  |  | 1.5 | Other | [6 empty] | No |  | No | [28 empty] | N/A |  | 0 | 0 | 0 | 0 | 1 | 0 | 0 | 0 | 0 | 0 | 0 | 785652115554 | 8 | 8 | 1.5 | 0.65 | 0.056 | 93 | Yes | 12 | 10785652115551 | 20.75 | 9 | 9.5 | 9.3 | 1.027 | Yes | UL Wet | cUL Wet | 6IN GLASS SHOWER TRIM-15 | 6" Fresnal Glass Shower Trim |  | 1155AT-15.jpg | 1155AT.jpg
1156AT-14 | 4" Baffle Trim |  | RECESSED | Recessed Trims | Recessed Lights | White Trim / Baffle | 14 | [7 empty] | 0 | No | [14 empty] | 0 | [12 empty] | 6.98 | 13.96 | 20.94 | D:4 7/8'' H:1 7/8'' |  | 4.875 |  |  | 1.875 | Other | [6 empty] | No |  | No | [28 empty] | N/A |  | 0 | 0 | 0 | 0 | 1 | 0 | 0 | 0 | 0 | 0 | 0 | 785652115615 | 5.25 | 5.25 | 2.75 | 0.4 | 0.044 | 100 | Yes | 12 | 10785652115612 | 11 | 10.75 | 9 | 5.8 | 0.616 | Yes | UL Damp | cUL Damp | 4IN BAFFLE TRIM-14 | 4" Baffle Trim |  | 1156AT-14.jpg | 1156AT.jpg
1157AT-14 | 6" Deep Cone Baffle Trim |  | RECESSED | Recessed Trims | Recessed Lights | White Trim / Baffle | 14 | [7 empty] | 0 | No | [14 empty] | 0 | [12 empty] | 6.15 | 12.3 | 18.45 | D:7 3/8'' H:5 3/8'' |  | 7.375 |  |  | 5.375 | Other | [6 empty] | No |  | No | [28 empty] | N/A |  | 0 | 0 | 0 | 0 | 1 | 0 | 0 | 0 | 0 | 0 | 0 | 785652115714 | 7.75 | 7.75 | 5.5 | 0.4 | 0.191 | 125 | Yes | 6 | 10785652115711 | 8 | 8.375 | 11.875 | 3 | 0.46 | Yes | C-UL-US Damp |  | Fluorescent Recessed White Step Baffle with Trim in White Finish. | 6" Deep Cone Baffle Trim |  | 1157AT-14.jpg | 1157AT.jpg
1158AT-14 | 6" Deep Cone Baffle Trim |  | RECESSED | Recessed Trims | Recessed Lights | White Trim / Baffle | 14 | [7 empty] | 0 | No | [14 empty] | 0 | [12 empty] | 7.98 | 15.96 | 23.94 | D:7 1/4'' H:3 7/8'' |  | 7.25 |  |  | 3.875 | Other | [6 empty] | No |  | No | [28 empty] | N/A |  | 0 | 0 | 0 | 0 | 1 | 0 | 0 | 0 | 0 | 0 | 0 | 785652115813 | 8.18 | 7.78 | 5 | 0.5 | 0.184 | 125 | Yes | 6 | 10785652115810 | 10.5 | 9 | 9 | 3.6 | 0.492 | Yes | UL Damp | cUL Damp | 6IN SHALLOW BAFFLE TRIM-14 | 6" Deep Cone Baffle Trim |  | 1158AT-14.jpg | 1129.jpg
1162AT-14 | 4" Multiplier Trim |  | RECESSED | Recessed Trims | Recessed Lights | White Trim / Baffle | 14 | [7 empty] | 0 | No | [14 empty] | 0 | [12 empty] | 6.98 | 13.96 | 20.94 | D:4 7/8'' H:2 7/8'' |  | 4.875 |  |  | 2.875 | Other | [6 empty] | No |  | No | [28 empty] | N/A |  | 0 | 0 | 0 | 0 | 1 | 0 | 0 | 0 | 0 | 0 | 0 | 785652116247 | 5 | 5 | 3 | 0.5 | 0.043 | 93 | Yes | 12 | 10785652116244 | 19.25 | 10.75 | 5.78 | 6.5 | 0.692 | Yes | C-UL-US Damp |  | 4IN MULTIPLIER TRIM-14 | 4" Multiplier Trim |  | 1162AT-14.jpg | 1162AT.jpg
1166AT-15 | 4" Eyeball Trim |  | RECESSED | Recessed Trims | Recessed Lights | White | 15 | [7 empty] | 0 | No | [14 empty] | 0 | [12 empty] | 7.98 | 15.96 | 23.94 | D:5'' H:1 7/8'' |  | 5 |  |  | 1.875 | Other | [6 empty] | No |  | No | [28 empty] | N/A |  | 0 | 0 | 0 | 0 | 1 | 0 | 0 | 0 | 0 | 0 | 0 | 785652661501 | 5.25 | 5.25 | 3.5 | 0.69 | 0.056 | 85 | Yes | 12 | 10785652661508 | 19.25 | 11 | 6 | 8.3 | 0.735 | Yes | C-UL-US Damp |  | 4IN EYEBALL TRIM-15 | 4" Eyeball Trim |  | 1166AT-15.jpg | 1166.jpg
1179 | 4" New Construction IC Airtight Recessed Housing | Sea Gull Lighting designs its recessed housings for ease of installation and to exacting standards of efficiency, quality and safety. Choose from 4", 5" and 6" models for remodel or new construction projects with a variety of recessed trims for various lighting effects. | RECESSED | Recessed Lighting | Recessed Lights | Not Applicable | [6 empty] | 1 Medium PAR20 35w | 1 Medium PAR20 35w | 2 | No | [14 empty] | 0 | [12 empty] | 24.98 | 49.96 | 74.94 | D:4 5/16'' L:13 7/16'' W:8 1/4'' H:5 13/16'' | 1.5 | 4.3125 | 13.4375 | 8.25 | 5.8125 | Other | [6 empty] | No |  | No | [28 empty] | N/A |  | 0 | 0 | 0 | 0 | 0 | 0 | 0 | 1 | 0 | 0 | 0 | 785652117909 | 8.5 | 6 | 5.38 | 1.71 | 0.159 | 93 | Yes | 6 | 10785652117906 | 22 | 17.75 | 7 | 16.32 | 1.582 | Yes | UL Damp | cUL Damp | 4 inch Line Voltage New Construction Airtight IC Rated Recessed Housing | 4" New Construction IC Airtight Recessed Housing |  | 1179.jpg | 1179.jpg
14300S-15 | 6in Traverse Unlimited Round 3000K 90CRI White | The new Traverse Unlimited LED Downlight from Sea Gull Lighting boasts the easiest fixture installation on the market. It offers outstanding energy efficiency with 750 lumens of light output generated, while consuming only 14 watts of energy. With no need for junction boxes, recessed cans or trims, the cleverly self-contained recessed downlight saves time and money since it takes just a quick 6 minutes to install each recessed downlight. It also makes ordering, stocking and tracking the downlights on the job site simple, whether used for new construction or remodel purposes, because separate housings, light sources and trims don’t need to be ordered. | RECESSED | Traverse LED Unlimited | Recessed Lights | White | 15 | [7 empty] | 1 | No | 1000 | 3000 | 90 | 14 | 120 | 19 - Integrated | MODS - Modules |  | 10 | 100 | LED | 14 | 14 | 50000 | 0 | [12 empty] | 17.95 | 35.9 | 53.85 | D:7'' H:4 7/8'' |  | 7 |  |  | 4.875 | Other | [6 empty] | No |  | No | [25 empty] | 6.5 | Black/White |  |  | Hardwired | 0 | 0 | 0 | 1 | 1 | 0 | 1 | 0 | 0 | 0 | 0 | 785652028151 | 7.25 | 7.25 | 6 | 0.9 | 0.183 | 175 | Yes | 12 | 10785652028158 | 22 | 15 | 12.25 | 12.7 | 2.339 | Yes | ETL Wet |  | TRAVERSE UNLIMITED RD 3K-15 | 6in Traverse Unlimited Round 3000K 90CRI White |  | 14300S-15.jpg | 14300S.jpg
14300S-171 | 6in Traverse Unlimited Round 3000K 90CRI Painted Antique Bronze | The new Traverse Unlimited LED Downlight from Sea Gull Lighting boasts the easiest fixture installation on the market. It offers outstanding energy efficiency with 750 lumens of light output generated, while consuming only 14 watts of energy. With no need for junction boxes, recessed cans or trims, the cleverly self-contained recessed downlight saves time and money since it takes just a quick 6 minutes to install each recessed downlight. It also makes ordering, stocking and tracking the downlights on the job site simple, whether used for new construction or remodel purposes, because separate housings, light sources and trims don’t need to be ordered. | RECESSED | Traverse LED Unlimited | Recessed Lights | Painted Antique Bronze | 171 | [7 empty] | 1 | No | 1000 | 3000 | 90 | 14 | 120 | 19 - Integrated | MODS - Modules |  | 10 | 100 | LED | 14 | 14 | 50000 | 0 | [12 empty] | 33.95 | 67.9 | 101.85 | D:7'' H:4 7/8'' |  | 7 |  |  | 4.875 | Other | [6 empty] | No |  | No | [25 empty] | 6.5 | Black/White |  |  | Hardwired | 0 | 0 | 0 | 0 | 1 | 0 | 1 | 0 | 0 | 0 | 0 | 785652040160 | 7.25 | 7.25 | 6 | 0.9 | 0.183 | 175 | Yes | 12 | 10785652040167 | 22 | 15 | 12.25 | 12.6 | 2.339 | Yes | ETL Wet |  | TRAVERSE UNLIMITED RD 3K-171 | 6in Traverse Unlimited Round 3000K 90CRI Painted Antique Bronze |  | 14300S-171.jpg | 14300S.jpg
14300S-849 | 6in Traverse Unlimited Round 3000K 90CRI Satin Nickel | The new Traverse Unlimited LED Downlight from Sea Gull Lighting boasts the easiest fixture installation on the market. It offers outstanding energy efficiency with 750 lumens of light output generated, while consuming only 14 watts of energy. With no need for junction boxes, recessed cans or trims, the cleverly self-contained recessed downlight saves time and money since it takes just a quick 6 minutes to install each recessed downlight. It also makes ordering, stocking and tracking the downlights on the job site simple, whether used for new construction or remodel purposes, because separate housings, light sources and trims don’t need to be ordered. | RECESSED | Traverse LED Unlimited | Recessed Lights | Satin Nickel | 849 | [7 empty] | 1 | No | 1000 | 3000 | 90 | 14 | 120 | 19 - Integrated | MODS - Modules |  | 10 | 100 | LED | 14 | 14 | 50000 | 0 | [12 empty] | 33.95 | 67.9 | 101.85 | D:7'' H:4 7/8'' |  | 7 |  |  | 4.875 | Other | [6 empty] | No |  | No | [25 empty] | 6.5 | Black/White |  |  | Hardwired | 0 | 0 | 0 | 0 | 1 | 0 | 1 | 0 | 0 | 0 | 0 | 785652028168 | 7.25 | 7.25 | 6 | 0.9 | 0.183 | 175 | Yes | 12 | 10785652028165 | 22 | 15 | 12.25 | 12.6 | 2.339 | Yes | ETL Wet |  | TRAVERSE UNLIMITED RD 3K-849 | 6in Traverse Unlimited Round 3000K 90CRI Satin Nickel |  | 14300S-849.jpg | 14300S.jpg
14301S-15 | 6in Traverse Unlimited Square 3000K 90CRI White | The new Traverse Unlimited LED Downlight from Sea Gull Lighting boasts the easiest fixture installation on the market. It offers outstanding energy efficiency with 750 lumens of light output generated, while consuming only 14 watts of energy. With no need for junction boxes, recessed cans or trims, the cleverly self-contained recessed downlight saves time and money since it takes just a quick 6 minutes to install each recessed downlight. It also makes ordering, stocking and tracking the downlights on the job site simple, whether used for new construction or remodel purposes, because separate housings, light sources and trims don’t need to be ordered. | RECESSED | Traverse LED Unlimited | Recessed Lights | White | 15 | [7 empty] | 1 | No | 1000 | 3000 | 90 | 14 | 120 | 19 - Integrated | MODS - Modules |  | 10 | 100 | LED | 14 | 14 | 50000 | 0 | [12 empty] | 35.95 | 71.9 | 107.85 | L:5 7/8'' W:5 7/8'' H:4 7/8'' |  |  | 5.875 | 5.875 | 4.875 | Other | [6 empty] | No |  | No | [25 empty] | 6.5 | Black/White |  |  | Hardwired | 0 | 0 | 0 | 1 | 1 | 0 | 1 | 0 | 0 | 0 | 0 | 785652028175 | 6.25 | 6.25 | 6 | 1.2 | 0.136 | 100 | Yes | 12 | 10785652028172 | 19 | 13 | 12.25 | 15.35 | 1.751 | Yes | ETL Wet |  | TRAVERSE UNLIMITED SQ 3K-15 | 6in Traverse Unlimited Square 3000K 90CRI White |  | 14301S-15.jpg | 14301S.jpg
14301S-849 | 6in Traverse Unlimited Square 3000K 90CRI Satin Nickel | The new Traverse Unlimited LED Downlight from Sea Gull Lighting boasts the easiest fixture installation on the market. It offers outstanding energy efficiency with 750 lumens of light output generated, while consuming only 14 watts of energy. With no need for junction boxes, recessed cans or trims, the cleverly self-contained recessed downlight saves time and money since it takes just a quick 6 minutes to install each recessed downlight. It also makes ordering, stocking and tracking the downlights on the job site simple, whether used for new construction or remodel purposes, because separate housings, light sources and trims don’t need to be ordered. | RECESSED | Traverse LED Unlimited | Recessed Lights | Satin Nickel | 849 | [7 empty] | 1 | No | 1000 | 3000 | 90 | 14 | 120 | 19 - Integrated | MODS - Modules |  | 10 | 100 | LED | 14 | 14 | 50000 | 0 | [12 empty] | 35.95 | 71.9 | 107.85 | L:5 7/8'' W:5 7/8'' H:4 7/8'' |  |  | 5.875 | 5.875 | 4.875 | Other | [6 empty] | No |  | No | [25 empty] | 6.5 | Black/White |  |  | Hardwired | 0 | 0 | 0 | 0 | 1 | 0 | 1 | 0 | 0 | 0 | 0 | 785652028229 | 6.25 | 6.25 | 6 | 1.2 | 0.136 | 100 | Yes | 12 | 10785652028226 | 18.5 | 12 | 12.75 | 15.35 | 1.638 | Yes | ETL Wet |  | TRAVERSE UNLIMITED SQ 3K-849 | 6in Traverse Unlimited Square 3000K 90CRI Satin Nickel |  | 14301S-849.jpg | 14301S.jpg
14520S-849 | 6in Traverse Lyte Round T24 3000K 90CRI Satin Nickel | Traverse LED Lyte Downlight by Sea Gull Lighting Systems is designed for superior performance and value. This highly affordable, surface mounted downlight works with all junction boxes and retrofits into most 5” and 6” recessed housings with adaptor for ultimate installation flexibility. It offers outstanding energy efficiency with 750- 800 delivered lumens of light output generated, while consuming a minimal amount of energy. The 6” round aperture hugs the ceiling surface. Dimmable down to 5% with ELV or Triac dimmer (see dimming chart). ENERGY STAR qualified. Wet rated for shower ceiling installations. | RECESSED | Traverse LED Lyte | Recessed Lights | Satin Nickel | 849 | [7 empty] | 1 | No | 800 | 3000 | 90 | 13 | 120 | 19 - Integrated | MODS - Modules |  | 5 | 100 | LED |  | 13 | 50000 | 0 | [12 empty] | 20.45 | 40.9 | 61.35 | D:7 3/8'' H:1 1/16'' | 0.65 | 7.375 |  |  | 1.0625 | Other | [6 empty] | No |  | No | [25 empty] | 6.5 | Black/White |  |  | Hardwired | 0 | 0 | 0 | 1 | 1 | 0 | 1 | 0 | 0 | 0 | 0 | 785652065811 | 8.18 | 7.78 | 3.5 | 0.8 | 0.129 | 93 | Yes | 20 | 10785652065818 | 16.5 | 16.25 | 9.18 | 17 | 1.424 | Yes | ETL Wet |  | TRAVERSE LYTE 6IN T24 3000K-849 | 6in Traverse Lyte Round T24 3000K 90CRI Satin Nickel |  | 14520S-849.jpg | 14520S.jpg
14540S-15 | 6in Traverse Lyte Round T24 3000K 90CRI White | Traverse LED Lyte Downlight by Sea Gull Lighting Systems is designed for superior performance and value. This highly affordable, surface mounted downlight works with all junction boxes and retrofits into most 5” and 6” recessed housings with adaptor for ultimate installation flexibility. It offers outstanding energy efficiency with 750- 800 delivered lumens of light output generated, while consuming a minimal amount of energy. The 6” round aperture hugs the ceiling surface. Dimmable down to 5% with ELV or Triac dimmer (see dimming chart). ENERGY STAR qualified. Wet rated for shower ceiling installations. | RECESSED | Traverse LED Lyte | Recessed Lights | White | 15 | [7 empty] | 1 | No | 850 | 3000 | 90 | 13 | 120 | 19 - Integrated | MODS - Modules |  | 5 | 100 | LED | 13 | 13 | 50000 | 0 | [12 empty] | 19.95 | 39.9 | 59.85 | D:7 3/8'' H:1 1/16'' | 0.65 | 7.375 |  |  | 1.0625 | Other | [6 empty] | No |  | No | [25 empty] | 6.5 | Black/White |  |  | Hardwired | 0 | 0 | 0 | 1 | 1 | 0 | 1 | 0 | 0 | 0 | 0 | 785652073212 | 7.75 | 7.75 | 1.5 | 0.7 | 0.052 | 85 | Yes | 20 | 10785652073219 | 16.25 | 16.25 | 8.75 | 15.3 | 1.337 | Yes | ETL Wet |  | TRAVERSE LYTE 6IN T24 3000K-15 | 6in Traverse Lyte Round T24 3000K 90CRI White |  | 14520S-15.jpg | 14540S.jpg
14700SC-15 | 6in T24 Traverse 2700K 90CRI White | Sea Gull Lighting's Traverse II LED downlight offers the performance features desired from incandescent downlights (dimmability, color rendering and aesthetics) while delivering a reduction in energy and operating costs by up to 80% and lasting 25x's longer! The Traverse II LED downlight is an economical, long-lasting LED alternative to standard recessed downlights. Offered in a 6" model (consumes 14 watts, generating 715-750 net lumens) and 4" model (consumes 9 watts, generating 475-500 lumens), both are available in 2700K or 3000K color temperatures with 90+ CRI. Dimmable down to 5%, it features warm-on-dim technology which creates a progressively warmer colored light as it is dimmed to set the right mood for the space. Can be flush mounted to a 4" junction box for new construction or is also available with retrofit hardware for installation in existing recessed housings. | RECESSED | Traverse II | Recessed Lights | White | 15 | [7 empty] | 0 | No | 1000 | 2700 | 90 | 14 | 120 | 19 - Integrated | MODS - Modules |  |  |  |  | 14 | 14 | 50000 | 0 | [12 empty] | 13 | 26 | 39 | D:7 3/8'' E:1 1/16'' | 0.85 | 7.375 | [8 empty] | 1.0625 |  | No |  | No | [25 empty] | 6 | Black/White |  |  |  | 0 | 0 | 0 | 1 | 1 | 0 | 0 | 0 | 0 | 0 | 0 | 785652056031 | 8 | 8 | 3 | 1 | 0.111 | 100 | Yes | 12 | 10785652056038 | 16.25 | 16 | 9.5 | 12.5 | 1.429 | Yes | ETL Wet |  | TRAVERSE II 6IN T24 2700K-15 | 6in T24 Traverse 2700K 90CRI White |  | 14700SC-15.jpg | 14700SC.jpg
14705SC-15 | 4in T24 Traverse 2700K 90CRI White | Sea Gull Lighting's Traverse 4” LED downlight offers the performance features desired from incandescent downlights (dimmability, color rendering and aesthetics) while delivering a reduction in energy and operating costs by up to 80% and lasting 25x's longer! The Traverse 4” LED downlight is an economical, long-lasting LED alternative to standard recessed downlights. Offered in a 4" model (consumes 9 watts, generating 475-500 lumens), available in 2700K or 3000K color temperatures with 90+ CRI. Dimmable down to 5%, it features warm-on-dim technology which creates a progressively warmer colored light as it is dimmed to set the right mood for the space. Can be flush mounted to a 4" junction box for new construction or is also available with retrofit hardware for installation in existing recessed housings. Wet rated for shower ceiling installations | RECESSED | Traverse 4 | Recessed Lights | White | 15 | [7 empty] | 0 | No | 700 | 2700 | 90 | 9 | 120 | 19 - Integrated | MODS - Modules |  |  |  |  | 9 | 9 | 50000 | 0 | [12 empty] | 23.45 | 46.9 | 70.35 | D:5 13/16'' E:13/16'' |  | 5.8125 | [8 empty] | 0.8125 |  | No |  | No | [25 empty] | 6 | Black/White |  |  |  | 0 | 0 | 0 | 1 | 0 | 0 | 0 | 0 | 0 | 0 | 1 | 785652065828 | 6.75 | 6.75 | 2.5 | 0.6 | 0.066 | 100 | Yes | 12 | 10785652065825 | 14 | 14 | 8.25 | 8.6 | 0.936 | Yes | ETL Wet |  | LED TRAVERSE 4IN T24 2700K-15 | 4in T24 Traverse 2700K 90CRI White |  | 14705SC-15.jpg | 14705SC.jpg
14706SC-15 | 4in Traverse T24 3000K 90CRI White | Sea Gull Lighting's Traverse 4” LED downlight offers the performance features desired from incandescent downlights (dimmability, color rendering and aesthetics) while delivering a reduction in energy and operating costs by up to 80% and lasting 25x's longer! The Traverse 4” LED downlight is an economical, long-lasting LED alternative to standard recessed downlights. Offered in a 4" model (consumes 9 watts, generating 475-500 lumens), available in 2700K or 3000K color temperatures with 90+ CRI. Dimmable down to 5%, it features warm-on-dim technology which creates a progressively warmer colored light as it is dimmed to set the right mood for the space. Can be flush mounted to a 4" junction box for new construction or is also available with retrofit hardware for installation in existing recessed housings. Wet rated for shower ceiling installations | RECESSED | Traverse 4 | Recessed Lights | White | 15 | [7 empty] | 0 | No | 700 | 3000 | 90 | 9 | 120 | 19 - Integrated | MODS - Modules |  |  |  |  | 9 | 9 | 50000 | 0 | [12 empty] | 23.95 | 47.9 | 71.85 | D:5 13/16'' E:13/16'' |  | 5.8125 | [8 empty] | 0.8125 |  | No |  | No | [25 empty] | 6 | Black/White |  |  |  | 0 | 0 | 0 | 1 | 0 | 0 | 0 | 0 | 0 | 0 | 0 | 785652065835 | 6.5 | 6.5 | 2.5 | 0.25 | 0.061 | 93 | Yes | 12 | 10785652065832 | 13.5 | 8 | 13.5 | 8.65 | 0.844 | Yes | ETL Wet |  | LED TRAVERSE 4IN T24 3000K-15 | 4in Traverse T24 3000K 90CRI White |  | 14706S-15.jpg | 14706SC.jpg
14760SC-15 | 6in Traverse Insert 2700K 90CRI White | Traverse LED Insert by Sea Gull Lighting offers a recessed look and feel with the unparalleled efficacy of LED. With the desire to mimic the appearance of an incandescent downlight (dimmability, color rendering and aesthetics), this product also delivers a reduction in energy and operating costs by up to 80% and lasting 25x longer! The Traverse LED Insert downlight is an economical, long-lasting LED alternative to standard recessed downlights. Offered in a 6" model (generating 750-800 lumens), it is available in 2700K or 3000K color temperatures with 90+ CRI. Also dimmable down to 5% on most dimmers. The Traverse Insert can be retrofit into most 6” recessed housing. Wet rated for shower ceiling installations. | RECESSED | Traverse LED Insert | Recessed Lights | White | 15 | Aluminum | [6 empty] | 1 | No | 1000 | 2700 | 90 | 12 | 120 | 19 - Integrated | MODS - Modules |  | 5 | 100 | LED | 12 | 12 | 50000 | 0 | [12 empty] | 8.25 | 16.5 | 24.75 | D:7 1/2'' E:1/4'' |  | 7.5 | [8 empty] | 0.25 |  | No |  | No | [25 empty] | 3 | Black/White |  |  |  | 0 | 0 | 0 | 1 | 1 | 0 | 1 | 0 | 0 | 0 | 0 | 785652069222 | 7.75 | 7.75 | 3.25 | 0.6 | 0.113 | 175 | Yes | 12 | 10785652069229 | 19 | 16.25 | 9.25 | 8.7 | 1.653 | Yes | ETL Wet |  | TRAVERSE LED INSERT 2700K-15 | 6in Traverse Insert 2700K 90CRI White |  | 14760SC-15.jpg | 14760SC.jpg
14761S-15 | TRAVERSE LED INSERT 3000K-15 | Traverse LED Insert by Sea Gull Lighting offers a recessed look and feel with the unparalleled efficacy of LED. With the desire to mimic the appearance of an incandescent downlight (dimmability, color rendering and aesthetics), this product also delivers a reduction in energy and operating costs by up to 80% and lasting 25x longer! The Traverse LED Insert downlight is an economical, long-lasting LED alternative to standard recessed downlights. Offered in a 6" model (generating 750-800 lumens), it is available in 2700K or 3000K color temperatures with 90+ CRI. Also dimmable down to 5% on most dimmers. The Traverse Insert can be retrofit into most 6” recessed housing. Wet rated for shower ceiling installations. | RECESSED | Traverse LED Insert | Recessed Lights | White | 15 | Aluminum | [6 empty] | 1 | No | 1000 | 3000 | 90 | 14 | 120 | 19 - Integrated | MODS - Modules |  | 5 | 100 | LED | 14 | 14 | 50000 | 0 | [12 empty] | 28.95 | 57.9 | 86.85 | D:7 1/2'' E:3 3/8'' |  | 7.5 | [8 empty] | 3.375 |  | No |  | No | [25 empty] | 6 | Black/White |  |  |  | 0 | 0 | 0 | 1 | 0 | 0 | 1 | 0 | 0 | 0 | 0 | 785652112454 | 8 | 8 | 4 | 1 | 0.148 | 125 | Yes | 12 | 10785652112451 | 17 | 17 | 13.75 | 13.8 | 2.3 | Yes | ETL Wet |  | TRAVERSE LED INSERT 3000K-15 | 6in Traverse Insert 3000K 90CRI White |  | 14761S-15.jpg | 14761S.jpg
14761SC-15 | 6in Traverse Insert 3000K 90CRI White | Traverse LED Insert by Sea Gull Lighting offers a recessed look and feel with the unparalleled efficacy of LED. With the desire to mimic the appearance of an incandescent downlight (dimmability, color rendering and aesthetics), this product also delivers a reduction in energy and operating costs by up to 80% and lasting 25x longer! The Traverse LED Insert downlight is an economical, long-lasting LED alternative to standard recessed downlights. Offered in a 6" model (generating 750-800 lumens), it is available in 2700K or 3000K color temperatures with 90+ CRI. Also dimmable down to 5% on most dimmers. The Traverse Insert can be retrofit into most 6” recessed housing. Wet rated for shower ceiling installations. | RECESSED | Traverse LED Insert | Recessed Lights | White | 15 | Aluminum | [6 empty] | 0 | No | 1000 | 3000 | 90 | 10.5 | 120 | 19 - Integrated | MODS - Modules |  |  |  |  | 10.5 | 10.5 | 50000 | 0 | [12 empty] | 8.25 | 16.5 | 24.75 | D:7 1/2'' E:1/4'' |  | 7.5 | [8 empty] | 0.25 |  | No |  | No | [25 empty] | 3 | Black/White |  |  |  | 0 | 0 | 0 | 1 | 1 | 0 | 1 | 0 | 0 | 0 | 0 |  | 8 | 8 | 4 | 1.1 | 0.148 | 125 | Yes | [8 empty] | ETL Wet |  | TRAVERSE LED INSERT 3000K-15 | 6in Traverse Insert 3000K 90CRI White |  | 14761SC-15.jpg | 14761SC.jpg
14790 | 6in Traverse Retrofit Kit |  | ACCESSORY | Connectors and Accessories | Recessed Lights | Undefined | [8 empty] | 0 | No | [14 empty] | 0 | [12 empty] | 5 | 10 | 15 |  | 0.09 | [11 empty] | No |  | No | [30 empty] | 0 | 0 | 0 | 0 | 0 | 0 | 0 | 0 | 0 | 0 | 0 | 785652102103 | 8.75 | 4 | 1.5 | 0.1 | 0.03 | 70 | Yes | 12 | 10785652102100 | 10.5 | 5.25 | 2.75 | 1.9 | 0.088 | Yes |  |  | 6IN TRAVERSE RETROFIT KIT | 6in Traverse Retrofit Kit |  | 14790.png | 14790.jpg
14795 | 6in Traverse Lyte Retrofit Kit 10 PACK |  | ACCESSORY | Connectors and Accessories | Recessed Lights | Undefined | [8 empty] | 0 | No | [14 empty] | 0 | [12 empty] | 93.45 | 186.9 | 280.35 |  | 0.1 | [11 empty] | No |  | No | [30 empty] | 0 | 0 | 0 | 0 | 0 | 0 | 0 | 0 | 0 | 0 | 0 | 785652065842 | 8.75 | 8 | 4 | 3.9 | 0.162 | 65 | Yes | 5 | 10785652065849 | 21.5 | 9 | 9 | 20.7 | 1.008 | Yes |  |  | 6IN TRAVERSE LYTE RETROFIT KIT 10 PACK | 6in Traverse Lyte Retrofit Kit 10 PACK |  | 14795.jpg | 14790.jpg
14916RD-15 | Traverse Mirage, WH | The Traverse Mirage ultra thin design redefines recessed down lighting with high quality light output and high performance while adding style and interest. Ideal for both new construction as well as remodel/retrofit. Mirage offers outstanding energy efficiency with 650 delivered lumens of light output generated, while consuming a minimal amount of energy. Dimmable down to 10% with ELV or Triac dimmer (see dimming chart). ENERGY STAR qualified and Title 24 Compliant. Wet Rated. | RECESSED | Traverse Mirage | Recessed Lights | White | 15 | [7 empty] | 1 | No | 800 | 3000 | 90 | 13.8 | 120 | 19 - Integrated | MODS - Modules |  | 5 | 100 | LED | 13.8 | 13.8 | 50000 | 0 | [12 empty] | 19.95 | 39.9 | 59.85 | D:6'' H:19/32'' | 0.5 | 6 |  |  | 0.59375 | Other | [6 empty] | No |  | No | [25 empty] | 8 | Black/White |  |  |  | 0 | 0 | 0 | 1 | 1 | 0 | 1 | 0 | 0 | 0 | 0 | 785652073069 | 1.6 | 1.75 | 6.3 | 0.63 | 0.01 | 60 | Yes | 24 | 10785652073066 | 79.8 | 13.7 | 8.25 | 15.2 | 5.22 | Yes |  |  | Traverse Mirage, Round, WH | Traverse Mirage, WH |  | 14916RD-15.jpg | 14916RD.jpg
149212RD-15 | Traverse Lotus - Round 12", WH | The Traverse Lotus offers a modern take on the surface mount with a clean and seamless design. Eliminating shadow or dark spots, the Traverse Lotus 3000K LED delivers the optimal lighting performance. Traverse Lotus is available in both round and square shapes each offering four different sizes to choose from. Ideal for ambient or task lighting in residential or light commercial spaces. Dimmable down to 10% with ELV or Triac dimmer (see dimming chart). ENERGY STAR qualified and Title 24 Compliant. Wet rated for shower ceiling installations. | RECESSED | Traverse Lotus | Recessed Lights | White | 15 | [7 empty] | 1 | No | 1400 | 3000 | 90 | 22 | 120 | 19 - Integrated | MODS - Modules |  | 5 | 100 | LED | 22 | 22 | 50000 | 0 | [12 empty] | 58.95 | 117.9 | 176.85 | D:12'' H:1'' | 1 | 12 |  |  | 1 | Other | [6 empty] | No |  | No | [25 empty] | 6 | Black/White |  |  | Hardwired | 0 | 0 | 0 | 1 | 1 | 0 | 1 | 0 | 0 | 0 | 0 | 785652073076 | 12.6 | 12.25 | 1.75 | 3.35 | 0.156 | 65 | Yes | 6 | 10785652073073 | 13 | 12.6 | 9 | 21 | 0.853 | Yes |  |  | Traverse Lotus, Round, 12", WH | Traverse Lotus - Round 12", WH |  | 149212RD-15.jpg | 149212RD.jpg
14925RD-15 | Traverse Lotus - Round 5", WH | The Traverse Lotus offers a modern take on the surface mount with a clean and seamless design. Eliminating shadow or dark spots, the Traverse Lotus 3000K LED delivers the optimal lighting performance. Traverse Lotus is available in both round and square shapes each offering four different sizes to choose from. Ideal for ambient or task lighting in residential or light commercial spaces. Dimmable down to 10% with ELV or Triac dimmer (see dimming chart). ENERGY STAR qualified and Title 24 Compliant. Wet rated for shower ceiling installations. | RECESSED | Traverse Lotus | Recessed Lights | White | 15 | [7 empty] | 1 | No | 550 | 3000 | 90 | 10 | 120 | 19 - Integrated | MODS - Modules |  | 5 | 100 | LED | 10 | 10 | 50000 | 0 | [12 empty] | 22.45 | 44.9 | 67.35 | D:5'' H:19/32'' | 0.5 | 5 |  |  | 0.59375 | Other | [6 empty] | No |  | No | [25 empty] | 6 | Black/White |  |  | Hardwired | 0 | 0 | 0 | 1 | 1 | 0 | 1 | 0 | 0 | 0 | 0 | 785652073106 | 5.5 | 5.5 | 1.25 | 0.6 | 0.022 | 65 | Yes | 20 | 10785652073103 | 12 | 7.5 | 12 | 12.5 | 0.625 | Yes |  |  | Traverse Lotus, Round, 5", WH | Traverse Lotus - Round 5", WH |  | 14925RD-15.jpg | 14925RD.jpg
14927RD-15 | Traverse Lotus - Round 7", WH | The Traverse Lotus offers a modern take on the surface mount with a clean and seamless design. Eliminating shadow or dark spots, the Traverse Lotus 3000K LED delivers the optimal lighting performance. Traverse Lotus is available in both round and square shapes each offering four different sizes to choose from. Ideal for ambient or task lighting in residential or light commercial spaces. Dimmable down to 10% with ELV or Triac dimmer (see dimming chart). ENERGY STAR qualified and Title 24 Compliant. Wet rated for shower ceiling installations. | RECESSED | Traverse Lotus | Recessed Lights | White | 15 | [7 empty] | 1 | No | 850 | 3000 | 90 | 15 | 120 | 19 - Integrated | MODS - Modules |  | 5 | 100 | LED | 15 | 15 | 50000 | 0 | [12 empty] | 28.45 | 56.9 | 85.35 | D:7'' H:19/32'' | 0.5 | 7 |  |  | 0.59375 | Other | [6 empty] | No |  | No | [25 empty] | 6 | Black/White |  |  | Hardwired | 0 | 0 | 0 | 1 | 1 | 0 | 1 | 0 | 0 | 0 | 0 | 785652073120 | 8.25 | 8.25 | 1.25 | 0.95 | 0.049 | 70 | Yes | 20 | 10785652073127 | 17 | 16.75 | 7 | 20.3 | 1.154 | Yes |  |  | Traverse Lotus, Round, 7", WH | Traverse Lotus - Round 7", WH |  | 14927RD-15.jpg | 14927RD.jpg
14929RD-15 | Traverse Lotus - Round 9", WH | The Traverse Lotus offers a modern take on the surface mount with a clean and seamless design. Eliminating shadow or dark spots, the Traverse Lotus 3000K LED delivers the optimal lighting performance. Traverse Lotus is available in both round and square shapes each offering four different sizes to choose from. Ideal for ambient or task lighting in residential or light commercial spaces. Dimmable down to 10% with ELV or Triac dimmer (see dimming chart). ENERGY STAR qualified and Title 24 Compliant. Wet rated for shower ceiling installations. | RECESSED | Traverse Lotus | Recessed Lights | White | 15 | [7 empty] | 1 | No | 1150 | 3000 | 90 | 18 | 120 | 19 - Integrated | MODS - Modules |  | 5 | 100 | LED | 18 | 18 | 50000 | 0 | [12 empty] | 35.95 | 71.9 | 107.85 | D:9'' H:19/32'' | 0.75 | 9 |  |  | 0.59375 | Other | [6 empty] | No |  | No | [25 empty] | 6 | Black/White |  |  | Hardwired | 0 | 0 | 0 | 1 | 1 | 0 | 1 | 0 | 0 | 0 | 0 | 785652073137 | 9.4 | 9.4 | 1.75 | 1.2 | 0.089 | 70 | Yes | 20 | 10785652073134 | 19.5 | 19 | 7.5 | 24.8 | 1.608 | Yes |  |  | Traverse Lotus, Round, 9", WH | Traverse Lotus - Round 9", WH |  | 14929RD-15.jpg | 14929RD.jpg
14936RD-15 | Traverse Aubrey Wall Wash - Round, WH | The Traverse Aubrey offers a pure beam of light that adds dramatic wall lighting to your space. The trim is ideal for highlighting portraits or paintings on the wall. Available in a white finish and is designed to spread light close to the ceiling for full illumination. Traverse Aubrey offers outstanding energy efficiency with 500 delivered lumens of light output generated, while consuming a minimal amount of energy. Dimmable down to 10%. ENERGY STAR qualified and Title 24 Compliant. Suitable for wet locations. | RECESSED | Traverse Aubrey | Recessed Lights | White | 15 | [7 empty] | 1 | No | 1150 | 3000 | 90 | 9 | 120 | 19 - Integrated | MODS - Modules |  | 5 | 100 | LED | 9 | 9 | 50000 | 0 | [12 empty] | 24.95 | 49.9 | 74.85 | D:5'' H:1 5/32'' | 0.75 | 5 |  |  | 1.1562 | Other | [6 empty] | No |  | No | [25 empty] | 6 | Black/White |  |  | Hardwired | 0 | 0 | 0 | 1 | 0 | 0 | 0 | 0 | 0 | 0 | 0 | 785652073151 | [7 empty] | 6 | 10785652073158 | [8 empty] | Traverse Aubrey Wall Wash - Round, WH | Traverse Aubrey Wall Wash - Round, WH |  | 14936RD-15.jpeg | 14936RD.jpg
15030-782 | Quality Max Ceiling Fan | The Quality Max ceiling fan collection from Sea Gull Lighting is the standard in quality and style for any home. The use of Quality Max fans can reduce prices on your energy costs up to 40% in the summer and 10% in the winter, using only as much as energy as a 100 watt light bulb. Quality Max ceiling fans are approved for indoor use and have a 52" blade span to accommodate most room types. | CEILING FAN | Quality Max | Ceiling Fans | Heirloom Bronze | 782 | Steel | [6 empty] | 0 | No | [14 empty] | 0 | [12 empty] | 97.5 | 195 | 292.5 | D:52'' H:12 3/4'' | 15.37 | 52 |  |  | 12.75 | Other | [5 empty] | Traditional | No |  | No | 5 | 11 | Walnut Grain | Undefined | 153.0 X 15.0 mm | 52 | 4.5+6+5/350V/90C | 5197 | 67 | 78 | 3438 | 29 | 119 | 1821 | 9 | 202 | [9 empty] | 78 |  |  | Pull Chain |  | 0 | 0 | 0 | 0 | 0 | 0 | 0 | 0 | 0 | 0 | 0 | 785652503177 | 21.25 | 10 | 10 | 16.6 | 1.23 | 110 | Yes | [8 empty] | UL Dry | cUL Dry | Quality Max & Energy Star 52 Inch Ceiling Fan in Heirloom Bronze Finish | Quality Max Ceiling Fan | 11" diameter housing 139MM width blades DOE information Airflow 6182, Elec. use 66 Watts, Air flow eff 94 CFM/Watt | 15030-782.jpg | 15030.jpg
15040EN3-782 | Quality Max Plus Ceiling Fan | The Quality Max Plus ceiling fan collection from Sea Gull Lighting is the standard in quality and style for any home. The use of Quality Max Plus fans can reduce prices on your energy costs up to 40% in the summer and 10% in the winter, using only as much as energy as a 100 watt light bulb. Quality Max Plus ceiling fans are approved for indoor use, come with an integrated light kit and have a 52" blade span to accommodate most room types. | CEILING FAN | Quality Max Plus | Ceiling Fans | Heirloom Bronze | 782 | Steel |  |  |  |  | 2 Medium A19 10w |  | 2 | Yes | [14 empty] | 0 | [12 empty] | 147.9 | 295.8 | 443.7 | D:52'' H:12 3/4'' | 20.02 | 52 |  |  | 12.75 | Other | [5 empty] | Traditional | Yes |  | No | 5 | 11 | Cerused Oak/Ebony | Undefined | 153.0 X 15.0 mm | 52 | 4.5+6+5/350V/90C | 4623 | 68 | 68 | [15 empty] | 78 |  |  | Pull Chain |  | 0 | 0 | 0 | 0 | 0 | 0 | 0 | 0 | 0 | 0 | 0 | 785652053450 | 21.25 | 10 | 10 | 16.2 | 1.23 | 110 | Yes | [8 empty] | UL Dry | cUL Dry | Quality Max Plus 52 Inch Ceiling Fan-782 | Quality Max Plus Ceiling Fan |  | 15040EN3-782.jpg | 15030EN3.jpg
15040EN3-962 | Quality Max Plus Ceiling Fan | The Quality Max Plus ceiling fan collection from Sea Gull Lighting is the standard in quality and style for any home. The use of Quality Max Plus fans can reduce prices on your energy costs up to 40% in the summer and 10% in the winter, using only as much as energy as a 100 watt light bulb. Quality Max Plus ceiling fans are approved for indoor use, come with an integrated light kit and have a 52" blade span to accommodate most room types. | CEILING FAN | Quality Max Plus | Ceiling Fans | Brushed Nickel | 962 | Steel |  |  |  |  | 2 Medium A19 10w |  | 2 | Yes | [14 empty] | 0 | [12 empty] | 147.9 | 295.8 | 443.7 | D:52'' H:12 3/4'' | 20.02 | 52 |  |  | 12.75 | Other | [5 empty] | Traditional | Yes |  | No | 5 | 11 | Cerused Oak/Ebony | Undefined | 153.0 X 15.0 mm | 52 | 4.5+6+5/350V/90C | 4623 | 68 | 68 | [15 empty] | 78 |  |  | Pull Chain |  | 0 | 0 | 0 | 0 | 0 | 0 | 0 | 0 | 0 | 0 | 0 | 785652053467 | 26.5 | 14.75 | 10.5 | 21.3 | 2.375 | 110 | Yes | [8 empty] | UL Dry | cUL Dry | Quality Max Plus 52 Inch Ceiling Fan-962 | Quality Max Plus Ceiling Fan |  | 15040EN3-962.jpg | 15030EN3.jpg
15045-191 | 42" Panorama Outdoor Fan - Roman Bronze | 42" Panorama Outdoor Fan - Roman Bronze | CEILING FAN | Panorama 42 | Ceiling Fans | Roman Bronze | 191 | Steel | [6 empty] | 0 | No | [27 empty] | 137.65 | 275.3 | 412.95 |  | 12.1 | [10 empty] | Indoor/Outdoor | No |  | No | 5 | 12 | Oak ABS Resin | Undefined | 153.0 X 13.0 mm | 42 | 4.5+6+5/280V/70C | 3841 | 46 | 84 | 2916 | 27 | 108 | 1797 | 11 | 163 | [14 empty] | 0 | 0 | 0 | 0 | 0 | 0 | 0 | 0 | 0 | 0 | 0 | 785652075681 | 16.55 | 10.05 | 10.24 | 13.75 | 0.986 | 110 | Yes | [8 empty] | UL Wet | cUL Wet | 42" Panorama Outdoor Fan - Roman Bronze | 42" Panorama Outdoor Fan - Roman Bronze | Ref MC# 5WF42RB. Product requested by Lennar. | 15045-191.jpg | 15045.jpg
15046-191 | 52" Panorama Outdoor Fan - Roman Bronze | 52" Panorama Outdoor Fan - Roman Bronze | CEILING FAN | Panorama 52 | Ceiling Fans | Roman Bronze | 191 | Steel | [6 empty] | 0 | No | [27 empty] | 151.6 | 303.2 | 454.8 |  | 14.96 | [10 empty] | Indoor/Outdoor | No |  | No | 5 | 12 | Oak ABS Resin | Undefined | 153.0 X 15.0 mm | 52 | 4.5+6+5/350V/85C | 5326 | 61 | 87 | 3661 | 31 | 118 | 1795 | 10 | 180 | [14 empty] | 0 | 0 | 0 | 1 | 0 | 0 | 0 | 0 | 0 | 0 | 0 | 785652075674 | 20.5 | 12.5 | 11.25 | 17.1 | 1.668 | 110 | Yes | [8 empty] | UL Wet | cUL Wet | 52" Panorama Outdoor Fan - Roman Bronze | 52" Panorama Outdoor Fan - Roman Bronze | Ref MC# 5WF52RB. Product requested by Lennar. | 15046-191.jpg | 15046.jpg
16002-15 | Convertible Handheld/Wall Remote Control Kit |  | ACCESSORY | Ceiling Fan Remotes | Accessories | White | 15 | Plastic | [6 empty] | 0 | No | [14 empty] | 0 | [12 empty] | 53.05 | 106.1 | 159.15 | [6 empty] | N/A | [6 empty] | No |  | No |  |  | Undefined | Undefined | [24 empty] | N/A |  | 0 | 0 | 0 | 0 | 0 | 0 | 0 | 0 | 0 | 0 | 0 | 785652160080 | 5.25 | 3.5 | 3.25 | 0.8 | 0.035 | 65 | Yes | 2 | 10785652160087 | 7.5 | 5.5 | 3.25 | 1.7 | 0.078 | Yes | UL Dry | cUL Dry | Remote Control White | Convertible Handheld/Wall Remote Control Kit | Clam Shell housing for conversion to Handheld transmitter, White and Almond Trim and Face plates included for wall mount | 16002-15.jpg | 16002.jpg
16006-15 | Combo Remote Control Kit, Non Dimming, Fluorescent |  | ACCESSORY | Ceiling Fan Remotes | Ceiling Fans | White | 15 | [7 empty] | 0 | No | [14 empty] | 0 | [12 empty] | 67.15 | 134.3 | 201.45 | [13 empty] | No |  | No | [30 empty] | 0 | 0 | 0 | 0 | 0 | 0 | 0 | 0 | 0 | 0 | 0 | 785652003813 | 5.315 | 3.661 | 3.268 | 0.77 | 0.037 | 70 | Yes | 40 | 10785652003810 | 17.34 | 15.76 | 11.82 | 31.9 | 1.869 | Yes | C-UL-US Dry |  | Combo Remote Control Kit, Non Dimming, Fluorescent | Combo Remote Control Kit, Non Dimming, Fluorescent |  | 16006-15.jpg | 16006-15.jpg
1610-05 | Downrod in Chrome Finish - 12 inch |  | ACCESSORY | Ceiling Fan Downrods | Ceiling Fans | Chrome | 5 | [7 empty] | 0 | No | [14 empty] | 0 | [12 empty] | 4.88 | 9.76 | 14.64 | D:1/2'' L:12'' |  | 0.5 | 12 |  |  | N/A | [6 empty] | No |  | No | [28 empty] | N/A |  | 0 | 0 | 0 | 0 | 0 | 0 | 0 | 0 | 0 | 0 | 0 | 785652207501 | 12 | 0.75 | 0.75 | 0.1 | 0.004 | 60 | Yes | 12 | 10785652207508 | 12.5 | 2 | 2 | 2.35 | 0.029 | Yes |  |  | Downrod in Chrome Finish - 12 inch | Downrod in Chrome Finish - 12 inch |  | 1610-05.jpg | 1610.jpg
1610-782 | 12" Heirloom Bronze Downrod |  | ACCESSORY | Ceiling Fan Downrods | Ceiling Fans | Heirloom Bronze | 782 | [7 empty] | 0 | No | [14 empty] | 0 | [12 empty] | 4.88 | 9.76 | 14.64 | D:1/2'' L:12'' |  | 0.5 | 12 |  |  | Other | [6 empty] | No |  | No | [28 empty] | N/A |  | 0 | 0 | 0 | 0 | 0 | 0 | 0 | 0 | 0 | 0 | 0 | 785652016103 | 12.25 | 1 | 1 | 0.7 | 0.007 | 60 | Yes | 12 | 10785652016100 | 12.75 | 7.4 | 2.5 | 8.3 | 0.137 | Yes |  |  | Ceiling Fan Downrod in Heirloom Bronze Finish | 12" Heirloom Bronze Downrod |  | 1610-782.jpg | 1610.jpg
1610-829 | 12" Russet Bronze Downrod |  | ACCESSORY | Ceiling Fan Downrods | Ceiling Fans | Russet Bronze | 829 | [7 empty] | 0 | No | [14 empty] | 0 | [12 empty] | 4.75 | 9.5 | 14.25 | D:1/2'' L:12'' |  | 0.5 | 12 |  |  | Other | [6 empty] | No |  | No | [28 empty] | N/A |  | 0 | 0 | 0 | 0 | 0 | 0 | 0 | 0 | 0 | 0 | 0 | 785652832116 | 12 | 0.75 | 0.75 | 0.55 | 0.004 | 60 | Yes | 4 | 10785652832113 | 12.5 | 2.5 | 2.5 | 2.35 | 0.045 | Yes |  |  | Ceiling Fan Downrod in Russet Bronze Finish | 12" Russet Bronze Downrod |  | 1610-829.jpg | 1610.jpg
1610-839 | 12" Ceiling Fan Downrod in Blacksmith Finish |  | ACCESSORY | Ceiling Fan Downrods | Ceiling Fans | Blacksmith | 839 | [7 empty] | 0 | No | [14 empty] | 0 | [12 empty] | 4.88 | 9.76 | 14.64 | D:1/2'' L:12'' |  | 0.5 | 12 |  |  | Other | [6 empty] | No |  | No | [28 empty] | N/A |  | 0 | 0 | 0 | 0 | 0 | 0 | 0 | 0 | 0 | 0 | 0 | 785652108396 | 12.25 | 1 | 1 | 0.5 | 0.007 | 60 | Yes | 12 | 10785652108393 | 12.75 | 7.25 | 2.5 | 6.6 | 0.134 | Yes |  |  | Ceiling Fan Downrod in Blacksmith Finish | 12" Ceiling Fan Downrod in Blacksmith Finish |  | 1610-839.jpg | 1610.jpg
1611-15 | 18" White Downrod |  | ACCESSORY | Ceiling Fan Downrods | Ceiling Fans | White | 15 | [7 empty] | 0 | No | [14 empty] | 0 | [12 empty] | 6.75 | 13.5 | 20.25 | D:1/2'' L:18'' |  | 0.5 | 18 | [9 empty] | No |  | No | [28 empty] | N/A |  | 0 | 0 | 0 | 0 | 0 | 0 | 0 | 0 | 0 | 0 | 0 | 785652161155 | 18 | 0.75 | 0.75 | 0.9 | 0.006 | 60 | Yes | 4 | 10785652161152 | 18.5 | 2 | 2 | 3.95 | 0.043 | Yes |  |  | Downrod White | 18" White Downrod |  | 1611-15.jpg | 1611.jpg
1611-839 | 18" Ceiling Fan Downrod in Blacksmith Finish |  | ACCESSORY | Ceiling Fan Downrods | Ceiling Fans | Blacksmith | 839 | [7 empty] | 0 | No | [14 empty] | 0 | [12 empty] | 6.75 | 13.5 | 20.25 | D:1/2'' L:18'' |  | 0.5 | 18 |  |  | Other | [6 empty] | No |  | No | [28 empty] | N/A |  | 0 | 0 | 0 | 0 | 0 | 0 | 0 | 0 | 0 | 0 | 0 | 785652118395 | 18 | 0.58 | 0.58 | 0.9 | 0.004 | 60 | Yes | 4 | 10785652118392 | 18.38 | 2.18 | 2.18 | 3.9 | 0.051 | Yes |  |  | Ceiling Fan Downrod in Blacksmith Finish. | 18" Ceiling Fan Downrod in Blacksmith Finish |  | 1611-839.jpg | 1611.jpg
1611-965 | 18" Antique Brushed Nickel Downrod |  | ACCESSORY | Ceiling Fan Downrods | Ceiling Fans | Antique Brushed Nickel | 965 | [7 empty] | 0 | No | [14 empty] | 0 | [12 empty] | 6.75 | 13.5 | 20.25 | D:1/2'' L:18'' |  | 0.5 | 18 |  |  | Other | [6 empty] | No |  | No | [28 empty] | N/A |  | 0 | 0 | 0 | 0 | 0 | 0 | 0 | 0 | 0 | 0 | 0 | 785652611957 | 18 | 0.75 | 0.75 | 0.9 | 0.006 | 60 | Yes | 4 | 10785652611954 | 18.5 | 2 | 2 | 3.95 | 0.043 | Yes |  |  | Ceiling Fan Downrod in Antique Brushed Nickel Finish. | 18" Antique Brushed Nickel Downrod |  | 1611-965.jpg | 1611.jpg
1612-05 | 24" Downrod in Chrome Finish |  | ACCESSORY | Ceiling Fan Downrods | Ceiling Fans | Chrome | 5 | [7 empty] | 0 | No | [14 empty] | 0 | [12 empty] | 8.25 | 16.5 | 24.75 | D:1/2'' L:24'' |  | 0.5 | 24 |  |  | N/A | [6 empty] | No |  | No | [28 empty] | N/A |  | 0 | 0 | 0 | 0 | 0 | 0 | 0 | 0 | 0 | 0 | 0 | 785652207525 | 24.5 | 1.25 | 1.25 | 1.1 | 0.022 | 60 | Yes | 12 | 10785652207522 | 25 | 7.5 | 2.5 | 13.4 | 0.271 | Yes |  |  | Downrod in Chrome Finish - 24 inch | 24" Downrod in Chrome Finish |  | 1612-05.jpg | 1612.jpg
16120B-33 | Three Light Ceiling Fan Light Kit |  | LIGHT KIT | Ceiling Fan Light Kits | Ceiling Fans | Satin White | 33 | [5 empty] | 3 Candelabra Torpedo 60w |  | 3 | Yes | [14 empty] | 0 | [12 empty] | 50.45 | 100.9 | 151.35 | D:12'' H:7'' | 3.65 | 12 |  |  | 7 | Other | [6 empty] | No |  | No | [25 empty] | 6.5 |  |  | Pull Chain |  | 0 | 0 | 0 | 0 | 0 | 0 | 0 | 1 | 0 | 0 | 0 | 785652075650 | 14.25 | 14.25 | 7.5 | 4.6 | 0.881 | 175 | Yes | 4 | 10785652075657 | 29 | 15.5 | 15.5 | 19.6 | 4.032 | Yes | C-UL-US Dry |  | Ceiling Fan Light Kit & includes Satin Etched glass cap | Three Light Ceiling Fan Light Kit | This will replace 16120B-999. The only differnce is that in 16120B-33, the bottom cup will be same as is in 16021BLE-33. Includes -33 Satin Etched glass cap. | 16120B-33.jpg | 16120B.jpg
16120EN-33 | Three Light Ceiling Fan Light Kit |  | LIGHT KIT | Ceiling Fan Light Kits | Ceiling Fans | Satin White | 33 | [5 empty] | 3 Candelabra Torpedo 3.5w |  | 3 | Yes | [14 empty] | 0 | [12 empty] | 57.45 | 114.9 | 172.35 | D:12'' H:7'' | 3.65 | 12 |  |  | 7 | Other | [6 empty] | No |  | No | [25 empty] | 6.5 |  |  | Pull Chain |  | 0 | 0 | 0 | 0 | 1 | 0 | 0 | 0 | 0 | 0 | 0 | 785652065484 | 14.25 | 14.25 | 7.5 | 4.6 | 0.881 | 175 | Yes | 4 | 10785652065481 | 29 | 15.5 | 15.5 | 19.6 | 4.032 | Yes | C-UL-US Dry |  | Ceiling Fan Light Kit & includes Satin Etched glass cap | Three Light Ceiling Fan Light Kit |  | 16120EN-33.jpg | 16120EN.jpg
1612-15 | 24" White Downrod |  | ACCESSORY | Ceiling Fan Downrods | Ceiling Fans | White | 15 | [7 empty] | 0 | No | [14 empty] | 0 | [12 empty] | 8.25 | 16.5 | 24.75 | D:1/2'' L:24'' |  | 0.5 | 24 | [9 empty] | No |  | No | [28 empty] | N/A |  | 0 | 0 | 0 | 0 | 0 | 0 | 0 | 0 | 0 | 0 | 0 | 785652161254 | 24 | 0.75 | 0.75 | 1.05 | 0.008 | 60 | Yes | 12 | 10785652161251 | 25 | 7.5 | 2.5 | 13.4 | 0.271 | Yes |  |  | Downrod White | 24" White Downrod |  | 1612-15.jpg | 1612.jpg
1612-782 | 24" Heirloom Bronze Downrod |  | ACCESSORY | Ceiling Fan Downrods | Ceiling Fans | Heirloom Bronze | 782 | [7 empty] | 0 | No | [14 empty] | 0 | [12 empty] | 8.25 | 16.5 | 24.75 | D:1/2'' L:24'' |  | 0.5 | 24 |  |  | Other | [6 empty] | No |  | No | [28 empty] | N/A |  | 0 | 0 | 0 | 0 | 0 | 0 | 0 | 0 | 0 | 0 | 0 | 785652991394 | 24.4 | 1 | 1 | 1.3 | 0.014 | 60 | Yes | 12 | 10785652991391 | 24.6 | 7.2 | 2.4 | 16.3 | 0.246 | Yes |  |  | Ceiling Fan Downrod in Heirloom Bronze Finish. | 24" Heirloom Bronze Downrod |  | 1612-782.jpg | 1612.jpg
1613-15 | 36" White Downrod |  | ACCESSORY | Ceiling Fan Downrods | Ceiling Fans | White | 15 | [7 empty] | 0 | No | [14 empty] | 0 | [12 empty] | 13.25 | 26.5 | 39.75 | D:1/2'' L:36'' |  | 0.5 | 36 | [9 empty] | No |  | No | [28 empty] | N/A |  | 0 | 0 | 0 | 0 | 0 | 0 | 0 | 0 | 0 | 0 | 0 | 785652161353 | 36 | 0.75 | 0.75 | 1.9 | 0.012 | 60 | Yes | 4 | 10785652161350 | 36.5 | 2 | 2 | 7.85 | 0.084 | Yes |  |  | Downrod White | 36" White Downrod |  | 1613-15.jpg | 1613.jpg
1613-782 | 36" Heirloom Bronze Downrod |  | ACCESSORY | Ceiling Fan Downrods | Ceiling Fans | Heirloom Bronze | 782 | [7 empty] | 0 | No | [14 empty] | 0 | [12 empty] | 13.25 | 26.5 | 39.75 | D:1/2'' L:36'' |  | 0.5 | 36 |  |  | Other | [6 empty] | No |  | No | [28 empty] | N/A |  | 0 | 0 | 0 | 0 | 0 | 0 | 0 | 0 | 0 | 0 | 0 | 785652991448 | 36 | 0.75 | 0.75 | 1.9 | 0.012 | 60 | Yes | 4 | 10785652991445 | 36.5 | 2 | 2 | 7.85 | 0.084 | Yes |  |  | Ceiling Fan Downrod in Heirloom Bronze Finish. | 36" Heirloom Bronze Downrod |  | 1613-782.jpg | 1613.jpg
16148BL-15 | One Light Ceiling Fan Light Kit |  | LIGHT KIT | Ceiling Fan Light Kits | Ceiling Fans | White | 15 | Steel |  |  |  |  | 1 Medium Self Ballasted CFL 13w |  | 1 | Yes | [14 empty] | 0 | [12 empty] | 41.55 | 83.1 | 124.65 | D:10 3/4'' H:3 1/2'' | 2.3 | 10.75 |  |  | 3.5 | Other | [6 empty] | No |  | No |  |  | Undefined | Undefined | [24 empty] | Pull Chain |  | 0 | 0 | 1 | 0 | 0 | 0 | 0 | 0 | 0 | 0 | 0 | 785652148026 | 11.75 | 11.75 | 7 | 3 | 0.559 | 175 | Yes | 2 | 10785652148023 | 12.25 | 12.25 | 15.25 | 7 | 1.324 | Yes | UL Dry | cUL Dry | Ceiling Fan Light Kit in White Finish | One Light Ceiling Fan Light Kit |  | 16148BL-15.jpg | 16148BL.jpg
16148BL-962 | One Light Ceiling Fan Light Kit |  | LIGHT KIT | Ceiling Fan Light Kits | Ceiling Fans | Brushed Nickel | 962 | Steel |  |  |  |  | 1 Medium Self Ballasted CFL 13w |  | 1 | Yes | [14 empty] | 0 | [12 empty] | 41.55 | 83.1 | 124.65 | D:10 3/4'' H:3 1/2'' | 2.3 | 10.75 |  |  | 3.5 | Other | [6 empty] | No |  | No |  |  | Undefined | Undefined | [24 empty] | N/A |  | 0 | 0 | 1 | 0 | 0 | 0 | 0 | 0 | 0 | 0 | 0 | 785652148149 | 11.75 | 11.75 | 7 | 3 | 0.559 | 175 | Yes | 2 | 10785652148146 | 12.25 | 12.25 | 15.25 | 7 | 1.324 | Yes | UL Dry | cUL Dry | Ceiling Fan Kit in Brushed Nickel Finished | One Light Ceiling Fan Light Kit |  | 16148BL-962.jpg | 16148BL.jpg
16148EN3-05 | One Light Ceiling Fan Light Kit |  | LIGHT KIT | Ceiling Fan Light Kits | Ceiling Fans | Chrome | 5 | Steel |  |  |  |  | 1 Medium A19 10w |  | 1 | Yes | [14 empty] | 0 | [12 empty] | 41.55 | 83.1 | 124.65 | D:10 3/4'' H:3 1/2'' | 2.3 | 10.75 |  |  | 3.5 | Other | [6 empty] | No |  | No |  |  | Undefined | Undefined | [21 empty] | 6.5 | Black/White |  | Pull Chain |  | 0 | 0 | 0 | 1 | 1 | 0 | 0 | 0 | 0 | 0 | 0 | 785652053481 | 11.5 | 11.125 | 6.75 | 2.5 | 0.5 | 175 | Yes | 2 | 10785652053488 | 14.5 | 12 | 12 | 6.2 | 1.208 | Yes | UL Dry | cUL Dry | Ceiling Fan Light Kit in Chrome Finish | One Light Ceiling Fan Light Kit |  | 16148EN3-05.jpg | 16148BL.jpg
16148EN3-962 | One Light Ceiling Fan Light Kit |  | LIGHT KIT | Ceiling Fan Light Kits | Ceiling Fans | Brushed Nickel | 962 | Steel |  |  |  |  | 1 Medium A19 10w |  | 1 | Yes | [14 empty] | 0 | [12 empty] | 41.55 | 83.1 | 124.65 | D:10 3/4'' H:3 1/2'' | 2.3 | 10.75 |  |  | 3.5 | Other | [6 empty] | No |  | No |  |  | Undefined | Undefined | [21 empty] | 6.5 | Black/White |  | N/A |  | 0 | 0 | 0 | 1 | 1 | 0 | 0 | 0 | 0 | 0 | 0 | 785652053535 | 11.5 | 11.125 | 6.75 | 2.5 | 0.5 | 175 | Yes | 2 | 10785652053532 | 14.5 | 12 | 12 | 6 | 1.208 | Yes | UL Dry | cUL Dry | Ceiling Fan Kit in Brushed Nickel Finished | One Light Ceiling Fan Light Kit |  | 16148EN3-962.jpg | 16148BL.jpg
1614-962 | 48" Brushed Nickel Downrod |  | ACCESSORY | Ceiling Fan Downrods | Ceiling Fans | Brushed Nickel | 962 | [7 empty] | 0 | No | [14 empty] | 0 | [12 empty] | 16.5 | 33 | 49.5 | D:1/2'' L:48'' |  | 0.5 | 48 |  |  | Other | [6 empty] | No |  | No | [28 empty] | N/A |  | 0 | 0 | 0 | 0 | 0 | 0 | 0 | 0 | 0 | 0 | 0 | 785652993626 | 48.25 | 1 | 1 | 2.1 | 0.028 | 60 | Yes | 12 | 10785652993623 | 48.5 | 7.5 | 2.5 | 26.1 | 0.526 | Yes |  |  | Ceiling Fan Downrod Brushed Nickel Finish | 48" Brushed Nickel Downrod |  | 1614-962.jpg | 1614.jpg
16149BL-15 | Two Light Ceiling Fan Light Kit |  | LIGHT KIT | Ceiling Fan Light Kits | Ceiling Fans | White | 15 | [5 empty] | 2 Medium Self Ballasted CFL 13w |  | 2 | Yes | [14 empty] | 0 | [12 empty] | 47.3 | 94.6 | 141.9 | D:10'' H:5'' | 2.6 | 10 |  |  | 5 | Other | [6 empty] | No |  | No |  |  | Undefined | Undefined | [21 empty] | 6.5 |  |  | N/A |  | 0 | 0 | 1 | 0 | 0 | 0 | 0 | 0 | 0 | 0 | 0 | 785652614910 | 11.5 | 11.5 | 8.25 | 3.3 | 0.631 | 175 | Yes | 2 | 10785652614917 | 12 | 12 | 17.25 | 8 | 1.438 | Yes | C-UL-US Wet |  | Ceiling Fan Light Kit in White Powdercoat Finish | Two Light Ceiling Fan Light Kit |  | 16149BL-15.jpg | 16149BL.jpg
16149EN3-15 | Two Light Ceiling Fan Light Kit |  | LIGHT KIT | Ceiling Fan Light Kits | Ceiling Fans | White | 15 | [5 empty] | 2 Medium A19 9.5w |  | 2 | Yes | [14 empty] | 0 | [12 empty] | 47.3 | 94.6 | 141.9 | D:10'' H:5'' | 2.6 | 10 |  |  | 5 | Other | [6 empty] | No |  | No |  |  | Undefined | Undefined | [21 empty] | 6.5 | Black/White |  | N/A |  | 0 | 0 | 0 | 1 | 1 | 0 | 0 | 0 | 0 | 0 | 0 | 785652053559 | 11.358 | 11.58 | 10 | 4.6 | 0.761 | 125 | Yes | 2 | 10785652053556 | 20.75 | 12.38 | 12.25 | 10.3 | 1.821 | Yes | C-UL-US Wet |  | Ceiling Fan Light Kit in White Powdercoat Finish | Two Light Ceiling Fan Light Kit |  | 16149EN3-15.jpg | 16149EN3.jpg
16151B-15 | Four Light Ceiling Fan Light Kit |  | LIGHT KIT | Ceiling Fan Light Kits | Ceiling Fans | White | 15 | Steel |  |  |  |  | 4 Candelabra Torpedo 40w |  | 4 | Yes | [14 empty] | 0 | [12 empty] | 24.75 | 49.5 | 74.25 | D:6 1/2'' H:3'' | 1 | 6.5 |  |  | 3 | Other | [6 empty] | No |  | No |  |  | Undefined | Undefined | [21 empty] | 6.5 |  |  | Pull Chain |  | 0 | 0 | 0 | 0 | 0 | 0 | 0 | 1 | 0 | 0 | 0 | 785652162831 | 8.25 | 6 | 5 | 1.3 | 0.143 | 100 | Yes | 12 | 10785652162838 | 17.25 | 12.5 | 16 | 17.3 | 1.997 | Yes | C-UL-US Dry |  | Four Light Ceiling Fan Light Kit in White Finish | Four Light Ceiling Fan Light Kit | Includes 190W Limiter | 16151B-15.jpg | 16151B.jpg
16151B-962 | Four Light Ceiling Fan Light Kit |  | LIGHT KIT | Ceiling Fan Light Kits | Ceiling Fans | Brushed Nickel | 962 | Steel |  |  |  |  | 4 Candelabra Torpedo 40w |  | 4 | Yes | [14 empty] | 0 | [12 empty] | 24.75 | 49.5 | 74.25 | D:6 1/2'' H:3'' | 1 | 6.5 |  |  | 3 | Other | [6 empty] | No |  | No |  |  | Undefined | Undefined | [21 empty] | 6.5 |  |  | Pull Chain |  | 0 | 0 | 0 | 0 | 0 | 0 | 0 | 1 | 0 | 0 | 0 | 785652162916 | 8.25 | 6 | 5 | 1.3 | 0.143 | 100 | Yes | 12 | 10785652162913 | 17.25 | 12.5 | 16 | 17.3 | 1.997 | Yes | C-UL-US Dry |  | Four Light Ceiling Fan Light Kit in Brushed Nickel Finish | Four Light Ceiling Fan Light Kit | Includes 190W Limiter | 16151B-962.jpg | 16151B.jpg
16151EN-15 | Four Light Ceiling Fan Light Kit |  | LIGHT KIT | Ceiling Fan Light Kits | Ceiling Fans | White | 15 | Steel |  |  |  |  | 4 Candelabra Torpedo 3.5w |  | 4 | Yes | [14 empty] | 0 | [12 empty] | 34.75 | 69.5 | 104.25 | D:6 1/2'' H:3'' | 1 | 6.5 |  |  | 3 | Other | [6 empty] | No |  | No |  |  | Undefined | Undefined | [21 empty] | 6.5 |  |  | Pull Chain |  | 0 | 0 | 0 | 0 | 1 | 0 | 0 | 0 | 0 | 0 | 0 | 785652065491 | 8.25 | 6 | 5 | 1.3 | 0.143 | 100 | Yes | 12 | 10785652065498 | 17.25 | 12.5 | 16 | 17.3 | 1.997 | Yes | C-UL-US Dry |  | FOUR LIGHT CEILING FAN LIGHT KIT-15 | Four Light Ceiling Fan Light Kit |  | 16151EN-15.jpg | 16151EN.jpg
16151EN-962 | Four Light Ceiling Fan Light Kit |  | LIGHT KIT | Ceiling Fan Light Kits | Ceiling Fans | Brushed Nickel | 962 | Steel |  |  |  |  | 4 Candelabra Torpedo 3.5w |  | 4 | Yes | [14 empty] | 0 | [12 empty] | 34.75 | 69.5 | 104.25 | D:6 1/2'' H:3'' | 1 | 6.5 |  |  | 3 | Other | [6 empty] | No |  | No |  |  | Undefined | Undefined | [21 empty] | 6.5 |  |  | Pull Chain |  | 0 | 0 | 0 | 0 | 1 | 0 | 0 | 0 | 0 | 0 | 0 | 785652065514 | 8.25 | 6 | 5 | 1.3 | 0.143 | 100 | Yes | 12 | 10785652065511 | 17.25 | 12.5 | 16 | 17.3 | 1.997 | Yes | C-UL-US Dry |  | FOUR LIGHT CEILING FAN LIGHT KIT-962 | Four Light Ceiling Fan Light Kit |  | 16151EN-962.jpg | 16151EN.jpg
1630-782 | Slope Ceiling Adapter |  | ACCESSORY | Ceiling Fan Canopies | Ceiling Fans | Heirloom Bronze | 782 | [7 empty] | 0 | No | [14 empty] | 0 | [12 empty] | 10.55 | 21.1 | 31.65 | [6 empty] | Other | [6 empty] | No |  | No |  |  | Undefined | Undefined | [24 empty] | N/A |  | 0 | 0 | 0 | 0 | 0 | 0 | 0 | 0 | 0 | 0 | 0 | 785652016387 | 6.25 | 6.25 | 3.75 | 1.75 | 0.085 | 70 | Yes | 3 | 10785652016384 | 6.75 | 6.75 | 12.75 | 6.15 | 0.336 | Yes | C-UL-US Dry |  | Slope Ceiling Fan Adapter in Heirloom Bronze Finish. | Slope Ceiling Adapter |  | 1630-782.jpg | 1630.jpg
1633-681 | Ceiling Fan Light Kit Glass |  | ACCESSORY | Ceiling Fan Glass | Ceiling Fans | Stratus White | 681 |  | Stratus White Glass | [5 empty] | 0 | No | [14 empty] | 0 | [12 empty] | 6.85 | 13.7 | 20.55 | D:5 1/2'' H:5 1/4'' |  | 5.5 |  |  | 5.25 | N/A | [6 empty] | No |  | No | [28 empty] | N/A |  | 0 | 0 | 0 | 0 | 0 | 0 | 0 | 0 | 0 | 0 | 0 | 785652167065 | 6.25 | 6.25 | 6 | 1.15 | 0.136 | 65 | Yes | 24 | 10785652167062 | 19 | 13.5 | 7.12 | 28.2 | 1.057 | Yes | C-UL-US Dry |  | Ceiling Fan Stratus White Finished Glass Shade | Ceiling Fan Light Kit Glass |  | 1633-681.jpg | 1633.jpg
1666-33 | Ceiling Fan Light Kit Glass |  | ACCESSORY | Ceiling Fan Glass | Ceiling Fans | Satin White | 33 |  | Satin White Glass | [5 empty] | 0 | No | [14 empty] | 0 | [12 empty] | 6.85 | 13.7 | 20.55 | D:4 3/4'' H:5 1/4'' |  | 4.75 |  |  | 5.25 | N/A | [6 empty] | No |  | No | [28 empty] | N/A |  | 0 | 0 | 0 | 0 | 0 | 0 | 0 | 0 | 0 | 0 | 0 | 785652166631 | 4.75 | 2.25 | 5.25 | 0.33 | 0.032 | 93 | Yes | 4 | 10785652166638 | 11 | 11.38 | 6.216 | 2.1 | 0.45 | Yes | C-UL-US Dry |  | Ceiling Fan Glass Shade in Satin White Finish. | Ceiling Fan Light Kit Glass |  | 1666-33.jpg | 1666.jpg
1676-32 | Ceiling Fan Light Kit Glass |  | ACCESSORY | Ceiling Fan Glass | Ceiling Fans | Clear | 32 |  | Clear Ribbed Glass | [5 empty] | 0 | No | [14 empty] | 0 | [12 empty] | 4.25 | 8.5 | 12.75 | D:4 1/4'' H:5'' |  | 4.25 |  |  | 5 | N/A | [6 empty] | No |  | No | [28 empty] | N/A |  | 0 | 0 | 0 | 0 | 0 | 0 | 0 | 0 | 0 | 0 | 0 | 785652167621 | 4.5 | 4.5 | 5 | 0.7 | 0.059 | 70 | Yes | 4 | 10785652167628 | 10.75 | 5 | 5 | 3.2 | 0.156 | Yes | C-UL-US Dry |  | Ceiling Fan Glass Clear Ribbed | Ceiling Fan Light Kit Glass |  | 1676-32.jpg | 1676.jpg
1676-33 | Ceiling Fan Light Kit Glass |  | ACCESSORY | Ceiling Fan Glass | Ceiling Fans | Satin White | 33 |  | Satin White Glass | D:4.25" |  |  |  |  | 0 | No | [14 empty] | 0 | [12 empty] | 4.25 | 8.5 | 12.75 | D:4 1/4'' H:5'' |  | 4.25 |  |  | 5 | N/A | [6 empty] | No |  | No | [28 empty] | N/A |  | 0 | 0 | 0 | 0 | 0 | 0 | 0 | 0 | 0 | 0 | 0 | 785652167638 | 4.3 | 4.3 | 4.9 | 0.7 | 0.052 | 70 | Yes | 48 | 10785652167635 | 21 | 12.5 | 15.5 | 44.34 | 2.355 | Yes | C-UL-US Dry |  | Ceiling Fan Glass Satin White | Ceiling Fan Light Kit Glass |  | 1676-33.jpg | 1676.jpg
2530404-962 | Four Light Track Lighting Kit |  | TRACK | Track Lighting | Track Lighting | Brushed Nickel | 962 | Steel | Satin White Glass | D:4.75" H:5.75" |  |  | 4 Medium A19 60w |  | 4 | No | [14 empty] | 0 | [12 empty] | 169.98 | 339.96 | 509.94 | L:48'' W:4 3/4'' H:13 1/4'' | 10.76 |  | 48 | 4.75 | 13.25 | Universal Mounting Plate | [6 empty] | No |  | No | [20 empty] | DP:4 1/2'' W:7 1/2'' H:1'' Oval |  |  |  |  | 6.5 |  |  |  | Hardwired | 0 | 0 | 0 | 0 | 1 | 0 | 0 | 1 | 0 | 1 | 0 | 785652240706 | 48.25 | 13.38 | 8.18 | 13.8 | 3.056 | 175 | Yes | [9 empty] | cETL Damp | TRANSITIONAL 4L TRACK-962 | Four Light Track Lighting Kit |  | 2530404-962.jpg | 2530404.jpg
2530404EN3-962 | Four Light Track Lighting Kit |  | TRACK | Track Lighting | Track Lighting | Brushed Nickel | 962 | Steel | Satin Etched Glass | D:4.75" H:5.75" |  |  | 4 Medium A19 9.3w |  | 4 | Yes | [14 empty] | 0 | [12 empty] | 188.98 | 377.96 | 566.94 | L:48'' W:4 3/4'' H:13 1/4'' | 10.76 |  | 48 | 4.75 | 13.25 | Universal Mounting Plate | [6 empty] | No |  | No | [20 empty] | DP:4 1/2'' W:7 1/2'' H:1'' Oval |  |  |  |  | 6.5 | Black/White |  |  | Hardwired | 0 | 0 | 0 | 1 | 1 | 0 | 0 | 0 | 0 | 1 | 0 | 785652065798 | 48.25 | 13.38 | 8.18 | 13.8 | 3.056 | 175 | Yes | [9 empty] | cETL Damp | 4L FIXED TRACK-962 | Four Light Track Lighting Kit |  | 2530404EN3-962.jpg | 2530404.jpg
2537203S-962 | Three Light LED Track Light | Sea Gull Lighting LED Talida track lighting is designed to enhance your decor and engineered to save energy costs. The sleek design is offered with straight and curved tracks, and adjustable LED heads that pivot and rotate to direct light where it is needed most. Available in a three-light or four-light option with a Brushed Nickel finish. | TRACK | Talida | Track Lighting | Brushed Nickel | 962 | Steel | [6 empty] | 3 | No | 1050 | 3000 | 90 | 15 | 120 | 19 - Integrated | MODS - Modules |  | 10 | 100 | LED | 15 | 15 | 25000 | 0 | [12 empty] | 74.98 | 149.96 | 224.94 | L:24 3/8'' W:5'' H:6 7/8'' | 2.7 |  | 24.375 | 5 | 6.875 | Cap Nuts | [6 empty] | No |  | No | [20 empty] | D:5'' H:1 3/8'' Round |  |  |  |  | 6.5 | Black/White |  |  | Hardwired | 0 | 0 | 0 | 1 | 1 | 0 | 1 | 0 | 0 | 0 | 1 | 785652067945 | 26.5 | 8 | 6.5 | 3.7 | 0.797 | 175 | Yes | [9 empty] | cETL Dry | TALIDA 3L LED STRGHT TRACK-962 | Three Light LED Track Light |  | 2537203S-962.png | 2537203S.jpg
2537204S-962 | Four Light LED Track Light | Sea Gull Lighting LED Talida track lighting is designed to enhance your decor and engineered to save energy costs. The sleek design is offered with straight and curved tracks, and adjustable LED heads that pivot and rotate to direct light where it is needed most. Available in a three-light or four-light option with a Brushed Nickel finish. | TRACK | Talida | Track Lighting | Brushed Nickel | 962 | Steel | [6 empty] | 4 | No | 1400 | 3000 | 90 | 20 | 120 | 19 - Integrated | MODS - Modules |  | 10 | 100 | LED | 20 | 20 | 25000 | 0 | [12 empty] | 94.48 | 188.96 | 283.44 | L:36 5/8'' W:5'' H:6 7/8'' | 3.6 |  | 36.625 | 5 | 6.875 | Cap Nuts | [6 empty] | No |  | No | [20 empty] | D:5'' H:1 3/8'' Round |  |  |  |  | 6.5 | Black/White |  |  | Hardwired | 0 | 0 | 0 | 1 | 1 | 0 | 1 | 0 | 0 | 0 | 1 | 785652067976 | 38.58 | 8.18 | 6.38 | 4.9 | 1.165 | 175 | Yes | [9 empty] | cETL Dry | TALIDA 4L LED STRGHT TRACK-962 | Four Light LED Track Light |  | 2537204S-962.jpg | 2537204S.jpg
2637203S-962 | Three Light LED Track Light | Sea Gull Lighting LED Talida track lighting is designed to enhance your decor and engineered to save energy costs. The sleek design is offered with straight and curved tracks, and adjustable LED heads that pivot and rotate to direct light where it is needed most. Available in a three-light or four-light option with a Brushed Nickel finish. | TRACK | Talida | Track Lighting | Brushed Nickel | 962 | Steel | [6 empty] | 3 | No | 1050 | 3000 | 90 | 15 | 120 | 19 - Integrated | MODS - Modules |  | 10 | 100 | LED | 15 | 15 | 25000 | 0 | [12 empty] | 74.98 | 149.96 | 224.94 | L:24 3/8'' W:5'' H:7 1/8'' | 2.7 |  | 24.375 | 5 | 7.125 | Cap Nuts | [6 empty] | No |  | No | [20 empty] | D:5'' H:1 3/8'' Round |  |  |  |  | 6.5 | Black/White |  |  | Hardwired | 0 | 0 | 0 | 1 | 1 | 0 | 1 | 0 | 0 | 0 | 1 | 785652068003 | 26.5 | 8 | 6.5 | 3.8 | 0.797 | 175 | Yes | [9 empty] | cETL Dry | TALIDA 3L LED CURVED TRACK-962 | Three Light LED Track Light |  | 2637203S-962.png | 2637203S.jpg
2637204S-962 | Four Light LED Track Light | Sea Gull Lighting LED Talida track lighting is designed to enhance your decor and engineered to save energy costs. The sleek design is offered with straight and curved tracks, and adjustable LED heads that pivot and rotate to direct light where it is needed most. Available in a three-light or four-light option with a Brushed Nickel finish. | TRACK | Talida | Track Lighting | Brushed Nickel | 962 | Steel | [6 empty] | 4 | No | 1400 | 3000 | 90 | 20 | 120 | 19 - Integrated | MODS - Modules |  | 10 | 100 | LED | 20 | 20 | 25000 | 0 | [12 empty] | 94.48 | 188.96 | 283.44 | L:36 5/8'' W:5'' H:7 3/8'' | 3.6 |  | 36.625 | 5 | 7.375 | Cap Nuts | [6 empty] | No |  | No | [20 empty] | D:5'' H:1 3/8'' Round |  |  |  |  | 6.5 | Black/White |  |  | Hardwired | 0 | 0 | 0 | 1 | 1 | 0 | 1 | 0 | 0 | 0 | 1 | 785652068034 | 38.58 | 8.25 | 6.5 | 4.9 | 1.197 | 175 | Yes | [9 empty] | cETL Dry | TALIDA 4L LED CURVED TRACK-962 | Four Light LED Track Light |  | 2637204S-962.png | 2637204S.jpg
2670-15 | 120V Two-Light Track Lighting Kit |  | TRACK | Track Lighting Kits | Track Lighting | White | 15 | Steel |  |  |  |  | 2 Medium PAR20 75w |  | 2 | No | [14 empty] | 0 | [12 empty] | 46 | 92 | 138 | L:24'' W:4 3/4'' H:9 1/2'' |  |  | 24 | 4.75 | 9.5 | Other | [6 empty] | No |  | No | [28 empty] | N/A |  | 0 | 0 | 0 | 0 | 1 | 0 | 0 | 0 | 0 | 0 | 0 | 785652267055 | 27.5 | 5 | 5 | 3.5 | 0.398 | 100 | Yes | 6 | 10785652267052 | 28 | 11 | 16.5 | 23.35 | 2.941 | Yes | C-UL-US Dry |  | TRACK LIGHTING 2L KIT-15 | 120V Two-Light Track Lighting Kit |  | 2670-15.jpg | 2670.jpg
2674-15 | 120V Three-Light Track Lighting Kit |  | TRACK | Track Lighting Kits | Track Lighting | White | 15 | Steel |  |  |  |  | 3 Medium PAR30 75w |  | 3 | No | [14 empty] | 0 | [12 empty] | 76 | 152 | 228 | L:48 1/2'' W:4 3/4'' H:10 1/2'' |  |  | 48.5 | 4.75 | 10.5 | Other | [6 empty] | No |  | No | [28 empty] | N/A |  | 0 | 0 | 0 | 0 | 1 | 0 | 0 | 0 | 0 | 0 | 0 | 785652267451 | 29.58 | 5.78 | 5.25 | 6.35 | 0.519 | 85 | Yes | 6 | 10785652267458 | 30.58 | 16.58 | 12.58 | 41.15 | 3.691 | Yes | C-UL-US Dry |  | TRACK LIGHTING 3L KIT-15 | 120V Three-Light Track Lighting Kit |  | 2674-15.jpg | 2674.jpg
3101902-872 | Two Light Chandelier | Oglesby has a traditional shape beautifully updated with rustic features. Round wood beads drape from a distressed metal frame for a look that is strikingly casual while still elegant enough to make a dramatic impression in an entryway or clustered over a kitchen island or dining room table. Featuring cascading washed pine beads and a Stardust finish, the assortment includes a two-light, three-light, four-light and five-light chandeliers and a three-light flush mount. | CHANDELIERS | Oglesby | Chandeliers | Washed Pine / Stardust | 872 / 846 | Steel |  |  |  |  | 2 Candelabra B10 Torpedo 60w |  | 2 | No | [14 empty] | 0 | [12 empty] | 113.48 | 226.96 | 340.44 | D:13'' H:18'' O:92'' | 2.8 | 13 |  |  | 18 | Screw Collar - Chain |  |  | 92 |  |  |  | No |  | No | [20 empty] | D:5'' H:3/4'' Round |  |  |  |  | 120 | Black | 72 |  | Hardwired | 0 | 0 | 0 | 0 | 1 | 0 | 0 | 1 | 1 | 0 | 0 | 785652070150 | 16.5 | 15.875 | 6.875 | 5.1 | 1.042 | 175 | Yes | [9 empty] | cETL Damp | OGLESBY 2L CHAND-872 | Two Light Chandelier |  | 3101902-872.jpg | 3101902.jpg
3101902EN-872 | Two Light Chandelier | Oglesby has a traditional shape beautifully updated with rustic features. Round wood beads drape from a distressed metal frame for a look that is strikingly casual while still elegant enough to make a dramatic impression in an entryway or clustered over a kitchen island or dining room table. Featuring cascading washed pine beads and a Stardust finish, the assortment includes a two-light, three-light, four-light and five-light chandeliers and a three-light flush mount. | CHANDELIERS | Oglesby | Chandeliers | Washed Pine / Stardust | 872 / 846 | Steel |  |  |  |  | 2 Candelabra B10 Torpedo 3.5w |  | 2 | Yes | [14 empty] | 0 | [12 empty] | 124.98 | 249.96 | 374.94 | D:13'' H:18'' O:92'' | 2.8 | 13 |  |  | 18 | Screw Collar - Chain |  |  | 92 |  |  |  | No |  | No | [20 empty] | D:5'' H:3/4'' Round |  |  |  |  | 120 | Black | 72 |  | Hardwired | 0 | 0 | 0 | 1 | 1 | 0 | 0 | 0 | 1 | 0 | 0 | 785652071836 | 16.5 | 15.875 | 6.875 | 5.1 | 1.042 | 175 | Yes | [9 empty] | cETL Damp | OGLESBY 2L LED CHAND-872 | Two Light Chandelier |  | 3101902EN-872.jpg | 3101902.jpg
3101903-872 | Three Light Chandelier | Oglesby has a traditional shape beautifully updated with rustic features. Round wood beads drape from a distressed metal frame for a look that is strikingly casual while still elegant enough to make a dramatic impression in an entryway or clustered over a kitchen island or dining room table. Featuring cascading washed pine beads and a Stardust finish, the assortment includes a two-light, three-light, four-light and five-light chandeliers and a three-light flush mount. | CHANDELIERS | Oglesby | Chandeliers | Washed Pine / Stardust | 872 / 846 | Steel |  |  |  |  | 3 Candelabra B10 Torpedo 60w |  | 3 | No | [14 empty] | 0 | [12 empty] | 159.48 | 318.96 | 478.44 | D:16'' H:20 1/8'' O:94 1/8'' | 4.6 | 16 |  |  | 20.125 | Screw Collar - Chain |  |  | 94.125 |  |  |  | No |  | No | [20 empty] | D:5'' H:3/4'' Round |  |  |  |  | 120 | Black | 72 |  | Hardwired | 0 | 0 | 0 | 0 | 1 | 0 | 0 | 1 | 1 | 0 | 0 | 785652070167 | 19.25 | 18.5 | 6.5 | 6.6 | 1.34 | 175 | Yes | [9 empty] | cETL Damp | OGLESBY 3L CHAND-872 | Three Light Chandelier |  | 3101903-872.jpg | 3101903.jpg
3101903EN-872 | Three Light Chandelier | Oglesby has a traditional shape beautifully updated with rustic features. Round wood beads drape from a distressed metal frame for a look that is strikingly casual while still elegant enough to make a dramatic impression in an entryway or clustered over a kitchen island or dining room table. Featuring cascading washed pine beads and a Stardust finish, the assortment includes a two-light, three-light, four-light and five-light chandeliers and a three-light flush mount. | CHANDELIERS | Oglesby | Chandeliers | Washed Pine / Stardust | 872 / 846 | Steel |  |  |  |  | 3 Candelabra B10 Torpedo 3.5w |  | 3 | Yes | [14 empty] | 0 | [12 empty] | 174.98 | 349.96 | 524.94 | D:16'' H:20 1/8'' O:94 1/8'' | 4.6 | 16 |  |  | 20.125 | Screw Collar - Chain |  |  | 94.125 |  |  |  | No |  | No | [20 empty] | D:5'' H:3/4'' Round |  |  |  |  | 120 | Black | 72 |  | Hardwired | 0 | 0 | 0 | 1 | 1 | 0 | 0 | 0 | 1 | 0 | 0 | 785652071843 | 19.25 | 18.5 | 6.5 | 6.6 | 1.34 | 175 | Yes | [9 empty] | cETL Damp | OGLESBY 3L LED CHAND-872 | Three Light Chandelier |  | 3101903EN-872.jpg | 3101903.jpg
3101904-872 | Four Light Chandelier | Oglesby has a traditional shape beautifully updated with rustic features. Round wood beads drape from a distressed metal frame for a look that is strikingly casual while still elegant enough to make a dramatic impression in an entryway or clustered over a kitchen island or dining room table. Featuring cascading washed pine beads and a Stardust finish, the assortment includes a two-light, three-light, four-light and five-light chandeliers and a three-light flush mount. | CHANDELIERS | Oglesby | Chandeliers | Washed Pine / Stardust | 872 / 846 | Steel |  |  |  |  | 4 Candelabra B10 Torpedo 60w |  | 4 | No | [14 empty] | 0 | [12 empty] | 216.48 | 432.96 | 649.44 | D:20'' H:23 3/4'' O:97 3/4'' | 5.8 | 20 |  |  | 23.75 | Screw Collar - Chain |  |  | 97.75 |  |  |  | No |  | No | [20 empty] | D:5'' H:3/4'' Round |  |  |  |  | 120 | Black | 72 |  | Hardwired | 0 | 0 | 0 | 0 | 1 | 0 | 0 | 1 | 1 | 0 | 0 | 785652070174 | 23.125 | 23 | 7.375 | 8.5 | 2.27 | 250 | Yes | [9 empty] | cETL Damp | OGLESBY 4L CHAND-872 | Four Light Chandelier |  | 3101904-872.jpg | 3101904.jpg
3101904EN-872 | Four Light Chandelier | Oglesby has a traditional shape beautifully updated with rustic features. Round wood beads drape from a distressed metal frame for a look that is strikingly casual while still elegant enough to make a dramatic impression in an entryway or clustered over a kitchen island or dining room table. Featuring cascading washed pine beads and a Stardust finish, the assortment includes a two-light, three-light, four-light and five-light chandeliers and a three-light flush mount. | CHANDELIERS | Oglesby | Chandeliers | Washed Pine / Stardust | 872 / 846 | Steel |  |  |  |  | 4 Candelabra B10 Torpedo 3.5w |  | 4 | Yes | [14 empty] | 0 | [12 empty] | 239.48 | 478.96 | 718.44 | D:20'' H:23 3/4'' O:97 3/4'' | 5.8 | 20 |  |  | 23.75 | Screw Collar - Chain |  |  | 97.75 |  |  |  | No |  | No | [20 empty] | D:5'' H:3/4'' Round |  |  |  |  | 120 | Black | 72 |  | Hardwired | 0 | 0 | 0 | 1 | 1 | 0 | 0 | 0 | 1 | 0 | 0 | 785652071850 | 23.125 | 23 | 7.375 | 8.5 | 2.27 | 250 | Yes | [9 empty] | cETL Damp | OGLESBY 4L LED CHAND-872 | Four Light Chandelier |  | 3101904EN-872.jpg | 3101904EN.jpg
3101905-872 | Five Light Chandelier | Oglesby has a traditional shape beautifully updated with rustic features. Round wood beads drape from a distressed metal frame for a look that is strikingly casual while still elegant enough to make a dramatic impression in an entryway or clustered over a kitchen island or dining room table. Featuring cascading washed pine beads and a Stardust finish, the assortment includes a two-light, three-light, four-light and five-light chandeliers and a three-light flush mount. | CHANDELIERS | Oglesby | Chandeliers | Washed Pine / Stardust | 872 / 846 | Steel |  |  |  |  | 5 Candelabra B10 Torpedo 60w |  | 5 | No | [14 empty] | 0 | [12 empty] | 325.95 | 651.9 | 977.85 | D:29'' H:37 1/4'' O:111 1/4'' | 10.5 | 29 |  |  | 37.25 | Screw Collar - Chain |  |  | 111.25 |  |  |  | No |  | No | [20 empty] | D:5'' H:3/4'' Round |  |  |  |  | 120 | Black | 72 |  | Hardwired | 0 | 0 | 0 | 0 | 1 | 0 | 0 | 1 | 1 | 0 | 0 | 785652070181 | 32 | 3.75 | 9.625 | 14.2 | 0.668 | 70 | Yes | [9 empty] | cETL Damp | OGLESBY 5L CHAND-872 | Five Light Chandelier |  | 3101905-872.jpg | 3101905.jpg
3101905EN-872 | Five Light Chandelier | Oglesby has a traditional shape beautifully updated with rustic features. Round wood beads drape from a distressed metal frame for a look that is strikingly casual while still elegant enough to make a dramatic impression in an entryway or clustered over a kitchen island or dining room table. Featuring cascading washed pine beads and a Stardust finish, the assortment includes a two-light, three-light, four-light and five-light chandeliers and a three-light flush mount. | CHANDELIERS | Oglesby | Chandeliers | Washed Pine / Stardust | 872 / 846 | Steel |  |  |  |  | 5 Candelabra B10 Torpedo 3.5w |  | 5 | Yes | [14 empty] | 0 | [12 empty] | 358.45 | 716.9 | 1075.35 | D:29'' H:37 1/4'' O:111 1/4'' | 10.5 | 29 |  |  | 37.25 | Screw Collar - Chain |  |  | 111.25 |  |  |  | No |  | No | [20 empty] | D:5'' H:3/4'' Round |  |  |  |  | 120 | Black | 72 |  | Hardwired | 0 | 0 | 0 | 1 | 1 | 0 | 0 | 0 | 1 | 0 | 0 | 785652071867 | 32 | 3.75 | 9.625 | 14.2 | 0.668 | 70 | Yes | [9 empty] | cETL Damp | OGLESBY 5L LED CHAND-872 | Five Light Chandelier |  | 3101905EN-872.jpg | 3101905EN.jpg
31060-782 | Three Light Chandelier | The Sussex lighting collection from Sea Gull Lighting is a perfect crossover from cottage style into urban chic. The Sussex collection's retro appeal softens and warms-up contemporary spaces, while retaining an up-to-date decor. Look to Sussex when balance and unity are required in your interior design. Offered in Brushed Nickel finish with Satin White glass or Heirloom Bronze with Satin Etched glass. For the wall/bath fixtures only, a Chrome finish coupled with Satin White glass is also available. The assortment includes nine-light, five-light and three-light chandeliers, pendants in six sizes, both flush and semi-flush ceiling fixtures, as well as one-light, two-light, three-light and four-light wall/bath fixtures. Both incandescent lamping and ENERGY STAR-qualified LED lamping are available. Most of these fixtures easily convert to LED by purchasing LED replacement lamps sold separately. | CHANDELIERS | Sussex | Chandeliers | Heirloom Bronze | 782 | Steel | Satin Etched Glass | D:7.5" H:4.0625" |  |  | 3 Medium A19 100w |  | 3 | No | [14 empty] | 0 | [12 empty] | 133.48 | 266.96 | 400.44 | D:22'' H:15 1/2'' O:144'' | 7.9 | 22 |  |  | 15.5 | Center Lock-Up | 20 |  | 144 |  |  |  | No |  | No | [20 empty] | D:6 5/8'' H:3'' Round |  |  |  |  | 144 | Brown | 120 | N/A | Hardwired | 0 | 0 | 0 | 0 | 1 | 0 | 0 | 1 | 1 | 1 | 0 | 785652031069 | 18 | 15.25 | 8.25 | 10 | 1.311 | 125 | Yes | [8 empty] | ETL Dry | cETL Dry | SUSSEX 3L CHAND-782 | Three Light Chandelier |  | 31060-782.jpg | 31060.jpg
31060-962 | Three Light Chandelier | The Sussex lighting collection from Sea Gull Lighting is a perfect crossover from cottage style into urban chic. The Sussex collection's retro appeal softens and warms-up contemporary spaces, while retaining an up-to-date decor. Look to Sussex when balance and unity are required in your interior design. Offered in Brushed Nickel finish with Satin White glass or Heirloom Bronze with Satin Etched glass. For the wall/bath fixtures only, a Chrome finish coupled with Satin White glass is also available. The assortment includes nine-light, five-light and three-light chandeliers, pendants in six sizes, both flush and semi-flush ceiling fixtures, as well as one-light, two-light, three-light and four-light wall/bath fixtures. Both incandescent lamping and ENERGY STAR-qualified LED lamping are available. Most of these fixtures easily convert to LED by purchasing LED replacement lamps sold separately. | CHANDELIERS | Sussex | Chandeliers | Brushed Nickel | 962 | Steel | Satin White Glass | D:7.5" H:4.0625" |  |  | 3 Medium A19 100w |  | 3 | No | [14 empty] | 0 | [12 empty] | 133.48 | 266.96 | 400.44 | D:22'' H:15 1/2'' O:144'' | 7.9 | 22 |  |  | 15.5 | Center Lock-Up | 20 |  | 144 |  |  |  | No |  | No | [20 empty] | D:6 5/8'' H:3'' Round |  |  |  |  | 144 | Clear | 120 | N/A | Hardwired | 0 | 0 | 0 | 0 | 1 | 0 | 0 | 1 | 1 | 1 | 0 | 785652310607 | 17.75 | 15.58 | 9.25 | 9.5 | 1.48 | 125 | Yes | [8 empty] | ETL Dry | cETL Dry | SUSSEX 3L CHAND-962 | Three Light Chandelier |  | 31060-962.jpg | 31060.jpg
31060EN3-782 | Three Light Chandelier | The Sussex lighting collection from Sea Gull Lighting is a perfect crossover from cottage style into urban chic. The Sussex collection's retro appeal softens and warms-up contemporary spaces, while retaining an up-to-date decor. Look to Sussex when balance and unity are required in your interior design. Offered in Brushed Nickel finish with Satin White glass or Heirloom Bronze with Satin Etched glass. For the wall/bath fixtures only, a Chrome finish coupled with Satin White glass is also available. The assortment includes nine-light, five-light and three-light chandeliers, pendants in six sizes, both flush and semi-flush ceiling fixtures, as well as one-light, two-light, three-light and four-light wall/bath fixtures. Both incandescent lamping and ENERGY STAR-qualified LED lamping are available. Most of these fixtures easily convert to LED by purchasing LED replacement lamps sold separately. | CHANDELIERS | Sussex | Chandeliers | Heirloom Bronze | 782 | Steel | Satin Etched Glass | D:7.5" H:4.0625" |  |  | 3 Medium A19 9.3w |  | 3 | Yes | [14 empty] | 0 | [12 empty] | 149.98 | 299.96 | 449.94 | D:22'' H:15 1/2'' O:144'' | 7.9 | 22 |  |  | 15.5 | Center Lock-Up | 20 |  | 144 |  |  |  | No |  | No | [20 empty] | D:6 5/8'' H:3'' Round |  |  |  |  | 144 | Brown | 120 | N/A | Hardwired | 0 | 0 | 0 | 1 | 1 | 0 | 0 | 0 | 1 | 1 | 0 | 785652047220 | 18 | 15.25 | 8.25 | 10 | 1.311 | 125 | Yes | [8 empty] | ETL Dry | cETL Dry | SUSSEX 3L CHAND-782 | Three Light Chandelier |  | 31060EN-782.jpg | 31060.jpg
31060EN3-962 | Three Light Chandelier | The Sussex lighting collection from Sea Gull Lighting is a perfect crossover from cottage style into urban chic. The Sussex collection's retro appeal softens and warms-up contemporary spaces, while retaining an up-to-date decor. Look to Sussex when balance and unity are required in your interior design. Offered in Brushed Nickel finish with Satin White glass or Heirloom Bronze with Satin Etched glass. For the wall/bath fixtures only, a Chrome finish coupled with Satin White glass is also available. The assortment includes nine-light, five-light and three-light chandeliers, pendants in six sizes, both flush and semi-flush ceiling fixtures, as well as one-light, two-light, three-light and four-light wall/bath fixtures. Both incandescent lamping and ENERGY STAR-qualified LED lamping are available. Most of these fixtures easily convert to LED by purchasing LED replacement lamps sold separately. | CHANDELIERS | Sussex | Chandeliers | Brushed Nickel | 962 | Steel | Satin White Glass | D:7.5" H:4.0625" |  |  | 3 Medium A19 9.3w |  | 3 | Yes | [14 empty] | 0 | [12 empty] | 149.98 | 299.96 | 449.94 | D:22'' H:15 1/2'' O:144'' | 7.9 | 22 |  |  | 15.5 | Center Lock-Up | 20 |  | 144 |  |  |  | No |  | No | [20 empty] | D:6 5/8'' H:3'' Round |  |  |  |  | 144 | Clear | 120 | N/A | Hardwired | 0 | 0 | 0 | 1 | 1 | 0 | 0 | 0 | 1 | 1 | 0 | 785652047237 | 17.75 | 15.6 | 9.25 | 9.5 | 1.482 | 125 | Yes | [8 empty] | ETL Dry | cETL Dry | SUSSEX 3L CHAND-962 | Three Light Chandelier |  | 31060EN-962.jpg | 31060.jpg
31061-782 | Five Light Chandelier | The Sussex lighting collection from Sea Gull Lighting is a perfect crossover from cottage style into urban chic. The Sussex collection's retro appeal softens and warms-up contemporary spaces, while retaining an up-to-date decor. Look to Sussex when balance and unity are required in your interior design. Offered in Brushed Nickel finish with Satin White glass or Heirloom Bronze with Satin Etched glass. For the wall/bath fixtures only, a Chrome finish coupled with Satin White glass is also available. The assortment includes nine-light, five-light and three-light chandeliers, pendants in six sizes, both flush and semi-flush ceiling fixtures, as well as one-light, two-light, three-light and four-light wall/bath fixtures. Both incandescent lamping and ENERGY STAR-qualified LED lamping are available. Most of these fixtures easily convert to LED by purchasing LED replacement lamps sold separately. | CHANDELIERS | Sussex | Chandeliers | Heirloom Bronze | 782 | Steel | Satin Etched Glass | D:7.5" H:4.0625" |  |  | 5 Medium A19 100w |  | 5 | No | [14 empty] | 0 | [12 empty] | 174.98 | 349.96 | 524.94 | D:24'' H:15 1/2'' O:144'' | 11.6 | 24 |  |  | 15.5 | Center Lock-Up | 20 |  | 144 |  |  |  | No |  | No | [20 empty] | D:6 5/8'' H:3'' Round |  |  |  |  | 144 | Brown | 120 | N/A | Hardwired | 0 | 0 | 0 | 0 | 1 | 0 | 0 | 1 | 1 | 1 | 0 | 785652999222 | 23.5 | 21.25 | 8.25 | 14.55 | 2.384 | 125 | Yes | [8 empty] | ETL Dry | cETL Dry | SUSSEX 5L CHAND-782 | Five Light Chandelier |  | 31061-782.jpg | 31061.jpg
31061-962 | Five Light Chandelier | The Sussex lighting collection from Sea Gull Lighting is a perfect crossover from cottage style into urban chic. The Sussex collection's retro appeal softens and warms-up contemporary spaces, while retaining an up-to-date decor. Look to Sussex when balance and unity are required in your interior design. Offered in Brushed Nickel finish with Satin White glass or Heirloom Bronze with Satin Etched glass. For the wall/bath fixtures only, a Chrome finish coupled with Satin White glass is also available. The assortment includes nine-light, five-light and three-light chandeliers, pendants in six sizes, both flush and semi-flush ceiling fixtures, as well as one-light, two-light, three-light and four-light wall/bath fixtures. Both incandescent lamping and ENERGY STAR-qualified LED lamping are available. Most of these fixtures easily convert to LED by purchasing LED replacement lamps sold separately. | CHANDELIERS | Sussex | Chandeliers | Brushed Nickel | 962 | Steel | Satin White Glass | D:7.5" H:4.0625" |  |  | 5 Medium A19 100w |  | 5 | No | [14 empty] | 0 | [12 empty] | 174.98 | 349.96 | 524.94 | D:24'' H:15 1/2'' O:144'' | 11.6 | 24 |  |  | 15.5 | Center Lock-Up | 20 |  | 144 |  |  |  | No |  | No | [20 empty] | D:6 5/8'' H:3'' Round |  |  |  |  | 144 | Clear | 120 | N/A | Hardwired | 0 | 0 | 0 | 0 | 1 | 0 | 0 | 1 | 1 | 1 | 0 | 785652310614 | 21.5 | 21.25 | 8.75 | 15.35 | 2.313 | 125 | Yes | [8 empty] | ETL Dry | cETL Dry | SUSSEX 5L CHAND-962 | Five Light Chandelier |  | 31061-962.jpg | 31061.jpg
31061EN3-782 | Five Light Chandelier | The Sussex lighting collection from Sea Gull Lighting is a perfect crossover from cottage style into urban chic. The Sussex collection's retro appeal softens and warms-up contemporary spaces, while retaining an up-to-date decor. Look to Sussex when balance and unity are required in your interior design. Offered in Brushed Nickel finish with Satin White glass or Heirloom Bronze with Satin Etched glass. For the wall/bath fixtures only, a Chrome finish coupled with Satin White glass is also available. The assortment includes nine-light, five-light and three-light chandeliers, pendants in six sizes, both flush and semi-flush ceiling fixtures, as well as one-light, two-light, three-light and four-light wall/bath fixtures. Both incandescent lamping and ENERGY STAR-qualified LED lamping are available. Most of these fixtures easily convert to LED by purchasing LED replacement lamps sold separately. | CHANDELIERS | Sussex | Chandeliers | Heirloom Bronze | 782 | Steel | Satin Etched Glass | D:7.5" H:4.0625" |  |  | 5 Medium A19 9.3w |  | 5 | Yes | [14 empty] | 0 | [12 empty] | 199.98 | 399.96 | 599.94 | D:24'' H:15 1/2'' O:144'' | 11.6 | 24 |  |  | 15.5 | Center Lock-Up | 20 |  | 144 |  |  |  | No |  | No | [20 empty] | D:6 5/8'' H:3'' Round |  |  |  |  | 144 | Brown | 120 | N/A | Hardwired | 0 | 0 | 0 | 1 | 1 | 0 | 0 | 0 | 1 | 1 | 0 | 785652047275 | 21.5 | 21.25 | 8.75 | 14.55 | 2.313 | 125 | Yes | [8 empty] | ETL Dry | cETL Dry | SUSSEX 5L CHAND-782 | Five Light Chandelier |  | 31061EN-782.jpg | 31061.jpg
31061EN3-962 | Five Light Chandelier | The Sussex lighting collection from Sea Gull Lighting is a perfect crossover from cottage style into urban chic. The Sussex collection's retro appeal softens and warms-up contemporary spaces, while retaining an up-to-date decor. Look to Sussex when balance and unity are required in your interior design. Offered in Brushed Nickel finish with Satin White glass or Heirloom Bronze with Satin Etched glass. For the wall/bath fixtures only, a Chrome finish coupled with Satin White glass is also available. The assortment includes nine-light, five-light and three-light chandeliers, pendants in six sizes, both flush and semi-flush ceiling fixtures, as well as one-light, two-light, three-light and four-light wall/bath fixtures. Both incandescent lamping and ENERGY STAR-qualified LED lamping are available. Most of these fixtures easily convert to LED by purchasing LED replacement lamps sold separately. | CHANDELIERS | Sussex | Chandeliers | Brushed Nickel | 962 | Steel | Satin White Glass | D:7.5" H:4.0625" |  |  | 5 Medium A19 9.3w |  | 5 | Yes | [14 empty] | 0 | [12 empty] | 199.98 | 399.96 | 599.94 | D:24'' H:15 1/2'' O:144'' | 11.6 | 24 |  |  | 15.5 | Center Lock-Up | 20 |  | 144 |  |  |  | No |  | No | [20 empty] | D:6 5/8'' H:3'' Round |  |  |  |  | 144 | Clear | 120 | N/A | Hardwired | 0 | 0 | 0 | 1 | 1 | 0 | 0 | 0 | 1 | 1 | 0 | 785652047282 | 23 | 8 | 21.4 | 15.35 | 2.279 | 125 | Yes | [8 empty] | ETL Dry | cETL Dry | SUSSEX 5L CHAND-962 | Five Light Chandelier |  | 31061EN-962.jpg | 31061.jpg
31062-782 | Nine Light Chandelier | The Sussex lighting collection from Sea Gull Lighting is a perfect crossover from cottage style into urban chic. The Sussex collection's retro appeal softens and warms-up contemporary spaces, while retaining an up-to-date decor. Look to Sussex when balance and unity are required in your interior design. Offered in Brushed Nickel finish with Satin White glass or Heirloom Bronze with Satin Etched glass. For the wall/bath fixtures only, a Chrome finish coupled with Satin White glass is also available. The assortment includes nine-light, five-light and three-light chandeliers, pendants in six sizes, both flush and semi-flush ceiling fixtures, as well as one-light, two-light, three-light and four-light wall/bath fixtures. Both incandescent lamping and ENERGY STAR-qualified LED lamping are available. Most of these fixtures easily convert to LED by purchasing LED replacement lamps sold separately. | CHANDELIERS | Sussex | Chandeliers | Heirloom Bronze | 782 | Steel | Satin Etched Glass | D:7.5" H:4.0625" |  |  | 9 Medium A19 100w |  | 9 | No | [14 empty] | 0 | [12 empty] | 317.95 | 635.9 | 953.85 | D:30'' H:24'' O:152 1/2'' | 24.5 | 30 |  |  | 24 | Center Lock-Up | 28.75 |  | 152.5 |  |  |  | No |  | No | [20 empty] | D:6 5/8'' H:3'' Round |  |  |  |  | 144 | Brown | 120 | N/A | Hardwired | 0 | 0 | 0 | 0 | 1 | 0 | 0 | 1 | 1 | 1 | 0 | 785652310652 | 28 | 24.5 | 13.5 | 30.6 | 5.359 | 175 | Yes | [8 empty] | ETL Dry | cETL Dry | SUSSEX 9L CHAND-782 | Nine Light Chandelier |  | 31062-782.jpg | 31062.jpg
31062-962 | Nine Light Chandelier | The Sussex lighting collection from Sea Gull Lighting is a perfect crossover from cottage style into urban chic. The Sussex collection's retro appeal softens and warms-up contemporary spaces, while retaining an up-to-date decor. Look to Sussex when balance and unity are required in your interior design. Offered in Brushed Nickel finish with Satin White glass or Heirloom Bronze with Satin Etched glass. For the wall/bath fixtures only, a Chrome finish coupled with Satin White glass is also available. The assortment includes nine-light, five-light and three-light chandeliers, pendants in six sizes, both flush and semi-flush ceiling fixtures, as well as one-light, two-light, three-light and four-light wall/bath fixtures. Both incandescent lamping and ENERGY STAR-qualified LED lamping are available. Most of these fixtures easily convert to LED by purchasing LED replacement lamps sold separately. | CHANDELIERS | Sussex | Chandeliers | Brushed Nickel | 962 | Steel | Satin White Glass | D:7.5" H:4.0625" |  |  | 9 Medium A19 100w |  | 9 | No | [14 empty] | 0 | [12 empty] | 317.95 | 635.9 | 953.85 | D:30'' H:24'' O:152 1/2'' | 24.5 | 30 |  |  | 24 | Center Lock-Up | 28.75 |  | 152.5 |  |  |  | No |  | No | [20 empty] | D:6 5/8'' H:3'' Round |  |  |  |  | 144 | Clear | 120 | N/A | Hardwired | 0 | 0 | 0 | 0 | 1 | 0 | 0 | 1 | 1 | 1 | 0 | 785652310638 | 27.5 | 25 | 13.75 | 32.7 | 5.471 | 125 | Yes | [8 empty] | ETL Dry | cETL Dry | SUSSEX 9L CHAND-962 | Nine Light Chandelier |  | 31062-962.jpg | 31062.jpg
31062EN3-782 | Nine Light Chandelier | The Sussex lighting collection from Sea Gull Lighting is a perfect crossover from cottage style into urban chic. The Sussex collection's retro appeal softens and warms-up contemporary spaces, while retaining an up-to-date decor. Look to Sussex when balance and unity are required in your interior design. Offered in Brushed Nickel finish with Satin White glass or Heirloom Bronze with Satin Etched glass. For the wall/bath fixtures only, a Chrome finish coupled with Satin White glass is also available. The assortment includes nine-light, five-light and three-light chandeliers, pendants in six sizes, both flush and semi-flush ceiling fixtures, as well as one-light, two-light, three-light and four-light wall/bath fixtures. Both incandescent lamping and ENERGY STAR-qualified LED lamping are available. Most of these fixtures easily convert to LED by purchasing LED replacement lamps sold separately. | CHANDELIERS | Sussex | Chandeliers | Heirloom Bronze | 782 | Steel | Satin Etched Glass | D:7.5" H:4.0625" |  |  | 9 Medium A19 9.3w |  | 9 | Yes | [14 empty] | 0 | [12 empty] | 364.45 | 728.9 | 1093.35 | D:30'' H:24'' O:152 1/2'' | 24.5 | 30 |  |  | 24 | Center Lock-Up | 28.75 |  | 152.5 |  |  |  | No |  | No | [20 empty] | D:6 5/8'' H:3'' Round |  |  |  |  | 144 | Brown | 120 | N/A | Hardwired | 0 | 0 | 0 | 1 | 1 | 0 | 0 | 0 | 1 | 1 | 0 | 785652047299 | 28 | 24.5 | 13.5 | 30.6 | 5.359 | 175 | Yes | [8 empty] | ETL Damp | cETL Damp | SUSSEX 9L CHAND-782 | Nine Light Chandelier |  | 31062EN-782.jpg | 31062.jpg
31062EN3-962 | Nine Light Chandelier | The Sussex lighting collection from Sea Gull Lighting is a perfect crossover from cottage style into urban chic. The Sussex collection's retro appeal softens and warms-up contemporary spaces, while retaining an up-to-date decor. Look to Sussex when balance and unity are required in your interior design. Offered in Brushed Nickel finish with Satin White glass or Heirloom Bronze with Satin Etched glass. For the wall/bath fixtures only, a Chrome finish coupled with Satin White glass is also available. The assortment includes nine-light, five-light and three-light chandeliers, pendants in six sizes, both flush and semi-flush ceiling fixtures, as well as one-light, two-light, three-light and four-light wall/bath fixtures. Both incandescent lamping and ENERGY STAR-qualified LED lamping are available. Most of these fixtures easily convert to LED by purchasing LED replacement lamps sold separately. | CHANDELIERS | Sussex | Chandeliers | Brushed Nickel | 962 | Steel | Satin White Glass | D:7.5" H:4.0625" |  |  | 9 Medium A19 9.3w |  | 9 | Yes | [14 empty] | 0 | [12 empty] | 364.45 | 728.9 | 1093.35 | D:30'' H:24'' O:152 1/2'' | 24.5 | 30 |  |  | 24 | Center Lock-Up | 28.75 |  | 152.5 |  |  |  | No |  | No | [20 empty] | D:6 5/8'' H:3'' Round |  |  |  |  | 144 | Clear | 120 | N/A | Hardwired | 0 | 0 | 0 | 1 | 1 | 0 | 0 | 0 | 1 | 1 | 0 | 785652047305 | 27.5 | 25 | 13.75 | 32.7 | 5.471 | 125 | Yes | [8 empty] | ETL Dry | cETL Dry | SUSSEX 9L CHAND-962 | Nine Light Chandelier |  | 31062EN-962.jpg | 31062.jpg
3110205-846 | Five Light Chandelier | Offered in both round and rectangular silhouettes, the Ravenwood Manor lighting collection by Sea Gull Lighting brings an industrial, chic vibe to any interior and effortlessly replaces traditional chandeliers or linear suspension pieces with a much more unique, minimalist approach. From the crown of each fixture, linked rods descend to support the clean lines of the open central frame. The overall focal point is series of bare lamps in sleek sockets which are each set-off by the spherical detail of the bobeches to soften the overall rustic design. Choose “antique” Edison-style or medium base bullet lamps to create two, distinct looks. Offered in the Stardust finish, the full lighting collection includes a nine-light round chandelier, an eight-light rectangular chandelier and a five-light round chandelier. | CHANDELIERS | Ravenwood Manor | Chandeliers | Stardust | 846 | Steel |  |  |  |  | 5 Medium A19 60w |  | 5 | No | [14 empty] | 0 | [12 empty] | 199.95 | 399.9 | 599.85 | D:25'' H:21 5/8'' O:143 3/4'' | 11 | 25 |  |  | 21.625 | Center Lock-Up |  |  | 143.75 |  |  |  | No |  | No | [20 empty] | D:5'' H:3/4'' Round |  |  |  |  | 144 | Black | 120 |  | Hardwired | 0 | 0 | 0 | 0 | 1 | 0 | 0 | 1 | 1 | 0 | 0 | 785652275739 | 27.75 | 26.5 | 7.5 | 17.3 | 3.192 | 175 | Yes | [9 empty] | cETL Damp | RAVENWOOD MANOR 5L CHAND-846 | Five Light Chandelier |  | 3110205-846.jpg | 3110205.jpg
3110208-846 | Eight Light Chandelier | Offered in both round and rectangular silhouettes, the Ravenwood Manor lighting collection by Sea Gull Lighting brings an industrial, chic vibe to any interior and effortlessly replaces traditional chandeliers or linear suspension pieces with a much more unique, minimalist approach. From the crown of each fixture, linked rods descend to support the clean lines of the open central frame. The overall focal point is series of bare lamps in sleek sockets which are each set-off by the spherical detail of the bobeches to soften the overall rustic design. Choose “antique” Edison-style or medium base bullet lamps to create two, distinct looks. Offered in the Stardust finish, the full lighting collection includes a nine-light round chandelier, an eight-light rectangular chandelier and a five-light round chandelier. | CHANDELIERS | Ravenwood Manor | Chandeliers | Stardust | 846 | Steel |  |  |  |  | 8 Medium A19 60w |  | 8 | No | [14 empty] | 0 | [12 empty] | 224.98 | 449.96 | 674.94 | L:34'' W:12'' H:8'' O:46 3/4'' |  |  | 34 | 12 | 8 | Center Lock-Up |  |  | 46.75 |  |  |  | No |  | No | [20 empty] | DP:5'' W:12'' H:3/4'' Rectangular |  |  |  |  | 120 | Black |  |  | Hardwired | 0 | 0 | 0 | 0 | 1 | 0 | 0 | 1 | 0 | 0 | 0 | 785652252082 | 38 | 15.5 | 8.25 | 19.7 | 2.812 | 125 | Yes | [9 empty] | cETL Damp | RAVENWOOD MANOR 8L ISLAND-846 | Eight Light Chandelier |  | 3110208-846.jpg | 3110208.jpg
3110209-846 | Nine Light Chandelier | Offered in both round and rectangular silhouettes, the Ravenwood Manor lighting collection by Sea Gull Lighting brings an industrial, chic vibe to any interior and effortlessly replaces traditional chandeliers or linear suspension pieces with a much more unique, minimalist approach. From the crown of each fixture, linked rods descend to support the clean lines of the open central frame. The overall focal point is series of bare lamps in sleek sockets which are each set-off by the spherical detail of the bobeches to soften the overall rustic design. Choose “antique” Edison-style or medium base bullet lamps to create two, distinct looks. Offered in the Stardust finish, the full lighting collection includes a nine-light round chandelier, an eight-light rectangular chandelier and a five-light round chandelier. | CHANDELIERS | Ravenwood Manor | Chandeliers | Stardust | 846 | Steel |  |  |  |  | 9 Medium A19 60w |  | 9 | No | [14 empty] | 0 | [12 empty] | 249.98 | 499.96 | 749.94 | D:31'' H:23'' O:145 1/4'' | 15.4 | 31 |  |  | 23 | Center Lock-Up |  |  | 145.25 |  |  |  | No |  | No | [20 empty] | D:5'' H:3/4'' Round |  |  |  |  | 144 | Black | 120 |  | Hardwired | 0 | 0 | 0 | 0 | 1 | 0 | 0 | 1 | 1 | 0 | 0 | 785652274473 | 35 | 34.25 | 8 | 23.7 | 5.55 | 175 | Yes | [9 empty] | cETL Damp | RAVENWOOD MANOR 9L CHAND-846 | Nine Light Chandelier |  | 3110209-846.jpg | 3110209.jpg
3110404-715 | Four Light Chandelier | Named after the Italian word for “sphere,” the transitional Sfera collection by Sea Gull Lighting features detailed center bands and rounded, sweeping curves -- rustic with a modern inspiration. Offered in Autumn Bronze finish with several glass options – extraordinary painted Mercury glass and Café Tint glass, as well as a Smoky Amber glass for wall/bath fixtures only. The assortment includes six-light and four-light chandeliers, pendants in three sizes, both flush and semi-flush ceiling fixtures, as well as two-light, three-light and four-light wall/bath fixtures. Both incandescent lamping and ENERGY STAR-qualified LED lamping are available. Most of these fixtures easily convert to LED by purchasing LED replacement lamps sold separately. | CHANDELIERS | Sfera | Chandeliers | Autumn Bronze | 715 | Steel | Mercury Glass | D:3.5" H:6.25" | D:3.5" |  | 4 Medium A19 100w |  | 4 | No | [14 empty] | 0 | [12 empty] | 213.98 | 427.96 | 641.94 | D:18 1/2'' H:24 1/2'' O:164 1/4'' | 15.24 | 18.5 |  |  | 24.5 | Screw Collar - Chain |  |  | 164.25 |  |  |  | No |  | No | [20 empty] | D:5 1/2'' H:1 1/4'' Round |  |  |  |  | 168 | Brown | 144 |  | Hardwired | 0 | 0 | 0 | 0 | 1 | 0 | 0 | 1 | 1 | 0 | 0 | 785652240225 | 21.5 | 20.25 | 15.5 | 19.5 | 3.905 | 175 | Yes | [9 empty] | cETL Damp | SFERA 4L MERCURY CHAND-715 | Four Light Chandelier |  | 3110404-715.jpg | 3110404.jpg
3110404EN3-715 | Four Light Chandelier | Named after the Italian word for “sphere,” the transitional Sfera collection by Sea Gull Lighting features detailed center bands and rounded, sweeping curves -- rustic with a modern inspiration. Offered in Autumn Bronze finish with several glass options – extraordinary painted Mercury glass and Café Tint glass, as well as a Smoky Amber glass for wall/bath fixtures only. The assortment includes six-light and four-light chandeliers, pendants in three sizes, both flush and semi-flush ceiling fixtures, as well as two-light, three-light and four-light wall/bath fixtures. Both incandescent lamping and ENERGY STAR-qualified LED lamping are available. Most of these fixtures easily convert to LED by purchasing LED replacement lamps sold separately. | CHANDELIERS | Sfera | Chandeliers | Autumn Bronze | 715 | Steel | Mercury Glass | D:3.5" H:6.25" | D:3.5" |  | 4 Medium A19 9.3w |  | 4 | Yes | [14 empty] | 0 | [12 empty] | 224.98 | 449.96 | 674.94 | D:18 1/2'' H:24 1/2'' O:164 1/4'' | 15.24 | 18.5 |  |  | 24.5 | Screw Collar - Chain |  |  | 164.25 |  |  |  | No |  | No | [20 empty] | D:5 1/2'' H:1 1/4'' Round |  |  |  |  | 168 | Brown | 144 |  | Hardwired | 0 | 0 | 0 | 1 | 1 | 0 | 0 | 0 | 1 | 0 | 0 | 785652046988 | 21.5 | 20.25 | 15.5 | 19.5 | 3.905 | 175 | Yes | [9 empty] | cETL Damp | SFERA 4L MERCURY CHAND-715 | Four Light Chandelier |  | 3110404EN-715.jpg | 3110404.jpg
3110406-715 | Six Light Chandelier | Named after the Italian word for “sphere,” the transitional Sfera collection by Sea Gull Lighting features detailed center bands and rounded, sweeping curves -- rustic with a modern inspiration. Offered in Autumn Bronze finish with several glass options – extraordinary painted Mercury glass and Café Tint glass, as well as a Smoky Amber glass for wall/bath fixtures only. The assortment includes six-light and four-light chandeliers, pendants in three sizes, both flush and semi-flush ceiling fixtures, as well as two-light, three-light and four-light wall/bath fixtures. Both incandescent lamping and ENERGY STAR-qualified LED lamping are available. Most of these fixtures easily convert to LED by purchasing LED replacement lamps sold separately. | CHANDELIERS | Sfera | Chandeliers | Autumn Bronze | 715 | Steel | Mercury Glass | D:3.5" H:6.25" | D:3.5" |  | 6 Medium A19 100w |  | 6 | No | [14 empty] | 0 | [12 empty] | 319.98 | 639.96 | 959.94 | D:24 1/2'' H:32 1/4'' O:172'' | 25.5 | 24.5 |  |  | 32.25 | Screw Collar - Chain |  |  | 172 |  |  |  | No |  | No | [20 empty] | D:5 1/2'' H:1 1/4'' Round |  |  |  |  | 168 | Brown | 144 |  | Hardwired | 0 | 0 | 0 | 0 | 1 | 0 | 0 | 1 | 1 | 0 | 0 | 785652240232 | 27.5 | 27.125 | 19.75 | 31.9 | 8.526 | 250 | Yes | [9 empty] | cETL Damp | SFERA 6L MERCURY CHAND-715 | Six Light Chandelier |  | 3110406-715.jpg | 3110406.jpg
3110406EN3-715 | Six Light Chandelier | Named after the Italian word for “sphere,” the transitional Sfera collection by Sea Gull Lighting features detailed center bands and rounded, sweeping curves -- rustic with a modern inspiration. Offered in Autumn Bronze finish with several glass options – extraordinary painted Mercury glass and Café Tint glass, as well as a Smoky Amber glass for wall/bath fixtures only. The assortment includes six-light and four-light chandeliers, pendants in three sizes, both flush and semi-flush ceiling fixtures, as well as two-light, three-light and four-light wall/bath fixtures. Both incandescent lamping and ENERGY STAR-qualified LED lamping are available. Most of these fixtures easily convert to LED by purchasing LED replacement lamps sold separately. | CHANDELIERS | Sfera | Chandeliers | Autumn Bronze | 715 | Steel | Mercury Glass | D:3.5" H:6.25" | D:3.5" |  | 6 Medium A19 9.3w |  | 6 | Yes | [14 empty] | 0 | [12 empty] | 349.98 | 699.96 | 1049.94 | D:24 1/2'' H:32 1/4'' O:172'' | 25.5 | 24.5 |  |  | 32.25 | Screw Collar - Chain |  |  | 172 |  |  |  | No |  | No | [20 empty] | D:5 1/2'' H:1 1/4'' Round |  |  |  |  | 168 | Brown | 144 |  | Hardwired | 0 | 0 | 0 | 1 | 1 | 0 | 0 | 0 | 1 | 0 | 0 | 785652047008 | 27.5 | 27.125 | 19.75 | 31.9 | 8.526 | 250 | Yes | [9 empty] | cETL Damp | SFERA 6L MERCURY CHAND-715 | Six Light Chandelier |  | 3110406EN-715.jpg | 3110406.jpg
31122-820 | Five Light Chandelier | The Del Prato collection by Sea Gull Lighting has a rustic transitional style making it a great choice for all décor styles. Sweeping curves add interest without complication. Coordinate Del Prato in the Chestnut Bronze finish with earth tone walls for an added level of sophistication. The Seeded, Acid-Etched glass shades with a Café Tint contribute to the overall impact as well. The assortment includes nine-light and five-light chandeliers, pendants in five sizes, both flush and semi-flush ceiling fixtures, as well as one-light, two-light, three-light and four-light wall/bath fixtures. Most of these fixtures easily convert to LED by purchasing LED replacement lamps sold separately. | CHANDELIERS | Del Prato | Chandeliers | Chestnut Bronze | 820 | Steel | Seeded acid etch with cafe tint Glass | D:7" |  |  | 5 Medium A19 100w |  | 5 | No | [14 empty] | 0 | [12 empty] | 233 | 466 | 699 | D:26 1/2'' H:26'' O:149'' | 19.8 | 26.5 |  |  | 26 | Center Lock-Up |  |  | 149 |  |  |  | No |  | No | [20 empty] | D:6'' DP:1 5/8'' Round |  |  |  |  | 144 | Brown | 120 | N/A | Hardwired | 0 | 0 | 0 | 0 | 1 | 0 | 0 | 1 | 1 | 0 | 0 | 785652075773 | 26.5 | 14.75 | 22 | 26.5 | 4.976 | 175 | Yes | [8 empty] | UL Dry | cUL Dry | DEL PRATO 5L CHAND-820 | Five Light Chandelier |  | 31122-820.jpg | 31122.jpg
31122EN3-820 | Five Light Chandelier | The Del Prato collection by Sea Gull Lighting has a rustic transitional style making it a great choice for all décor styles. Sweeping curves add interest without complication. Coordinate Del Prato in the Chestnut Bronze finish with earth tone walls for an added level of sophistication. The Seeded, Acid-Etched glass shades with a Café Tint contribute to the overall impact as well. The assortment includes nine-light and five-light chandeliers, pendants in five sizes, both flush and semi-flush ceiling fixtures, as well as one-light, two-light, three-light and four-light wall/bath fixtures. Most of these fixtures easily convert to LED by purchasing LED replacement lamps sold separately. | CHANDELIERS | Del Prato | Chandeliers | Chestnut Bronze | 820 | Steel | Seeded acid etch with cafe tint Glass | D:7" |  |  | 5 Medium A19 9.3w |  | 5 | Yes | [14 empty] | 0 | [12 empty] | 243.3 | 486.6 | 729.9 | D:26 1/2'' H:26'' O:149'' | 19.8 | 26.5 |  |  | 26 | Center Lock-Up |  |  | 149 |  |  |  | No |  | No | [20 empty] | D:6'' H:1 5/8'' Round |  |  |  |  | 144 | Brown | 120 | N/A | Hardwired | 0 | 0 | 0 | 1 | 1 | 0 | 0 | 0 | 1 | 0 | 0 | 785652053597 | 26.5 | 14.75 | 22 | 26.5 | 4.976 | 175 | Yes | [8 empty] | UL Dry | cUL Dry | DEL PRATO 5L CHAND-820 | Five Light Chandelier |  | 31122EN3-820.jpg | 31122.jpg
31123-820 | Nine Light Chandelier | The Del Prato collection by Sea Gull Lighting has a rustic transitional style making it a great choice for all décor styles. Sweeping curves add interest without complication. Coordinate Del Prato in the Chestnut Bronze finish with earth tone walls for an added level of sophistication. The Seeded, Acid-Etched glass shades with a Café Tint contribute to the overall impact as well. The assortment includes nine-light and five-light chandeliers, pendants in five sizes, both flush and semi-flush ceiling fixtures, as well as one-light, two-light, three-light and four-light wall/bath fixtures. Most of these fixtures easily convert to LED by purchasing LED replacement lamps sold separately. | CHANDELIERS | Del Prato | Chandeliers | Chestnut Bronze | 820 | Steel | Seeded acid etch with cafe tint Glass | D:7" |  |  | 9 Medium A19 100w |  | 9 | No | [14 empty] | 0 | [12 empty] | 464.5 | 929 | 1393.5 | D:33 3/4'' H:32'' O:155'' | 26.6 | 33.75 |  |  | 32 | Center Lock-Up |  |  | 155 |  |  |  | No |  | No | [20 empty] | D:6'' DP:1 5/8'' Round |  |  |  |  | 144 | Brown | 120 | N/A | Hardwired | 0 | 0 | 0 | 0 | 1 | 0 | 0 | 1 | 1 | 0 | 0 | 785652075780 | 33.5 | 26.75 | 13.5 | 35.5 | 7.001 | 175 | Yes | [8 empty] | UL Dry | cUL Dry | DEL PRATO 9L CHAND-820 | Nine Light Chandelier | Fixture loop changed to brass 5/7/2013 | 31123-820.jpg | 31123.jpg
31123EN3-820 | Nine Light Chandelier | The Del Prato collection by Sea Gull Lighting has a rustic transitional style making it a great choice for all décor styles. Sweeping curves add interest without complication. Coordinate Del Prato in the Chestnut Bronze finish with earth tone walls for an added level of sophistication. The Seeded, Acid-Etched glass shades with a Café Tint contribute to the overall impact as well. The assortment includes nine-light and five-light chandeliers, pendants in five sizes, both flush and semi-flush ceiling fixtures, as well as one-light, two-light, three-light and four-light wall/bath fixtures. Most of these fixtures easily convert to LED by purchasing LED replacement lamps sold separately. | CHANDELIERS | Del Prato | Chandeliers | Chestnut Bronze | 820 | Steel | Seeded acid etch with cafe tint Glass | D:7" |  |  | 9 Medium A19 9.3w |  | 9 | Yes | [14 empty] | 0 | [12 empty] | 480.6 | 961.2 | 1441.8 | D:33 3/4'' H:32'' O:155'' | 26.6 | 33.75 |  |  | 32 | Center Lock-Up |  |  | 155 |  |  |  | No |  | No | [20 empty] | D:6'' H:1 5/8'' Round |  |  |  |  | 144 | Brown | 120 | N/A | Hardwired | 0 | 0 | 0 | 1 | 1 | 0 | 0 | 0 | 1 | 0 | 0 | 785652053603 | 33.5 | 26.75 | 13.5 | 35.5 | 7.001 | 175 | Yes | [8 empty] | UL Dry | cUL Dry | DEL PRATO 9L CHAND-820 | Nine Light Chandelier |  | 31123EN3-820.jpg | 31123.jpg
3113005-845 | Five Light Chandelier | The subtle details of the Parkfield lighting collection by Sea Gull Lighting make this transitional design perfect for a wide range of décor. The four-sided, glass shades and the supporting sockets feature a graduated step detail which gives each fixture a slightly more masculine and tailored look. Available in both a casual Flemish Bronze finish with Crème Parchment glass or the elegantly modern Brushed Nickel finish with Opal Etched glass, the full lighting collection offers a nine-light or five-light chandelier, a three-light down chandelier; a two-light semi-flush mount; a three-light up pendant; and one-light, two-light, three-light and four-light bath fixture (all of which can mount up or down). Incandescent and ENERGY STAR-qualified LED lamping are available. | CHANDELIERS | Parkfield | Chandeliers | Flemish Bronze | 845 | Steel | Creme Parchment Glass | L:5.25" W:5.25" H:5.5" |  |  | 5 Medium A19 75w |  | 5 | No | [14 empty] | 0 | [12 empty] | 116.48 | 232.96 | 349.44 | D:24 3/4'' H:21'' O:59'' | 13.9 | 24.75 |  |  | 21 | Center Lock-Up |  |  | 59 |  |  |  | No |  | No | [20 empty] | D:5'' H:5/8'' Round |  |  |  |  | 120 | Brown | 72 |  | Hardwired | 0 | 0 | 0 | 0 | 1 | 0 | 0 | 1 | 1 | 0 | 0 | 785652257636 | 25.75 | 24.5 | 9.5 | 18.3 | 3.468 | 175 | Yes | [9 empty] | cETL Damp | PARKFIELD 5L CHAND-845 | Five Light Chandelier |  | 3113005-845.jpg | 3113005.jpg
3113005-962 | Five Light Chandelier | The subtle details of the Parkfield lighting collection by Sea Gull Lighting make this transitional design perfect for a wide range of décor. The four-sided, glass shades and the supporting sockets feature a graduated step detail which gives each fixture a slightly more masculine and tailored look. Available in both a casual Flemish Bronze finish with Crème Parchment glass or the elegantly modern Brushed Nickel finish with Opal Etched glass, the full lighting collection offers a nine-light or five-light chandelier, a three-light down chandelier; a two-light semi-flush mount; a three-light up pendant; and one-light, two-light, three-light and four-light bath fixture (all of which can mount up or down). Incandescent and ENERGY STAR-qualified LED lamping are available. | CHANDELIERS | Parkfield | Chandeliers | Brushed Nickel | 962 | Steel | Etched / White Inside Glass | L:5.25" W:5.25" H:5.5" |  |  | 5 Medium A19 75w |  | 5 | No | [14 empty] | 0 | [12 empty] | 116.48 | 232.96 | 349.44 | D:24 3/4'' H:21'' O:59'' | 13.9 | 24.75 |  |  | 21 | Center Lock-Up |  |  | 59 |  |  |  | No |  | No | [20 empty] | D:5'' H:5/8'' Round |  |  |  |  | 120 | Clear | 72 |  | Hardwired | 0 | 0 | 0 | 0 | 1 | 0 | 0 | 1 | 1 | 0 | 0 | 785652274763 | 26 | 24.5 | 9.75 | 18.1 | 3.594 | 175 | Yes | [9 empty] | cETL Damp | PARKFIELD 5L CHAND-962 | Five Light Chandelier |  | 3113005-962.jpg | 3113005.jpg
3113005EN3-845 | Five Light Chandelier | The subtle details of the Parkfield lighting collection by Sea Gull Lighting make this transitional design perfect for a wide range of décor. The four-sided, glass shades and the supporting sockets feature a graduated step detail which gives each fixture a slightly more masculine and tailored look. Available in both a casual Flemish Bronze finish with Crème Parchment glass or the elegantly modern Brushed Nickel finish with Opal Etched glass, the full lighting collection offers a nine-light or five-light chandelier, a three-light down chandelier; a two-light semi-flush mount; a three-light up pendant; and one-light, two-light, three-light and four-light bath fixture (all of which can mount up or down). Incandescent and ENERGY STAR-qualified LED lamping are available. | CHANDELIERS | Parkfield | Chandeliers | Flemish Bronze | 845 | Steel | Creme Parchment Glass | L:5.25" W:5.25" H:5.5" |  |  | 5 Medium A19 9.3w |  | 5 | Yes | [14 empty] | 0 | [12 empty] | 144.98 | 289.96 | 434.94 | D:24 3/4'' H:21'' O:59'' | 13.9 | 24.75 |  |  | 21 | Center Lock-Up |  |  | 59 |  |  |  | No |  | No | [20 empty] | D:5'' H:5/8'' Round |  |  |  |  | 120 | Brown | 72 |  | Hardwired | 0 | 0 | 0 | 1 | 1 | 0 | 0 | 0 | 1 | 0 | 0 | 785652046636 | 27.75 | 24.5 | 9.5 | 18.3 | 3.738 | 175 | Yes | [9 empty] | cETL Damp | PARKFIELD 5L CHAND-845 | Five Light Chandelier |  | 3113005EN3-845.jpg | 3113005.jpg
3113005EN3-962 | Five Light Chandelier | The subtle details of the Parkfield lighting collection by Sea Gull Lighting make this transitional design perfect for a wide range of décor. The four-sided, glass shades and the supporting sockets feature a graduated step detail which gives each fixture a slightly more masculine and tailored look. Available in both a casual Flemish Bronze finish with Crème Parchment glass or the elegantly modern Brushed Nickel finish with Opal Etched glass, the full lighting collection offers a nine-light or five-light chandelier, a three-light down chandelier; a two-light semi-flush mount; a three-light up pendant; and one-light, two-light, three-light and four-light bath fixture (all of which can mount up or down). Incandescent and ENERGY STAR-qualified LED lamping are available. | CHANDELIERS | Parkfield | Chandeliers | Brushed Nickel | 962 | Steel | Etched / White Inside Glass | L:5.25" W:5.25" H:5.5" |  |  | 5 Medium A19 9.3w |  | 5 | Yes | [14 empty] | 0 | [12 empty] | 144.98 | 289.96 | 434.94 | D:24 3/4'' H:21'' O:59'' | 13.9 | 24.75 |  |  | 21 | Center Lock-Up |  |  | 59 |  |  |  | No |  | No | [20 empty] | D:5'' H:5/8'' Round |  |  |  |  | 120 | Brown | 72 |  | Hardwired | 0 | 0 | 0 | 1 | 1 | 0 | 0 | 0 | 1 | 0 | 0 | 785652046643 | 26 | 24.5 | 9.75 | 18.1 | 3.594 | 175 | Yes | [9 empty] | cETL Damp | PARKFIELD 5L CHAND-962 | Five Light Chandelier |  | 3113005EN3-962.jpg | 3113005.jpg
3113009-845 | Nine Light Chandelier | The subtle details of the Parkfield lighting collection by Sea Gull Lighting make this transitional design perfect for a wide range of décor. The four-sided, glass shades and the supporting sockets feature a graduated step detail which gives each fixture a slightly more masculine and tailored look. Available in both a casual Flemish Bronze finish with Crème Parchment glass or the elegantly modern Brushed Nickel finish with Opal Etched glass, the full lighting collection offers a nine-light or five-light chandelier, a three-light down chandelier; a two-light semi-flush mount; a three-light up pendant; and one-light, two-light, three-light and four-light bath fixture (all of which can mount up or down). Incandescent and ENERGY STAR-qualified LED lamping are available. | CHANDELIERS | Parkfield | Chandeliers | Flemish Bronze | 845 | Steel | Creme Parchment Glass | L:5.25" W:5.25" H:5.375" |  |  | 9 Medium A19 75w |  | 9 | No | [14 empty] | 0 | [12 empty] | 287.98 | 575.96 | 863.94 | D:33 1/2'' H:31 1/2'' O:69 1/2'' | 22.5 | 33.5 |  |  | 31.5 | Center Lock-Up |  |  | 69.5 |  |  |  | No |  | No | [20 empty] | D:5'' H:5/8'' Round |  |  |  |  | 120 | Brown | 72 |  | Hardwired | 0 | 0 | 0 | 0 | 1 | 0 | 0 | 1 | 1 | 0 | 0 | 785652274770 | 34.75 | 32.5 | 12.25 | 33.6 | 8.006 | 175 | Yes | [9 empty] | cETL Damp | PARKFIELD 9L CHAND-845 | Nine Light Chandelier |  | 3113009-845.jpg | 3113009.jpg
3113009-962 | Nine Light Chandelier | The subtle details of the Parkfield lighting collection by Sea Gull Lighting make this transitional design perfect for a wide range of décor. The four-sided, glass shades and the supporting sockets feature a graduated step detail which gives each fixture a slightly more masculine and tailored look. Available in both a casual Flemish Bronze finish with Crème Parchment glass or the elegantly modern Brushed Nickel finish with Opal Etched glass, the full lighting collection offers a nine-light or five-light chandelier, a three-light down chandelier; a two-light semi-flush mount; a three-light up pendant; and one-light, two-light, three-light and four-light bath fixture (all of which can mount up or down). Incandescent and ENERGY STAR-qualified LED lamping are available. | CHANDELIERS | Parkfield | Chandeliers | Brushed Nickel | 962 | Steel | Etched / White Inside Glass | L:5.25" W:5.25" H:5.375" |  |  | 9 Medium A19 75w |  | 9 | No | [14 empty] | 0 | [12 empty] | 287.98 | 575.96 | 863.94 | D:33 1/2'' H:31 1/2'' O:69 1/2'' | 22.5 | 33.5 |  |  | 31.5 | Center Lock-Up |  |  | 69.5 |  |  |  | No |  | No | [20 empty] | D:5'' H:5/8'' Round |  |  |  |  | 120 | Clear | 72 |  | Hardwired | 0 | 0 | 0 | 0 | 1 | 0 | 0 | 1 | 1 | 0 | 0 | 785652274787 | 34.75 | 32.5 | 12.25 | 33.6 | 8.006 | 175 | Yes | [9 empty] | cETL Damp | PARKFIELD 9L CHAND-962 | Nine Light Chandelier |  | 3113009-962.jpg | 3113009.jpg
3113009EN3-845 | Nine Light Chandelier | The subtle details of the Parkfield lighting collection by Sea Gull Lighting make this transitional design perfect for a wide range of décor. The four-sided, glass shades and the supporting sockets feature a graduated step detail which gives each fixture a slightly more masculine and tailored look. Available in both a casual Flemish Bronze finish with Crème Parchment glass or the elegantly modern Brushed Nickel finish with Opal Etched glass, the full lighting collection offers a nine-light or five-light chandelier, a three-light down chandelier; a two-light semi-flush mount; a three-light up pendant; and one-light, two-light, three-light and four-light bath fixture (all of which can mount up or down). Incandescent and ENERGY STAR-qualified LED lamping are available. | CHANDELIERS | Parkfield | Chandeliers | Flemish Bronze | 845 | Steel | Creme Parchment Glass | L:5.25" W:5.25" H:5.375" |  |  | 9 Medium A19 9.3w |  | 9 | Yes | [14 empty] | 0 | [12 empty] | 335.98 | 671.96 | 1007.94 | D:33 1/2'' H:31 1/2'' O:69 1/2'' | 22.5 | 33.5 |  |  | 31.5 | Center Lock-Up |  |  | 69.5 |  |  |  | No |  | No | [20 empty] | D:5'' H:5/8'' Round |  |  |  |  | 120 | Brown | 72 |  | Hardwired | 0 | 0 | 0 | 1 | 1 | 0 | 0 | 0 | 1 | 0 | 0 | 785652046650 | 37.75 | 32.5 | 12.25 | 33.6 | 8.697 | 175 | Yes | [9 empty] | cETL Damp | PARKFIELD 9L CHAND-845 | Nine Light Chandelier |  | 3113009EN-845.jpg | 3113009.jpg
3113009EN3-962 | Nine Light Chandelier | The subtle details of the Parkfield lighting collection by Sea Gull Lighting make this transitional design perfect for a wide range of décor. The four-sided, glass shades and the supporting sockets feature a graduated step detail which gives each fixture a slightly more masculine and tailored look. Available in both a casual Flemish Bronze finish with Crème Parchment glass or the elegantly modern Brushed Nickel finish with Opal Etched glass, the full lighting collection offers a nine-light or five-light chandelier, a three-light down chandelier; a two-light semi-flush mount; a three-light up pendant; and one-light, two-light, three-light and four-light bath fixture (all of which can mount up or down). Incandescent and ENERGY STAR-qualified LED lamping are available. | CHANDELIERS | Parkfield | Chandeliers | Brushed Nickel | 962 | Steel | Etched / White Inside Glass | L:5.25" W:5.25" H:5.375" |  |  | 9 Medium A19 9.3w |  | 9 | Yes | [14 empty] | 0 | [12 empty] | 335.98 | 671.96 | 1007.94 | D:33 1/2'' H:31 1/2'' O:69 1/2'' | 22.5 | 33.5 |  |  | 31.5 | Center Lock-Up |  |  | 69.5 |  |  |  | No |  | No | [20 empty] | D:5'' H:5/8'' Round |  |  |  |  | 120 | Clear | 72 |  | Hardwired | 0 | 0 | 0 | 1 | 1 | 0 | 0 | 0 | 1 | 0 | 0 | 785652046667 | 34.75 | 32.5 | 12.25 | 33.6 | 8.006 | 175 | Yes | [9 empty] | cETL Damp | PARKFIELD 9L CHAND-962 | Nine Light Chandelier |  | 3113009EN-962.jpg | 3113009.jpg
3113203-715 | Three Light Chandelier | The soft curves give the transitional Metcalf lighting collection by Sea Gull Lighting its clean, subtle look. The modern silhouette of the Satin Etched glass shades reinforces the easy and casual lines of this design. Equally at home in a contemporary, urban setting or a transitional décor in the suburbs, the full lighting collection is offered in Autumn Bronze and Brushed Nickel finishes and is comprised of nine-, five- and three-light chandeliers; one- and three-light pendants, mini pendant, two-light semi-flush mount; and one-, two-, three- and four-light bath fixtures. Incandescent and ENERGY STAR-qualified LED lamping are available; all fixtures are California Title 24 compliant. | CHANDELIERS | Metcalf | Chandeliers | Autumn Bronze | 715 | Steel | Satin Etched Glass | D:6.25" H:5.25" |  |  | 3 Medium A19 75w |  | 3 | No | [14 empty] | 0 | [12 empty] | 110.48 | 220.96 | 331.44 | D:22'' H:22'' O:59'' | 8.4 | 22 |  |  | 22 | Center Lock-Up |  |  | 59 |  |  |  | No |  | No | [20 empty] | D:5 1/8'' H:1'' Round |  |  |  |  | 72 | Brown | 36 |  | Hardwired | 0 | 0 | 0 | 0 | 1 | 0 | 0 | 1 | 1 | 0 | 0 | 785652275067 | 20.5 | 16.75 | 12.75 | 10.8 | 2.534 | 175 | Yes | [9 empty] | cETL Damp | METCALF 3L CHAND-715 | Three Light Chandelier |  | 3113203-715.jpg | 3113203.jpg
3113203-962 | Three Light Chandelier | The soft curves give the transitional Metcalf lighting collection by Sea Gull Lighting its clean, subtle look. The modern silhouette of the Satin Etched glass shades reinforces the easy and casual lines of this design. Equally at home in a contemporary, urban setting or a transitional décor in the suburbs, the full lighting collection is offered in Autumn Bronze and Brushed Nickel finishes and is comprised of nine-, five- and three-light chandeliers; one- and three-light pendants, mini pendant, two-light semi-flush mount; and one-, two-, three- and four-light bath fixtures. Incandescent and ENERGY STAR-qualified LED lamping are available; all fixtures are California Title 24 compliant. | CHANDELIERS | Metcalf | Chandeliers | Brushed Nickel | 962 | Steel | Satin Etched Glass | D:6.25" H:5.25" |  |  | 3 Medium A19 75w |  | 3 | No | [14 empty] | 0 | [12 empty] | 110.48 | 220.96 | 331.44 | D:22'' H:22'' O:59'' | 8.4 | 22 |  |  | 22 | Center Lock-Up |  |  | 59 |  |  |  | No |  | No | [20 empty] | D:5 1/8'' H:1'' Round |  |  |  |  | 72 | Clear Silver | 36 |  | Hardwired | 0 | 0 | 0 | 0 | 1 | 0 | 0 | 1 | 1 | 0 | 0 | 785652275074 | 20.5 | 16.75 | 12.5 | 11.1 | 2.484 | 175 | Yes | [9 empty] | cETL Damp | METCALF 3L CHAND-962 | Three Light Chandelier |  | 3113203-962.jpg | 3113203.jpg
3113203EN3-715 | Three Light Chandelier | The soft curves give the transitional Metcalf lighting collection by Sea Gull Lighting its clean, subtle look. The modern silhouette of the Satin Etched glass shades reinforces the easy and casual lines of this design. Equally at home in a contemporary, urban setting or a transitional décor in the suburbs, the full lighting collection is offered in Autumn Bronze and Brushed Nickel finishes and is comprised of nine-, five- and three-light chandeliers; one- and three-light pendants, mini pendant, two-light semi-flush mount; and one-, two-, three- and four-light bath fixtures. Incandescent and ENERGY STAR-qualified LED lamping are available; all fixtures are California Title 24 compliant. | CHANDELIERS | Metcalf | Chandeliers | Autumn Bronze | 715 | Steel | Satin Etched Glass | D:6.25" H:5.25" |  |  | 3 Medium A19 9.3w |  | 3 | Yes | [14 empty] | 0 | [12 empty] | 124.98 | 249.96 | 374.94 | D:22'' H:22'' O:59'' | 8.4 | 22 |  |  | 22 | Center Lock-Up |  |  | 59 |  |  |  | No |  | No | [20 empty] | D:5 1/8'' H:1'' Round |  |  |  |  | 72 | Brown | 36 |  | Hardwired | 0 | 0 | 0 | 1 | 1 | 0 | 0 | 0 | 1 | 0 | 0 | 785652048142 | 20.5 | 16.75 | 12.75 | 10.8 | 2.534 | 175 | Yes | [9 empty] | cETL Damp | METCALF 3L CHAND-715 | Three Light Chandelier |  | 3113203EN3-715.jpg | 3113203.jpg
3113203EN3-962 | Three Light Chandelier | The soft curves give the transitional Metcalf lighting collection by Sea Gull Lighting its clean, subtle look. The modern silhouette of the Satin Etched glass shades reinforces the easy and casual lines of this design. Equally at home in a contemporary, urban setting or a transitional décor in the suburbs, the full lighting collection is offered in Autumn Bronze and Brushed Nickel finishes and is comprised of nine-, five- and three-light chandeliers; one- and three-light pendants, mini pendant, two-light semi-flush mount; and one-, two-, three- and four-light bath fixtures. Incandescent and ENERGY STAR-qualified LED lamping are available; all fixtures are California Title 24 compliant. | CHANDELIERS | Metcalf | Chandeliers | Brushed Nickel | 962 | Steel | Satin Etched Glass | D:6.25" H:5.25" |  |  | 3 Medium A19 9.3w |  | 3 | Yes | [14 empty] | 0 | [12 empty] | 124.98 | 249.96 | 374.94 | D:22'' H:22'' O:59'' | 8.4 | 22 |  |  | 22 | Center Lock-Up |  |  | 59 |  |  |  | No |  | No | [20 empty] | D:5 1/8'' H:1'' Round |  |  |  |  | 72 | Clear Silver | 36 |  | Hardwired | 0 | 0 | 0 | 1 | 1 | 0 | 0 | 0 | 1 | 0 | 0 | 785652048159 | 20.5 | 16.75 | 12.5 | 11.1 | 2.484 | 175 | Yes | [9 empty] | cETL Damp | METCALF 3L CHAND-962 | Three Light Chandelier |  | 3113203EN3-962.jpg | 3113203.jpg
3113205-715 | Five Light Chandelier | The soft curves give the transitional Metcalf lighting collection by Sea Gull Lighting its clean, subtle look. The modern silhouette of the Satin Etched glass shades reinforces the easy and casual lines of this design. Equally at home in a contemporary, urban setting or a transitional décor in the suburbs, the full lighting collection is offered in Autumn Bronze and Brushed Nickel finishes and is comprised of nine-, five- and three-light chandeliers; one- and three-light pendants, mini pendant, two-light semi-flush mount; and one-, two-, three- and four-light bath fixtures. Incandescent and ENERGY STAR-qualified LED lamping are available; all fixtures are California Title 24 compliant. | CHANDELIERS | Metcalf | Chandeliers | Autumn Bronze | 715 | Steel | Satin Etched Glass | D:6.25" H:5.25" |  |  | 5 Medium A19 75w |  | 5 | No | [14 empty] | 0 | [12 empty] | 140.48 | 280.96 | 421.44 | D:26'' H:25 3/4'' O:63 3/4'' | 12.4 | 26 |  |  | 25.75 | Center Lock-Up |  |  | 63.75 |  |  |  | No |  | No | [20 empty] | D:5 1/8'' H:1'' Round |  |  |  |  | 120 | Brown | 72 |  | Hardwired | 0 | 0 | 0 | 0 | 1 | 0 | 0 | 1 | 1 | 0 | 0 | 785652258633 | 24.25 | 24.25 | 13.5 | 17 | 4.594 | 250 | Yes | [9 empty] | cETL Damp | METCALF 5L CHAND-715 | Five Light Chandelier |  | 3113205-715.jpg | 3113205.jpg
3113205-962 | Five Light Chandelier | The soft curves give the transitional Metcalf lighting collection by Sea Gull Lighting its clean, subtle look. The modern silhouette of the Satin Etched glass shades reinforces the easy and casual lines of this design. Equally at home in a contemporary, urban setting or a transitional décor in the suburbs, the full lighting collection is offered in Autumn Bronze and Brushed Nickel finishes and is comprised of nine-, five- and three-light chandeliers; one- and three-light pendants, mini pendant, two-light semi-flush mount; and one-, two-, three- and four-light bath fixtures. Incandescent and ENERGY STAR-qualified LED lamping are available; all fixtures are California Title 24 compliant. | CHANDELIERS | Metcalf | Chandeliers | Brushed Nickel | 962 | Steel | Satin Etched Glass | D:6.25" H:5.25" |  |  | 5 Medium A19 75w |  | 5 | No | [14 empty] | 0 | [12 empty] | 140.48 | 280.96 | 421.44 | D:26'' H:25 3/4'' O:63 3/4'' | 12.4 | 26 |  |  | 25.75 | Center Lock-Up |  |  | 63.75 |  |  |  | No |  | No | [20 empty] | D:5 1/8'' H:1'' Round |  |  |  |  | 120 | Clear Silver | 72 |  | Hardwired | 0 | 0 | 0 | 0 | 1 | 0 | 0 | 1 | 1 | 0 | 0 | 785652258640 | 25 | 24.5 | 13.5 | 16.6 | 4.785 | 250 | Yes | [9 empty] | cETL Damp | METCALF 5L CHAND-962 | Five Light Chandelier |  | 3113205-962.jpg | 3113205.jpg
3113205EN3-715 | Five Light Chandelier | The soft curves give the transitional Metcalf lighting collection by Sea Gull Lighting its clean, subtle look. The modern silhouette of the Satin Etched glass shades reinforces the easy and casual lines of this design. Equally at home in a contemporary, urban setting or a transitional décor in the suburbs, the full lighting collection is offered in Autumn Bronze and Brushed Nickel finishes and is comprised of nine-, five- and three-light chandeliers; one- and three-light pendants, mini pendant, two-light semi-flush mount; and one-, two-, three- and four-light bath fixtures. Incandescent and ENERGY STAR-qualified LED lamping are available; all fixtures are California Title 24 compliant. | CHANDELIERS | Metcalf | Chandeliers | Autumn Bronze | 715 | Steel | Satin Etched Glass | D:6.25" H:5.25" |  |  | 5 Medium A19 9.3w |  | 5 | Yes | [14 empty] | 0 | [12 empty] | 169.98 | 339.96 | 509.94 | D:26'' H:25 3/4'' O:63 3/4'' | 12.4 | 26 |  |  | 25.75 | Center Lock-Up |  |  | 63.75 |  |  |  | No |  | No | [20 empty] | D:5 1/8'' H:1'' Round |  |  |  |  | 120 | Brown | 72 |  | Hardwired | 0 | 0 | 0 | 1 | 1 | 0 | 0 | 0 | 1 | 0 | 0 | 785652048166 | 24.25 | 24.25 | 13.5 | 17 | 4.594 | 250 | Yes | [9 empty] | cETL Damp | METCALF 5L CHAND-715 | Five Light Chandelier |  | 3113205EN3-715.jpg | 3113205.jpg
3113205EN3-962 | Five Light Chandelier | The soft curves give the transitional Metcalf lighting collection by Sea Gull Lighting its clean, subtle look. The modern silhouette of the Satin Etched glass shades reinforces the easy and casual lines of this design. Equally at home in a contemporary, urban setting or a transitional décor in the suburbs, the full lighting collection is offered in Autumn Bronze and Brushed Nickel finishes and is comprised of nine-, five- and three-light chandeliers; one- and three-light pendants, mini pendant, two-light semi-flush mount; and one-, two-, three- and four-light bath fixtures. Incandescent and ENERGY STAR-qualified LED lamping are available; all fixtures are California Title 24 compliant. | CHANDELIERS | Metcalf | Chandeliers | Brushed Nickel | 962 | Steel | Satin Etched Glass | D:6.25" H:5.25" |  |  | 5 Medium A19 9.3w |  | 5 | Yes | [14 empty] | 0 | [12 empty] | 169.98 | 339.96 | 509.94 | D:26'' H:25 3/4'' O:63 3/4'' | 12.4 | 26 |  |  | 25.75 | Center Lock-Up |  |  | 63.75 |  |  |  | No |  | No | [20 empty] | D:5 1/8'' H:1'' Round |  |  |  |  | 120 | Clear Silver | 72 |  | Hardwired | 0 | 0 | 0 | 1 | 1 | 0 | 0 | 0 | 1 | 0 | 0 | 785652048173 | 24.25 | 24.25 | 13.5 | 17 | 4.594 | 250 | Yes | [9 empty] | cETL Damp | METCALF 5L CHAND-962 | Five Light Chandelier |  | 3113205EN3-962.jpg | 3113205.jpg
3113209-715 | Nine Light Chandelier | The soft curves give the transitional Metcalf lighting collection by Sea Gull Lighting its clean, subtle look. The modern silhouette of the Satin Etched glass shades reinforces the easy and casual lines of this design. Equally at home in a contemporary, urban setting or a transitional décor in the suburbs, the full lighting collection is offered in Autumn Bronze and Brushed Nickel finishes and is comprised of nine-, five- and three-light chandeliers; one- and three-light pendants, mini pendant, two-light semi-flush mount; and one-, two-, three- and four-light bath fixtures. Incandescent and ENERGY STAR-qualified LED lamping are available; all fixtures are California Title 24 compliant. | CHANDELIERS | Metcalf | Chandeliers | Autumn Bronze | 715 | Steel | Satin Etched Glass | D:6.25" H:5.25" |  |  | 9 Medium A19 75w |  | 9 | No | [14 empty] | 0 | [12 empty] | 324.98 | 649.96 | 974.94 | D:31'' H:35 3/4'' O:73 3/4'' | 22.1 | 31 |  |  | 35.75 | Center Lock-Up |  |  | 73.75 |  |  |  | No |  | No | [20 empty] | D:5 1/8'' H:1'' Round |  |  |  |  | 120 | Brown | 72 |  | Hardwired | 0 | 0 | 0 | 0 | 1 | 0 | 0 | 1 | 1 | 0 | 0 | 785652275081 | 37.5 | 30.25 | 16 | 30.8 | 10.503 | 250 | Yes | [9 empty] | cETL Damp | METCALF 9L CHAND-715 | Nine Light Chandelier |  | 3113209-715.jpg | 3113209.jpg
3113209-962 | Nine Light Chandelier | The soft curves give the transitional Metcalf lighting collection by Sea Gull Lighting its clean, subtle look. The modern silhouette of the Satin Etched glass shades reinforces the easy and casual lines of this design. Equally at home in a contemporary, urban setting or a transitional décor in the suburbs, the full lighting collection is offered in Autumn Bronze and Brushed Nickel finishes and is comprised of nine-, five- and three-light chandeliers; one- and three-light pendants, mini pendant, two-light semi-flush mount; and one-, two-, three- and four-light bath fixtures. Incandescent and ENERGY STAR-qualified LED lamping are available; all fixtures are California Title 24 compliant. | CHANDELIERS | Metcalf | Chandeliers | Brushed Nickel | 962 | Steel | Satin Etched Glass | D:6.25" H:5.25" |  |  | 9 Medium A19 75w |  | 9 | No | [14 empty] | 0 | [12 empty] | 324.98 | 649.96 | 974.94 | D:31'' H:35 3/4'' O:73 3/4'' | 22.1 | 31 |  |  | 35.75 | Center Lock-Up |  |  | 73.75 |  |  |  | No |  | No | [20 empty] | D:5 1/8'' H:1'' Round |  |  |  |  | 120 | Clear Silver | 72 |  | Hardwired | 0 | 0 | 0 | 0 | 1 | 0 | 0 | 1 | 1 | 0 | 0 | 785652275098 | 37.75 | 30.25 | 16 | 30.8 | 10.573 | 250 | Yes | [9 empty] | cETL Damp | METCALF 9L CHAND-962 | Nine Light Chandelier |  | 3113209-962.jpg | 3113209.jpg
3113209EN3-715 | Nine Light Chandelier | The soft curves give the transitional Metcalf lighting collection by Sea Gull Lighting its clean, subtle look. The modern silhouette of the Satin Etched glass shades reinforces the easy and casual lines of this design. Equally at home in a contemporary, urban setting or a transitional décor in the suburbs, the full lighting collection is offered in Autumn Bronze and Brushed Nickel finishes and is comprised of nine-, five- and three-light chandeliers; one- and three-light pendants, mini pendant, two-light semi-flush mount; and one-, two-, three- and four-light bath fixtures. Incandescent and ENERGY STAR-qualified LED lamping are available; all fixtures are California Title 24 compliant. | CHANDELIERS | Metcalf | Chandeliers | Autumn Bronze | 715 | Steel | Satin Etched Glass | D:6.25" H:5.25" |  |  | 9 Medium A19 9.3w |  | 9 | Yes | [14 empty] | 0 | [12 empty] | 374.98 | 749.96 | 1124.94 | D:31'' H:35 3/4'' O:73 3/4'' | 22.1 | 31 |  |  | 35.75 | Center Lock-Up |  |  | 73.75 |  |  |  | No |  | No | [20 empty] | D:5 1/8'' H:1'' Round |  |  |  |  | 120 | Brown | 72 |  | Hardwired | 0 | 0 | 0 | 1 | 1 | 0 | 0 | 0 | 1 | 0 | 0 | 785652048180 | 37.5 | 30.25 | 16 | 30.8 | 10.503 | 250 | Yes | [9 empty] | cETL Damp | METCALF 9L CHAND-715 | Nine Light Chandelier |  | 3113209EN3-715.jpg | 3113209.jpg
3113209EN3-962 | Nine Light Chandelier | The soft curves give the transitional Metcalf lighting collection by Sea Gull Lighting its clean, subtle look. The modern silhouette of the Satin Etched glass shades reinforces the easy and casual lines of this design. Equally at home in a contemporary, urban setting or a transitional décor in the suburbs, the full lighting collection is offered in Autumn Bronze and Brushed Nickel finishes and is comprised of nine-, five- and three-light chandeliers; one- and three-light pendants, mini pendant, two-light semi-flush mount; and one-, two-, three- and four-light bath fixtures. Incandescent and ENERGY STAR-qualified LED lamping are available; all fixtures are California Title 24 compliant. | CHANDELIERS | Metcalf | Chandeliers | Brushed Nickel | 962 | Steel | Satin Etched Glass | D:6.25" H:5.25" |  |  | 9 Medium A19 9.3w |  | 9 | Yes | [14 empty] | 0 | [12 empty] | 374.98 | 749.96 | 1124.94 | D:31'' H:35 3/4'' O:73 3/4'' | 22.1 | 31 |  |  | 35.75 | Center Lock-Up |  |  | 73.75 |  |  |  | No |  | No | [20 empty] | D:5 1/8'' H:1'' Round |  |  |  |  | 120 | Clear Silver | 72 |  | Hardwired | 0 | 0 | 0 | 1 | 1 | 0 | 0 | 0 | 1 | 0 | 0 | 785652048197 | 37.5 | 30.25 | 16 | 30.8 | 10.503 | 250 | Yes | [9 empty] | cETL Damp | METCALF 9L CHAND-962 | Nine Light Chandelier |  | 3113209EN3-962.jpg | 3113209.jpg
3113212-715 | Twelve Light Chandelier | The soft curves give the transitional Metcalf lighting collection by Sea Gull Lighting its clean, subtle look. The modern silhouette of the Satin Etched glass shades reinforces the easy and casual lines of this design. Equally at home in a contemporary, urban setting or a transitional décor in the suburbs, the full lighting collection is offered in Autumn Bronze and Brushed Nickel finishes and is comprised of nine-, five- and three-light chandeliers; one- and three-light pendants, mini pendant, two-light semi-flush mount; and one-, two-, three- and four-light bath fixtures. Incandescent and ENERGY STAR-qualified LED lamping are available; all fixtures are California Title 24 compliant. | CHANDELIERS | Metcalf | Chandeliers | Autumn Bronze | 715 | Steel | Satin Etched Glass | D:6.25" H:5.25" |  |  | 12 Medium A19 60w |  | 12 | No | [14 empty] | 0 | [12 empty] | 449.5 | 899 | 1348.5 | D:42 1/8'' H:45 3/4'' O:168 3/4'' |  | 42.125 |  |  | 45.75 | Center Lock-Up |  |  | 168.75 |  |  |  | No |  | No | [20 empty] | D:5 1/8'' H:1'' Round |  |  |  |  | 144 | Brown | 120 |  | Hardwired | 0 | 0 | 0 | 0 | 1 | 0 | 0 | 1 | 1 | 0 | 0 | 785652077777 | [16 empty] | cETL Damp | METCALF 12L CHAND-715 | Twelve Light Chandelier |  | 3113212-715.jpg | 3113212.jpg
3113212-962 | Twelve Light Chandelier | The soft curves give the transitional Metcalf lighting collection by Sea Gull Lighting its clean, subtle look. The modern silhouette of the Satin Etched glass shades reinforces the easy and casual lines of this design. Equally at home in a contemporary, urban setting or a transitional décor in the suburbs, the full lighting collection is offered in Autumn Bronze and Brushed Nickel finishes and is comprised of nine-, five- and three-light chandeliers; one- and three-light pendants, mini pendant, two-light semi-flush mount; and one-, two-, three- and four-light bath fixtures. Incandescent and ENERGY STAR-qualified LED lamping are available; all fixtures are California Title 24 compliant. | CHANDELIERS | Metcalf | Chandeliers | Brushed Nickel | 962 | Steel | Satin Etched Glass | D:6.25" H:5.25" |  |  | 12 Medium A19 60w |  | 12 | No | [14 empty] | 0 | [12 empty] | 449.5 | 899 | 1348.5 | D:42 1/8'' H:45 3/4'' O:168 3/4'' |  | 42.125 |  |  | 45.75 | Center Lock-Up |  |  | 168.75 |  |  |  | No |  | No | [20 empty] | D:5 1/8'' H:1'' Round |  |  |  |  | 144 | Clear Silver | 120 |  | Hardwired | 0 | 0 | 0 | 0 | 1 | 0 | 0 | 1 | 1 | 0 | 0 | 785652077784 | [16 empty] | cETL Damp | METCALF 12L CHAND-962 | Twelve Light Chandelier |  | 3113212-962.jpg | 3113212.jpg
3113212EN3-715 | Twelve Light Chandelier | The soft curves give the transitional Metcalf lighting collection by Sea Gull Lighting its clean, subtle look. The modern silhouette of the Satin Etched glass shades reinforces the easy and casual lines of this design. Equally at home in a contemporary, urban setting or a transitional décor in the suburbs, the full lighting collection is offered in Autumn Bronze and Brushed Nickel finishes and is comprised of nine-, five- and three-light chandeliers; one- and three-light pendants, mini pendant, two-light semi-flush mount; and one-, two-, three- and four-light bath fixtures. Incandescent and ENERGY STAR-qualified LED lamping are available; all fixtures are California Title 24 compliant. | CHANDELIERS | Metcalf | Chandeliers | Autumn Bronze | 715 | Steel | Satin Etched Glass | D:6.25" H:5.25" |  |  | 12 Medium A19 9.3w |  | 12 | Yes | [14 empty] | 0 | [12 empty] | 509.5 | 1019 | 1528.5 | D:42 1/8'' H:45 3/4'' O:168 3/4'' |  | 42.125 |  |  | 45.75 | Center Lock-Up |  |  | 168.75 |  |  |  | No |  | No | [20 empty] | D:5 1/8'' H:1'' Round |  |  |  |  | 144 | Brown | 120 |  | Hardwired | 0 | 0 | 0 | 1 | 1 | 0 | 0 | 0 | 1 | 0 | 0 | 785652081248 | [16 empty] | cETL Damp | METCALF 12L CHAND-715 | Twelve Light Chandelier |  | 3113212EN3-715.jpg | 3113212EN3.jpg
3113212EN3-962 | Twelve Light Chandelier | The soft curves give the transitional Metcalf lighting collection by Sea Gull Lighting its clean, subtle look. The modern silhouette of the Satin Etched glass shades reinforces the easy and casual lines of this design. Equally at home in a contemporary, urban setting or a transitional décor in the suburbs, the full lighting collection is offered in Autumn Bronze and Brushed Nickel finishes and is comprised of nine-, five- and three-light chandeliers; one- and three-light pendants, mini pendant, two-light semi-flush mount; and one-, two-, three- and four-light bath fixtures. Incandescent and ENERGY STAR-qualified LED lamping are available; all fixtures are California Title 24 compliant. | CHANDELIERS | Metcalf | Chandeliers | Brushed Nickel | 962 | Steel | Satin Etched Glass | D:6.25" H:5.25" |  |  | 12 Medium A19 9.3w |  | 12 | Yes | [14 empty] | 0 | [12 empty] | 509.5 | 1019 | 1528.5 | D:42 1/8'' H:45 3/4'' O:168 3/4'' |  | 42.125 |  |  | 45.75 | Center Lock-Up |  |  | 168.75 |  |  |  | No |  | No | [20 empty] | D:5 1/8'' H:1'' Round |  |  |  |  | 144 | Clear Silver | 120 |  | Hardwired | 0 | 0 | 0 | 1 | 1 | 0 | 0 | 0 | 1 | 0 | 0 | 785652081255 | [16 empty] | cETL Damp | METCALF 12L CHAND-962 | Twelve Light Chandelier |  | 3113212EN3-962.jpg | 3113212EN3.jpg
3113303-846 | Three Light Chandelier | Making a statement without overpowering the surrounding décor, the Dunning lighting collection by Sea Gull Lighting is a chic addition to a wide range of interiors. The bold design is inspired by farmhouse influences seen in the rustic rope detail highlighting the open, square frame which surrounds medium based lamps covered in Crème Parchment glass shades. The Dunning collection features a unique two-tone finish of Stardust on the overall metal structure, with the open frame in Cerused Oak finish. The full lighting collection features a three-light and five-light chandeliers; a one-light mini-pendant, a four-light island chandelier; a two-light flush mount; and one-light, two-light, three-light and four-light bath fixtures (all of which can mount up or down). Both incandescent lamping and ENERGY STAR-qualified LED lamping are available. | CHANDELIERS | Dunning | Chandeliers | Stardust / Cerused Oak | 846 / 735 | Steel | Creme Parchment Glass | D:3.75" H:6.3125" |  |  | 3 Medium A19 100w |  | 3 | No | [14 empty] | 0 | [12 empty] | 219.98 | N/A | 659.94 | L:16 1/2'' W:16 1/2'' H:21 3/4'' O:59 3/4'' | 14.5 |  | 16.5 | 16.5 | 21.75 | Center Lock-Up |  |  | 59.75 |  |  |  | No |  | No | [20 empty] | D:5 1/4'' H:1 1/8'' Round |  |  |  |  | 120 | Brown | 36 | N/A | Hardwired | 0 | 0 | 0 | 0 | 1 | 0 | 0 | 1 | 1 | 0 | 0 | 785652275784 | 20 | 20 | 16 | 20.8 | 3.704 | 175 | Yes | [9 empty] | cETL Damp | DUNNING 3L CHAND-846 | Three Light Chandelier |  | 3113303-846.jpg | 3113303.jpg
3113303EN3-846 | Three Light Chandelier | Making a statement without overpowering the surrounding décor, the Dunning lighting collection by Sea Gull Lighting is a chic addition to a wide range of interiors. The bold design is inspired by farmhouse influences seen in the rustic rope detail highlighting the open, square frame which surrounds medium based lamps covered in Crème Parchment glass shades. The Dunning collection features a unique two-tone finish of Stardust on the overall metal structure, with the open frame in Cerused Oak finish. The full lighting collection features a three-light and five-light chandeliers; a one-light mini-pendant, a four-light island chandelier; a two-light flush mount; and one-light, two-light, three-light and four-light bath fixtures (all of which can mount up or down). Both incandescent lamping and ENERGY STAR-qualified LED lamping are available. | CHANDELIERS | Dunning | Chandeliers | Stardust / Cerused Oak | 846 / 735 | Steel | Creme Parchment Glass | D:3.75" H:6.3125" |  |  | 3 Medium A19 9.3w |  | 3 | Yes | [14 empty] | 0 | [12 empty] | 224.98 | N/A | 674.94 | L:16 1/2'' W:16 1/2'' H:21 3/4'' O:59 3/4'' | 14.5 |  | 16.5 | 16.5 | 21.75 | Center Lock-Up |  |  | 59.75 |  |  |  | No |  | No | [20 empty] | D:5 1/4'' H:1 1/8'' Round |  |  |  |  | 120 | Brown | 36 | N/A | Hardwired | 0 | 0 | 0 | 1 | 1 | 0 | 0 | 0 | 1 | 0 | 0 | 785652045530 | 20 | 20 | 16 | 20.8 | 3.704 | 175 | Yes | [9 empty] | cETL Damp | DUNNING 3L CHAND-846 | Three Light Chandelier |  | 3113303EN-846.jpg | 3113303.jpg
3113305-846 | Five Light Chandelier | Making a statement without overpowering the surrounding décor, the Dunning lighting collection by Sea Gull Lighting is a chic addition to a wide range of interiors. The bold design is inspired by farmhouse influences seen in the rustic rope detail highlighting the open, square frame which surrounds medium based lamps covered in Crème Parchment glass shades. The Dunning collection features a unique two-tone finish of Stardust on the overall metal structure, with the open frame in Cerused Oak finish. The full lighting collection features a three-light and five-light chandeliers; a one-light mini-pendant, a four-light island chandelier; a two-light flush mount; and one-light, two-light, three-light and four-light bath fixtures (all of which can mount up or down). Both incandescent lamping and ENERGY STAR-qualified LED lamping are available. | CHANDELIERS | Dunning | Chandeliers | Stardust / Cerused Oak | 846 / 735 | Steel | Creme Parchment Glass | D:3.75" H:6.3125" |  |  | 5 Medium A19 100w |  | 5 | No | [14 empty] | 0 | [12 empty] | 311.98 | N/A | 935.94 | L:22'' W:22'' H:25 1/8'' O:63'' | 19.2 |  | 22 | 22 | 25.125 | Center Lock-Up |  |  | 63 |  |  |  | No |  | No | [20 empty] | D:5 1/4'' H:1 1/8'' Round |  |  |  |  | 120 | Brown | 36 | N/A | Hardwired | 0 | 0 | 0 | 0 | 1 | 0 | 0 | 1 | 1 | 0 | 0 | 785652275807 | 25.75 | 25.25 | 17.25 | 29.2 | 6.491 | 175 | Yes | [9 empty] | cETL Damp | DUNNING 5L CHAND-846 | Five Light Chandelier |  | 3113305-846.jpg | 3113305.jpg
3113305EN3-846 | Five Light Chandelier | Making a statement without overpowering the surrounding décor, the Dunning lighting collection by Sea Gull Lighting is a chic addition to a wide range of interiors. The bold design is inspired by farmhouse influences seen in the rustic rope detail highlighting the open, square frame which surrounds medium based lamps covered in Crème Parchment glass shades. The Dunning collection features a unique two-tone finish of Stardust on the overall metal structure, with the open frame in Cerused Oak finish. The full lighting collection features a three-light and five-light chandeliers; a one-light mini-pendant, a four-light island chandelier; a two-light flush mount; and one-light, two-light, three-light and four-light bath fixtures (all of which can mount up or down). Both incandescent lamping and ENERGY STAR-qualified LED lamping are available. | CHANDELIERS | Dunning | Chandeliers | Stardust / Cerused Oak | 846 / 735 | Steel | Creme Parchment Glass | D:3.75" H:6.3125" |  |  | 5 Medium A19 9.3w |  | 5 | Yes | [14 empty] | 0 | [12 empty] | 335.98 | N/A | 1007.94 | L:22'' W:22'' H:25 1/8'' O:63'' | 19.2 |  | 22 | 22 | 25.125 | Center Lock-Up |  |  | 63 |  |  |  | No |  | No | [20 empty] | D:5 1/4'' H:1 1/8'' Round |  |  |  |  | 120 | Brown | 36 | N/A | Hardwired | 0 | 0 | 0 | 1 | 1 | 0 | 0 | 0 | 1 | 0 | 0 | 785652045561 | 25.75 | 25.25 | 17.25 | 29.2 | 6.491 | 175 | Yes | [9 empty] | cETL Damp | DUNNING 5L CHAND-846 | Five Light Chandelier |  | 3113305EN-846.jpg | 3113305.jpg
3113403-05 | Three Light Chandelier | The modern Englehorn collection by Sea Gull Lighting brings a heightened sense of beauty through the use of dramatic and flawless optic crystal. Even with the crystal’s delicate appearance, the overall design makes a strong statement. Offered in a Chrome finish with Etched White glass. The assortment includes nine-light, five-light, and three-light chandeliers, three-light and mini-pendants, two-light semi-flush mount, as well as one-light, two-light, three-light and four-light wall/bath fixtures. Incandescent and ENERGY STAR-qualified LED lamping are available; all fixtures are California Title 24 compliant. | CHANDELIERS | Englehorn | Chandeliers | Chrome / Optic Crystal | 05 / 602 | Steel | Etched / White Inside Glass | D:3.9375" H:6.6875" | D:3.9375" |  | 3 Medium A19 100w |  | 3 | No | [14 empty] | 0 | [12 empty] | 146.95 | 293.9 | 440.85 | D:20'' H:18 3/4'' O:57'' | 10.5 | 20 |  |  | 18.75 | Screw Collar - Chain |  |  | 57 |  |  |  | No |  | No | [20 empty] | D:5 5/16'' H:1 1/8'' Round |  |  |  |  | 120 | Clear | 36 |  | Hardwired | 0 | 0 | 0 | 0 | 1 | 0 | 0 | 1 | 1 | 0 | 0 | 785652241703 | 17 | 15.25 | 12.75 | 14 | 1.913 | 125 | Yes | [8 empty] | ETL Dry |  | ENGLEHORN 3L CHAND-05 | Three Light Chandelier |  | 3113403-05.jpg | 3113403.jpg
3113403EN3-05 | Three Light Chandelier | The modern Englehorn collection by Sea Gull Lighting brings a heightened sense of beauty through the use of dramatic and flawless optic crystal. Even with the crystal’s delicate appearance, the overall design makes a strong statement. Offered in a Chrome finish with Etched White glass. The assortment includes nine-light, five-light, and three-light chandeliers, three-light and mini-pendants, two-light semi-flush mount, as well as one-light, two-light, three-light and four-light wall/bath fixtures. Incandescent and ENERGY STAR-qualified LED lamping are available; all fixtures are California Title 24 compliant. | CHANDELIERS | Englehorn | Chandeliers | Chrome / Optic Crystal | 05 / 602 | Steel | Etched / White Inside Glass | D:3.9375" H:6.6875" |  |  | 3 Medium A19 9.3w |  | 3 | Yes | [14 empty] | 0 | [12 empty] | 161.45 | 322.9 | 484.35 | D:20'' H:18 3/4'' O:57'' | 10.5 | 20 |  |  | 18.75 | Screw Collar - Chain |  |  | 57 |  |  |  | No |  | No | [20 empty] | D:5 5/16'' H:1 1/8'' Round |  |  |  |  | 120 | Clear | 36 |  | Hardwired | 0 | 0 | 0 | 1 | 1 | 0 | 0 | 0 | 1 | 0 | 0 | 785652045660 | 17 | 15.25 | 12.75 | 14 | 1.913 | 125 | Yes | [8 empty] | C-UL-US Dry |  | ENGLEHORN 3L CHAND-05 | Three Light Chandelier |  | 3113403EN-05.jpg | 3113403.jpg
3113405-05 | Five Light Chandelier | The modern Englehorn collection by Sea Gull Lighting brings a heightened sense of beauty through the use of dramatic and flawless optic crystal. Even with the crystal’s delicate appearance, the overall design makes a strong statement. Offered in a Chrome finish with Etched White glass. The assortment includes nine-light, five-light, and three-light chandeliers, three-light and mini-pendants, two-light semi-flush mount, as well as one-light, two-light, three-light and four-light wall/bath fixtures. Incandescent and ENERGY STAR-qualified LED lamping are available; all fixtures are California Title 24 compliant. | CHANDELIERS | Englehorn | Chandeliers | Chrome / Optic Crystal | 05 / 602 | Steel | Etched / White Inside Glass | D:3.9375" H:6.6875" | D:3.9375" |  | 5 Medium A19 100w |  | 5 | No | [14 empty] | 0 | [12 empty] | 252.95 | 505.9 | 758.85 | D:26 1/2'' H:21 3/4'' O:60'' | 14.7 | 26.5 |  |  | 21.75 | Screw Collar - Chain |  |  | 60 |  |  |  | No |  | No | [20 empty] | D:5 5/16'' H:1 1/8'' Round |  |  |  |  | 120 | Clear | 36 |  | Hardwired | 0 | 0 | 0 | 0 | 1 | 0 | 0 | 1 | 1 | 0 | 0 | 785652242816 | 29 | 11 | 17 | 19.6 | 3.138 | 125 | Yes | [8 empty] | ETL Dry |  | ENGLEHORN 5L CHAND-05 | Five Light Chandelier |  | 3113405-05.jpg | 3113405.jpg
3113405EN3-05 | Five Light Chandelier | The modern Englehorn collection by Sea Gull Lighting brings a heightened sense of beauty through the use of dramatic and flawless optic crystal. Even with the crystal’s delicate appearance, the overall design makes a strong statement. Offered in a Chrome finish with Etched White glass. The assortment includes nine-light, five-light, and three-light chandeliers, three-light and mini-pendants, two-light semi-flush mount, as well as one-light, two-light, three-light and four-light wall/bath fixtures. Incandescent and ENERGY STAR-qualified LED lamping are available; all fixtures are California Title 24 compliant. | CHANDELIERS | Englehorn | Chandeliers | Chrome / Optic Crystal | 05 / 602 | Steel | Etched / White Inside Glass | D:3.9375" H:6.6875" |  |  | 5 Medium A19 9.3w |  | 5 | Yes | [14 empty] | 0 | [12 empty] | 282.45 | 564.9 | 847.35 | D:26 1/2'' H:21 3/4'' O:60'' | 14.7 | 26.5 |  |  | 21.75 | Screw Collar - Chain |  |  | 60 |  |  |  | No |  | No | [20 empty] | D:5 5/16'' H:1 1/8'' Round |  |  |  |  | 120 | Clear | 36 |  | Hardwired | 0 | 0 | 0 | 1 | 1 | 0 | 0 | 0 | 1 | 0 | 0 | 785652045684 | 29 | 11 | 17 | 19.6 | 3.138 | 125 | Yes | [8 empty] | C-UL-US Dry |  | ENGLEHORN 5L CHAND-05 | Five Light Chandelier |  | 3113405EN-05.jpg | 3113405.jpg
3113409-05 | Nine Light Chandelier | The modern Englehorn collection by Sea Gull Lighting brings a heightened sense of beauty through the use of dramatic and flawless optic crystal. Even with the crystal’s delicate appearance, the overall design makes a strong statement. Offered in a Chrome finish with Etched White glass. The assortment includes nine-light, five-light, and three-light chandeliers, three-light and mini-pendants, two-light semi-flush mount, as well as one-light, two-light, three-light and four-light wall/bath fixtures. Incandescent and ENERGY STAR-qualified LED lamping are available; all fixtures are California Title 24 compliant. | CHANDELIERS | Englehorn | Chandeliers | Chrome / Optic Crystal | 05 / 602 | Steel | Etched / White Inside Glass | D:3.9375" H:6.6875" | D:3.9375" |  | 9 Medium A19 100w |  | 9 | No | [14 empty] | 0 | [12 empty] | 381.95 | 763.9 | 1145.85 | D:32 1/4'' H:25 1/2'' O:63 3/4'' | 23.6 | 32.25 |  |  | 25.5 | Screw Collar - Chain |  |  | 63.75 |  |  |  | No |  | No | [20 empty] | D:5 5/16'' H:1 1/8'' Round |  |  |  |  | 120 | Clear | 36 |  | Hardwired | 0 | 0 | 0 | 0 | 1 | 0 | 0 | 1 | 1 | 0 | 0 | 785652242823 | 35.2 | 13.6 | 22.75 | 31.5 | 6.303 | 175 | Yes | [8 empty] | ETL Dry |  | ENGLEHORN 9L CHAND-05 | Nine Light Chandelier |  | 3113409-05.jpg | 3113409.jpg
3113409EN3-05 | Nine Light Chandelier | The modern Englehorn collection by Sea Gull Lighting brings a heightened sense of beauty through the use of dramatic and flawless optic crystal. Even with the crystal’s delicate appearance, the overall design makes a strong statement. Offered in a Chrome finish with Etched White glass. The assortment includes nine-light, five-light, and three-light chandeliers, three-light and mini-pendants, two-light semi-flush mount, as well as one-light, two-light, three-light and four-light wall/bath fixtures. Incandescent and ENERGY STAR-qualified LED lamping are available; all fixtures are California Title 24 compliant. | CHANDELIERS | Englehorn | Chandeliers | Chrome / Optic Crystal | 05 / 602 | Steel | Etched / White Inside Glass | D:3.9375" H:6.6875" |  |  | 9 Medium A19 9.3w |  | 9 | Yes | [14 empty] | 0 | [12 empty] | 429.45 | 858.9 | 1288.35 | D:32 1/4'' H:25 1/2'' O:63 3/4'' | 23.6 | 32.25 |  |  | 25.5 | Screw Collar - Chain |  |  | 63.75 |  |  |  | No |  | No | [20 empty] | D:5 5/16'' H:1 1/8'' Round |  |  |  |  | 120 | Clear | 36 |  | Hardwired | 0 | 0 | 0 | 1 | 1 | 0 | 0 | 0 | 1 | 0 | 0 | 785652045691 | 35.2 | 13.6 | 22.75 | 31.5 | 6.303 | 175 | Yes | [8 empty] | C-UL-US Dry |  | ENGLEHORN 9L CHAND-05 | Nine Light Chandelier |  | 3113409EN-05.jpg | 3113409.jpg
3113704-778 | Four Light Chandelier | Ellis Harper has an Arts and Crafts pedigree with a Modernist twist. The array of fixtures showcases Sea Gull's commitment to high style with robust construction and craftsmanship at an exceptional price. The subtle detail allows this transitional design to easily fit into any décor. The sleek, geometric arms and square Satin Etched glass shades add touches of elegance to its streamlined profile. The assortment includes: four- and eight-light chandeliers, a six-light linear, one-light mini-pendant, and one-, two-, three- and four-light bath fixtures. All fixtures are offered in either a Brushed Nickel or Brushed Oil Rubbed Bronze. | CHANDELIERS | Ellis Harper | Chandeliers | Brushed Oil Rubbed Bronze | 778 | Steel | Etched / White Inside Glass | L:5.75" W:5.75" H:5.5" |  |  | 4 Medium A19 75w |  | 4 | No | [14 empty] | 0 | [12 empty] | 99.98 | 199.96 | 299.94 | L:24 3/4'' W:24 3/4'' H:19 1/4'' O:65 3/4'' | 11.04 |  | 24.75 | 24.75 | 19.25 | Screw Collar - Stem |  |  | 65.75 |  |  |  | No |  | No | [20 empty] | DP:5'' W:5'' H:1'' Square |  |  |  |  | 120 | Brown |  |  | Hardwired | 0 | 0 | 0 | 0 | 1 | 0 | 0 | 1 | 0 | 0 | 0 | 785652069604 | 24.25 | 19.25 | 8.5 | 14.4 | 2.296 | 125 | Yes | [9 empty] | cETL Damp | ELLIS HARPER 4L CHAND-778 | Four Light Chandelier |  | 3113704-778.jpg | 3113704.jpg
3113704-962 | Four Light Chandelier | Ellis Harper has an Arts and Crafts pedigree with a Modernist twist. The array of fixtures showcases Sea Gull's commitment to high style with robust construction and craftsmanship at an exceptional price. The subtle detail allows this transitional design to easily fit into any décor. The sleek, geometric arms and square Satin Etched glass shades add touches of elegance to its streamlined profile. The assortment includes: four- and eight-light chandeliers, a six-light linear, one-light mini-pendant, and one-, two-, three- and four-light bath fixtures. All fixtures are offered in either a Brushed Nickel or Brushed Oil Rubbed Bronze. | CHANDELIERS | Ellis Harper | Chandeliers | Brushed Nickel | 962 | Steel | Etched / White Inside Glass | L:5.75" W:5.75" H:5.5" |  |  | 4 Medium A19 75w |  | 4 | No | [14 empty] | 0 | [12 empty] | 99.98 | 199.96 | 299.94 | L:24 3/4'' W:24 3/4'' H:19 1/4'' O:65 3/4'' | 11.04 |  | 24.75 | 24.75 | 19.25 | Screw Collar - Stem |  |  | 65.75 |  |  |  | No |  | No | [20 empty] | DP:5'' W:5'' H:1'' Square |  |  |  |  | 120 | Clear Silver |  |  | Hardwired | 0 | 0 | 0 | 0 | 1 | 0 | 0 | 1 | 0 | 0 | 0 | 785652069611 | 24.25 | 19.25 | 8.5 | 14.2 | 2.296 | 125 | Yes | [9 empty] | cETL Damp | ELLIS HARPER 4L CHAND-962 | Four Light Chandelier |  | 3113704-962.jpg | 3113704.jpg
3113704EN3-778 | Four Light Chandelier | Ellis Harper has an Arts and Crafts pedigree with a Modernist twist. The array of fixtures showcases Sea Gull's commitment to high style with robust construction and craftsmanship at an exceptional price. The subtle detail allows this transitional design to easily fit into any décor. The sleek, geometric arms and square Satin Etched glass shades add touches of elegance to its streamlined profile. The assortment includes: four- and eight-light chandeliers, a six-light linear, one-light mini-pendant, and one-, two-, three- and four-light bath fixtures. All fixtures are offered in either a Brushed Nickel or Brushed Oil Rubbed Bronze. | CHANDELIERS | Ellis Harper | Chandeliers | Brushed Oil Rubbed Bronze | 778 | Steel | Etched / White Inside Glass | L:5.75" W:5.75" H:5.5" |  |  | 4 Medium A19 9.3w |  | 4 | Yes | [14 empty] | 0 | [12 empty] | 136.48 | 272.96 | 409.44 | L:24 3/4'' W:24 3/4'' H:19 1/4'' O:65 3/4'' | 11.04 |  | 24.75 | 24.75 | 19.25 | Screw Collar - Stem |  |  | 65.75 |  |  |  | No |  | No | [20 empty] | DP:5'' W:5'' H:1'' Square |  |  |  |  | 120 | Brown |  |  | Hardwired | 0 | 0 | 0 | 1 | 1 | 0 | 0 | 0 | 0 | 0 | 0 | 785652071379 | 24.25 | 19.25 | 8.5 | 14.4 | 2.296 | 125 | Yes | [9 empty] | cETL Damp | ELLIS HARPR 4L LED CHAND-778 | Four Light Chandelier |  | 3113704EN3-778.jpg | 3113704EN3.jpg
3113704EN3-962 | Four Light Chandelier | Ellis Harper has an Arts and Crafts pedigree with a Modernist twist. The array of fixtures showcases Sea Gull's commitment to high style with robust construction and craftsmanship at an exceptional price. The subtle detail allows this transitional design to easily fit into any décor. The sleek, geometric arms and square Satin Etched glass shades add touches of elegance to its streamlined profile. The assortment includes: four- and eight-light chandeliers, a six-light linear, one-light mini-pendant, and one-, two-, three- and four-light bath fixtures. All fixtures are offered in either a Brushed Nickel or Brushed Oil Rubbed Bronze. | CHANDELIERS | Ellis Harper | Chandeliers | Brushed Nickel | 962 | Steel | Etched / White Inside Glass | L:5.75" W:5.75" H:5.5" |  |  | 4 Medium A19 9.3w |  | 4 | Yes | [14 empty] | 0 | [12 empty] | 136.48 | 272.96 | 409.44 | L:24 3/4'' W:24 3/4'' H:19 1/4'' O:65 3/4'' | 11.04 |  | 24.75 | 24.75 | 19.25 | Screw Collar - Stem |  |  | 65.75 |  |  |  | No |  | No | [20 empty] | DP:5'' W:5'' H:1'' Square |  |  |  |  | 120 | Clear Silver |  |  | Hardwired | 0 | 0 | 0 | 1 | 1 | 0 | 0 | 0 | 0 | 0 | 0 | 785652071386 | 24.25 | 19.25 | 8.5 | 14.2 | 2.296 | 125 | Yes | [9 empty] | cETL Damp | ELLIS HARPR 4L LED CHAND-962 | Four Light Chandelier |  | 3113704EN3-962.jpg | 3113704EN3.jpg
3113708-778 | Eight Light Chandelier | Ellis Harper has an Arts and Crafts pedigree with a Modernist twist. The array of fixtures showcases Sea Gull's commitment to high style with robust construction and craftsmanship at an exceptional price. The subtle detail allows this transitional design to easily fit into any décor. The sleek, geometric arms and square Satin Etched glass shades add touches of elegance to its streamlined profile. The assortment includes: four- and eight-light chandeliers, a six-light linear, one-light mini-pendant, and one-, two-, three- and four-light bath fixtures. All fixtures are offered in either a Brushed Nickel or Brushed Oil Rubbed Bronze. | CHANDELIERS | Ellis Harper | Chandeliers | Brushed Oil Rubbed Bronze | 778 | Steel | Etched / White Inside Glass | L:5.75" W:5.75" H:5.5" |  |  | 8 Medium A19 75w |  | 8 | No | [14 empty] | 0 | [12 empty] | 224.98 | 449.96 | 674.94 | L:35 1/2'' W:35 1/2'' H:27 3/4'' O:74 1/4'' | 21.12 |  | 35.5 | 35.5 | 27.75 | Screw Collar - Stem |  |  | 74.25 |  |  |  | No |  | No | [20 empty] | DP:5'' W:5'' H:1'' Square |  |  |  |  | 120 | Brown |  |  | Hardwired | 0 | 0 | 0 | 0 | 1 | 0 | 0 | 1 | 0 | 0 | 0 | 785652069628 | 27 | 27 | 16.25 | 28.4 | 6.855 | 175 | Yes | [9 empty] | cETL Damp | ELLIS HARPER 8L CHAND-778 | Eight Light Chandelier |  | 3113708-778.jpg | 3113708.jpg
3113708-962 | Eight Light Chandelier | Ellis Harper has an Arts and Crafts pedigree with a Modernist twist. The array of fixtures showcases Sea Gull's commitment to high style with robust construction and craftsmanship at an exceptional price. The subtle detail allows this transitional design to easily fit into any décor. The sleek, geometric arms and square Satin Etched glass shades add touches of elegance to its streamlined profile. The assortment includes: four- and eight-light chandeliers, a six-light linear, one-light mini-pendant, and one-, two-, three- and four-light bath fixtures. All fixtures are offered in either a Brushed Nickel or Brushed Oil Rubbed Bronze. | CHANDELIERS | Ellis Harper | Chandeliers | Brushed Nickel | 962 | Steel | Etched / White Inside Glass | L:5.75" W:5.75" H:5.5" |  |  | 8 Medium A19 75w |  | 8 | No | [14 empty] | 0 | [12 empty] | 224.98 | 449.96 | 674.94 | L:35 1/2'' W:35 1/2'' H:27 3/4'' O:74 1/4'' | 21.12 |  | 35.5 | 35.5 | 27.75 | Screw Collar - Stem |  |  | 74.25 |  |  |  | No |  | No | [20 empty] | DP:5'' W:5'' H:1'' Square |  |  |  |  | 120 | Clear Silver |  |  | Hardwired | 0 | 0 | 0 | 0 | 1 | 0 | 0 | 1 | 0 | 0 | 0 | 785652069635 | 27 | 27 | 16.25 | 27.6 | 6.855 | 175 | Yes | [9 empty] | cETL Damp | ELLIS HARPER 8L CHAND-962 | Eight Light Chandelier |  | 3113708-962.jpg | 3113708.jpg
3113708EN3-778 | Eight Light Chandelier | Ellis Harper has an Arts and Crafts pedigree with a Modernist twist. The array of fixtures showcases Sea Gull's commitment to high style with robust construction and craftsmanship at an exceptional price. The subtle detail allows this transitional design to easily fit into any décor. The sleek, geometric arms and square Satin Etched glass shades add touches of elegance to its streamlined profile. The assortment includes: four- and eight-light chandeliers, a six-light linear, one-light mini-pendant, and one-, two-, three- and four-light bath fixtures. All fixtures are offered in either a Brushed Nickel or Brushed Oil Rubbed Bronze. | CHANDELIERS | Ellis Harper | Chandeliers | Brushed Oil Rubbed Bronze | 778 | Steel | Etched / White Inside Glass | L:5.75" W:5.75" H:5.5" |  |  | 8 Medium A19 9.3w |  | 8 | Yes | [14 empty] | 0 | [12 empty] | 249.98 | 499.96 | 749.94 | L:35 1/2'' W:35 1/2'' H:27 3/4'' O:74 1/4'' | 21.12 |  | 35.5 | 35.5 | 27.75 | Screw Collar - Stem |  |  | 74.25 |  |  |  | No |  | No | [20 empty] | DP:5'' W:5'' H:1'' Square |  |  |  |  | 120 | Brown |  |  | Hardwired | 0 | 0 | 0 | 1 | 1 | 0 | 0 | 0 | 0 | 0 | 0 | 785652071393 | 27 | 27 | 16.25 | 28.4 | 6.855 | 175 | Yes | [9 empty] | cETL Damp | ELLIS HARPR 8L LED CHAND-778 | Eight Light Chandelier |  | 3113708EN3-778.jpg | 3113708EN3.jpg
3113708EN3-962 | Eight Light Chandelier | Ellis Harper has an Arts and Crafts pedigree with a Modernist twist. The array of fixtures showcases Sea Gull's commitment to high style with robust construction and craftsmanship at an exceptional price. The subtle detail allows this transitional design to easily fit into any décor. The sleek, geometric arms and square Satin Etched glass shades add touches of elegance to its streamlined profile. The assortment includes: four- and eight-light chandeliers, a six-light linear, one-light mini-pendant, and one-, two-, three- and four-light bath fixtures. All fixtures are offered in either a Brushed Nickel or Brushed Oil Rubbed Bronze. | CHANDELIERS | Ellis Harper | Chandeliers | Brushed Nickel | 962 | Steel | Etched / White Inside Glass | L:5.75" W:5.75" H:5.5" |  |  | 8 Medium A19 9.3w |  | 8 | Yes | [14 empty] | 0 | [12 empty] | 249.98 | 499.96 | 749.94 | L:35 1/2'' W:35 1/2'' H:27 3/4'' O:74 1/4'' | 21.12 |  | 35.5 | 35.5 | 27.75 | Screw Collar - Stem |  |  | 74.25 |  |  |  | No |  | No | [20 empty] | DP:5'' W:5'' H:1'' Square |  |  |  |  | 120 | Clear Silver |  |  | Hardwired | 0 | 0 | 0 | 1 | 1 | 0 | 0 | 0 | 0 | 0 | 0 | 785652071409 | 27 | 27 | 16.25 | 27.6 | 6.855 | 175 | Yes | [9 empty] | cETL Damp | ELLIS HARPR 8L LED CHAND-962 | Eight Light Chandelier |  | 3113708EN3-962.jpg | 3113708EN3.jpg
3114004-710 | Four Light Chandelier | The dazzling and timeless Carondelet lighting collection by Sea Gull Lighting features a cascade of faceted, linear glass crystals delivering the ultimate sparkle without the fuss of traditional crystal. The sleek, contemporary silhouette adds drama and excitement to any –room—without upstaging the beautiful furnishings and décor. With the option of Burnt Sienna or Antique Brushed Nickel finishes, the full lighting collection offers a six-light or four-light chandelier; one-light mini pendant; two-light flush mount and semi-flush mount; and one-light, two-light, three-light and four-light bath fixtures. Both incandescent lamping and ENERGY STAR-qualified LED lamping are available; all fixtures are California Title 24 compliant. | CHANDELIERS | Carondelet | Chandeliers | Burnt Sienna | 710 | Steel | Clear Beveled Glass | W:0.875" H:4.75" |  |  | 4 Medium A19 100w |  | 4 | No | [14 empty] | 0 | [12 empty] | 249.98 | 499.96 | 749.94 | D:18 3/16'' H:19 7/8'' O:141 5/8'' | 19 | 18.1875 |  |  | 19.875 | Center Lock-Up |  |  | 141.625 |  |  |  | No |  | No | [20 empty] | D:5'' H:1'' Round |  |  |  |  | 144 | Brown | 120 |  | Hardwired | 0 | 0 | 0 | 0 | 1 | 0 | 0 | 1 | 1 | 0 | 0 | 785652260704 | 21.5 | 21.25 | 13.5 | 23.7 | 3.569 | 125 | Yes | [9 empty] | cETL Damp | CARONDELET 4L CHAND-710 | Four Light Chandelier |  | 3114004-710.jpg | 3114004.jpg
3114004-965 | Four Light Chandelier | The dazzling and timeless Carondelet lighting collection by Sea Gull Lighting features a cascade of faceted, linear glass crystals delivering the ultimate sparkle without the fuss of traditional crystal. The sleek, contemporary silhouette adds drama and excitement to any –room—without upstaging the beautiful furnishings and décor. With the option of Burnt Sienna or Antique Brushed Nickel finishes, the full lighting collection offers a six-light or four-light chandelier; one-light mini pendant; two-light flush mount and semi-flush mount; and one-light, two-light, three-light and four-light bath fixtures. Both incandescent lamping and ENERGY STAR-qualified LED lamping are available; all fixtures are California Title 24 compliant. | CHANDELIERS | Carondelet | Chandeliers | Antique Brushed Nickel | 965 | Steel | Clear Beveled Glass | W:0.875" H:4.75" |  |  | 4 Medium A19 100w |  | 4 | No | [14 empty] | 0 | [12 empty] | 249.98 | 499.96 | 749.94 | D:18 3/16'' H:19 7/8'' O:141 5/8'' | 19 | 18.1875 |  |  | 19.875 | Center Lock-Up |  |  | 141.625 |  |  |  | No |  | No | [20 empty] | D:5'' H:1'' Round |  |  |  |  | 144 | Clear Silver | 120 |  | Hardwired | 0 | 0 | 0 | 0 | 1 | 0 | 0 | 1 | 1 | 0 | 0 | 785652277269 | 21.5 | 21.25 | 13.5 | 23.7 | 3.569 | 125 | Yes | [9 empty] | cETL Damp | CARONDELET 4L CHAND-965 | Four Light Chandelier |  | 3114004-965.jpg | 3114004.jpg
3114004EN3-710 | Four Light Chandelier | The dazzling and timeless Carondelet lighting collection by Sea Gull Lighting features a cascade of faceted, linear glass crystals delivering the ultimate sparkle without the fuss of traditional crystal. The sleek, contemporary silhouette adds drama and excitement to any –room—without upstaging the beautiful furnishings and décor. With the option of Burnt Sienna or Antique Brushed Nickel finishes, the full lighting collection offers a six-light or four-light chandelier; one-light mini pendant; two-light flush mount and semi-flush mount; and one-light, two-light, three-light and four-light bath fixtures. Both incandescent lamping and ENERGY STAR-qualified LED lamping are available; all fixtures are California Title 24 compliant. | CHANDELIERS | Carondelet | Chandeliers | Burnt Sienna | 710 | Steel | Clear Beveled Glass | W:0.875" H:4.75" |  |  | 4 Medium A19 9.3w |  | 4 | Yes | [14 empty] | 0 | [12 empty] | 274.98 | 549.96 | 824.94 | D:18 3/16'' H:19 7/8'' O:141 5/8'' | 19 | 18.1875 |  |  | 19.875 | Center Lock-Up |  |  | 141.625 |  |  |  | No |  | No | [20 empty] | D:5'' H:1'' Round |  |  |  |  | 144 | Brown | 120 |  | Hardwired | 0 | 0 | 0 | 1 | 1 | 0 | 0 | 0 | 1 | 0 | 0 | 785652044816 | 21.5 | 21.25 | 13.5 | 23.7 | 3.569 | 125 | Yes | [9 empty] | cETL Damp | CARONDELET 4L CHAND-710 | Four Light Chandelier |  | 3114004EN-710.jpg | 3114004.jpg
3114004EN3-965 | Four Light Chandelier | The dazzling and timeless Carondelet lighting collection by Sea Gull Lighting features a cascade of faceted, linear glass crystals delivering the ultimate sparkle without the fuss of traditional crystal. The sleek, contemporary silhouette adds drama and excitement to any –room—without upstaging the beautiful furnishings and décor. With the option of Burnt Sienna or Antique Brushed Nickel finishes, the full lighting collection offers a six-light or four-light chandelier; one-light mini pendant; two-light flush mount and semi-flush mount; and one-light, two-light, three-light and four-light bath fixtures. Both incandescent lamping and ENERGY STAR-qualified LED lamping are available; all fixtures are California Title 24 compliant. | CHANDELIERS | Carondelet | Chandeliers | Antique Brushed Nickel | 965 | Steel | Clear Beveled Glass | W:0.875" H:4.75" |  |  | 4 Medium A19 9.3w |  | 4 | Yes | [14 empty] | 0 | [12 empty] | 274.98 | 549.96 | 824.94 | D:18 3/16'' H:19 7/8'' O:141 5/8'' | 19 | 18.1875 |  |  | 19.875 | Center Lock-Up |  |  | 141.625 |  |  |  | No |  | No | [20 empty] | D:5'' H:1'' Round |  |  |  |  | 144 | Clear Silver | 120 |  | Hardwired | 0 | 0 | 0 | 1 | 1 | 0 | 0 | 0 | 1 | 0 | 0 | 785652044823 | 21.5 | 21.25 | 13.5 | 23.7 | 3.569 | 125 | Yes | [9 empty] | cETL Damp | CARONDELET 4L CHAND-965 | Four Light Chandelier |  | 3114004EN-965.jpg | 3114004.jpg
3114006-710 | Six Light Chandelier | The dazzling and timeless Carondelet lighting collection by Sea Gull Lighting features a cascade of faceted, linear glass crystals delivering the ultimate sparkle without the fuss of traditional crystal. The sleek, contemporary silhouette adds drama and excitement to any –room—without upstaging the beautiful furnishings and décor. With the option of Burnt Sienna or Antique Brushed Nickel finishes, the full lighting collection offers a six-light or four-light chandelier; one-light mini pendant; two-light flush mount and semi-flush mount; and one-light, two-light, three-light and four-light bath fixtures. Both incandescent lamping and ENERGY STAR-qualified LED lamping are available; all fixtures are California Title 24 compliant. | CHANDELIERS | Carondelet | Chandeliers | Burnt Sienna | 710 | Steel | Clear Beveled Glass | W:0.875" H:4.75" |  |  | 6 Medium A19 100w |  | 6 | No | [14 empty] | 0 | [12 empty] | 524.98 | 1049.96 | 1574.94 | D:23 1/2'' H:24 1/4'' O:146 1/4'' | 31.1 | 23.5 |  |  | 24.25 | Center Lock-Up |  |  | 146.25 |  |  |  | No |  | No | [20 empty] | D:5'' H:1'' Round |  |  |  |  | 144 | Brown | 120 |  | Hardwired | 0 | 0 | 0 | 0 | 1 | 0 | 0 | 1 | 1 | 0 | 0 | 785652275906 | 26.5 | 26 | 13 | 36.2 | 5.183 | 125 | Yes | [9 empty] | cETL Damp | CARONDELET 6L CHAND-710 | Six Light Chandelier |  | 3114006-710.jpg | 3114006.jpg
3114006-965 | Six Light Chandelier | The dazzling and timeless Carondelet lighting collection by Sea Gull Lighting features a cascade of faceted, linear glass crystals delivering the ultimate sparkle without the fuss of traditional crystal. The sleek, contemporary silhouette adds drama and excitement to any –room—without upstaging the beautiful furnishings and décor. With the option of Burnt Sienna or Antique Brushed Nickel finishes, the full lighting collection offers a six-light or four-light chandelier; one-light mini pendant; two-light flush mount and semi-flush mount; and one-light, two-light, three-light and four-light bath fixtures. Both incandescent lamping and ENERGY STAR-qualified LED lamping are available; all fixtures are California Title 24 compliant. | CHANDELIERS | Carondelet | Chandeliers | Antique Brushed Nickel | 965 | Steel | Clear Beveled Glass | W:0.875" H:4.75" |  |  | 6 Medium A19 100w |  | 6 | No | [14 empty] | 0 | [12 empty] | 524.98 | 1049.96 | 1574.94 | D:23 1/2'' H:24 1/4'' O:146 1/4'' | 31.1 | 23.5 |  |  | 24.25 | Center Lock-Up |  |  | 146.25 |  |  |  | No |  | No | [20 empty] | D:5'' H:1'' Round |  |  |  |  | 144 | Clear Silver | 120 |  | Hardwired | 0 | 0 | 0 | 0 | 1 | 0 | 0 | 1 | 1 | 0 | 0 | 785652275913 | 26.5 | 26 | 13 | 36.2 | 5.183 | 125 | Yes | [9 empty] | cETL Damp | CARONDELET 6L CHAND-965 | Six Light Chandelier |  | 3114006-965.jpg | 3114006.jpg
3114006EN3-710 | Six Light Chandelier | The dazzling and timeless Carondelet lighting collection by Sea Gull Lighting features a cascade of faceted, linear glass crystals delivering the ultimate sparkle without the fuss of traditional crystal. The sleek, contemporary silhouette adds drama and excitement to any –room—without upstaging the beautiful furnishings and décor. With the option of Burnt Sienna or Antique Brushed Nickel finishes, the full lighting collection offers a six-light or four-light chandelier; one-light mini pendant; two-light flush mount and semi-flush mount; and one-light, two-light, three-light and four-light bath fixtures. Both incandescent lamping and ENERGY STAR-qualified LED lamping are available; all fixtures are California Title 24 compliant. | CHANDELIERS | Carondelet | Chandeliers | Burnt Sienna | 710 | Steel | Clear Beveled Glass | W:0.875" H:4.75" |  |  | 6 Medium A19 9.3w |  | 6 | Yes | [14 empty] | 0 | [12 empty] | 549.98 | 1099.96 | 1649.94 | D:23 1/2'' H:24 1/4'' O:146 1/4'' | 31.1 | 23.5 |  |  | 24.25 | Center Lock-Up |  |  | 146.25 |  |  |  | No |  | No | [20 empty] | D:5'' H:1'' Round |  |  |  |  | 144 | Brown | 120 |  | Hardwired | 0 | 0 | 0 | 1 | 1 | 0 | 0 | 0 | 1 | 0 | 0 | 785652044830 | 26.5 | 26 | 13 | 36.2 | 5.183 | 125 | Yes | [9 empty] | cETL Damp | CARONDELET 6L CHAND-710 | Six Light Chandelier |  | 3114006EN-710.jpg | 3114006.jpg
3114006EN3-965 | Six Light Chandelier | The dazzling and timeless Carondelet lighting collection by Sea Gull Lighting features a cascade of faceted, linear glass crystals delivering the ultimate sparkle without the fuss of traditional crystal. The sleek, contemporary silhouette adds drama and excitement to any –room—without upstaging the beautiful furnishings and décor. With the option of Burnt Sienna or Antique Brushed Nickel finishes, the full lighting collection offers a six-light or four-light chandelier; one-light mini pendant; two-light flush mount and semi-flush mount; and one-light, two-light, three-light and four-light bath fixtures. Both incandescent lamping and ENERGY STAR-qualified LED lamping are available; all fixtures are California Title 24 compliant. | CHANDELIERS | Carondelet | Chandeliers | Antique Brushed Nickel | 965 | Steel | Clear Beveled Glass | W:0.875" H:4.75" |  |  | 6 Medium A19 9.3w |  | 6 | Yes | [14 empty] | 0 | [12 empty] | 549.98 | 1099.96 | 1649.94 | D:23 1/2'' H:24 1/4'' O:146 1/4'' | 31.1 | 23.5 |  |  | 24.25 | Center Lock-Up |  |  | 146.25 |  |  |  | No |  | No | [20 empty] | D:5'' H:1'' Round |  |  |  |  | 144 | Clear Silver | 120 |  | Hardwired | 0 | 0 | 0 | 1 | 1 | 0 | 0 | 0 | 1 | 0 | 0 | 785652044847 | 26.5 | 26 | 13 | 36.2 | 5.183 | 125 | Yes | [9 empty] | cETL Damp | CARONDELET 6L CHAND-965 | Six Light Chandelier |  | 3114006EN3-965.jpg | 3114006.jpg
3114503-782 | Three Light Chandelier | Influenced by the vintage industrial designs of early 20th Century America, the transitional Belton lighting collection by Sea Gull Lighting has Seeded glass shades that highlight the classic Edison bulbs. The rich Heirloom Bronze and Brushed Nickel finishes adds to the layer of retro design to the warm look. The assortment includes three- and five- down light chandeliers; five-light upright chandelier; a four-light island pendant; one-light pendant; one-light mini pendant; and one-, two-, three- and four-light bath fixtures. All fixtures are California Title 24 compliant and easily convert to LED by purchasing LED lamps sold separately. | CHANDELIERS | Belton | Chandeliers | Heirloom Bronze | 782 | Steel | Clear Seeded Glass | D:5.375" H:6.125" |  |  | 3 Medium A19 60w |  | 3 | No | [14 empty] | 0 | [12 empty] | 134.48 | N/A | 403.44 | D:19 7/8'' H:10 1/2'' O:52 1/4'' | 6.75 | 19.875 |  |  | 10.5 | Center Lock-Up |  |  | 52.25 |  |  |  | No |  | No | [20 empty] | D:5'' H:3/4'' Round |  |  |  |  | 72 | Brown |  |  | Hardwired | 0 | 0 | 0 | 0 | 1 | 0 | 0 | 0 | 0 | 0 | 0 | 785652112836 | 20 | 16.5 | 9.5 | 7.6 | 1.814 | 175 | Yes | [9 empty] | cETL Dry | BELTON 3L CHAND-782 | Three Light Chandelier |  | 3114503-782.jpg | 3114503.jpg
3114503-962 | Three Light Chandelier | Influenced by the vintage industrial designs of early 20th Century America, the transitional Belton lighting collection by Sea Gull Lighting has Seeded glass shades that highlight the classic Edison bulbs. The rich Heirloom Bronze and Brushed Nickel finishes adds to the layer of retro design to the warm look. The assortment includes three- and five- down light chandeliers; five-light upright chandelier; a four-light island pendant; one-light pendant; one-light mini pendant; and one-, two-, three- and four-light bath fixtures. All fixtures are California Title 24 compliant and easily convert to LED by purchasing LED lamps sold separately. | CHANDELIERS | Belton | Chandeliers | Brushed Nickel | 962 | Steel | Clear Seeded Glass | D:5.375" H:6.125" |  |  | 3 Medium A19 60w |  | 3 | No | [14 empty] | 0 | [12 empty] | 124.98 | N/A | 374.94 | D:19 7/8'' H:10 1/2'' O:52 1/4'' | 6.75 | 19.875 |  |  | 10.5 | Center Lock-Up |  |  | 52.25 |  |  |  | No |  | No | [20 empty] | D:5'' H:3/4'' Round |  |  |  |  | 72 | Clear Silver |  |  | Hardwired | 0 | 0 | 0 | 0 | 1 | 0 | 0 | 0 | 0 | 0 | 0 | 785652003370 | 20 | 16.5 | 9.5 | 7.6 | 1.814 | 175 | Yes | [9 empty] | cETL Dry | BELTON 3L CHAND-962 | Three Light Chandelier |  | 3114503-962.jpg | 3114503.jpg
3114503EN7-782 | Three Light Chandelier | Influenced by the vintage industrial designs of early 20th Century America, the transitional Belton lighting collection by Sea Gull Lighting has Seeded glass shades that highlight the classic Edison bulbs. The rich Heirloom Bronze and Brushed Nickel finishes adds to the layer of retro design to the warm look. The assortment includes three- and five- down light chandeliers; five-light upright chandelier; a four-light island pendant; one-light pendant; one-light mini pendant; and one-, two-, three- and four-light bath fixtures. All fixtures are California Title 24 compliant and easily convert to LED by purchasing LED lamps sold separately. | CHANDELIERS | Belton | Chandeliers | Heirloom Bronze | 782 | Steel | Clear Seeded Glass | D:5.375" H:6.125" |  |  | 3 Medium A19 8.5w |  | 3 | Yes | [14 empty] | 0 | [12 empty] | 156.48 | N/A | 469.44 | D:19 7/8'' H:10 1/2'' O:52 1/4'' | 6.75 | 19.875 |  |  | 10.5 | Center Lock-Up |  |  | 52.25 |  |  |  | No |  | No | [20 empty] | D:5'' H:3/4'' Round |  |  |  |  | 72 | Brown |  |  | Hardwired | 0 | 0 | 0 | 1 | 1 | 0 | 0 | 0 | 0 | 0 | 0 | 785652068959 | 20 | 16.5 | 9.5 | 8.7 | 1.814 | 175 | Yes | [9 empty] | cETL Dry | BELTON 3L LED CHAND-782 | Three Light Chandelier |  | 3114503EN7-782.jpg | 3114503.jpg
3114503EN7-962 | Three Light Chandelier | Influenced by the vintage industrial designs of early 20th Century America, the transitional Belton lighting collection by Sea Gull Lighting has Seeded glass shades that highlight the classic Edison bulbs. The rich Heirloom Bronze and Brushed Nickel finishes adds to the layer of retro design to the warm look. The assortment includes three- and five- down light chandeliers; five-light upright chandelier; a four-light island pendant; one-light pendant; one-light mini pendant; and one-, two-, three- and four-light bath fixtures. All fixtures are California Title 24 compliant and easily convert to LED by purchasing LED lamps sold separately. | CHANDELIERS | Belton | Chandeliers | Brushed Nickel | 962 | Steel | Clear Seeded Glass | D:5.375" H:6.125" |  |  | 3 Medium A19 8.5w |  | 3 | Yes | [14 empty] | 0 | [12 empty] | 149.98 | N/A | 449.94 | D:19 7/8'' H:10 1/2'' O:52 1/4'' | 6.75 | 19.875 |  |  | 10.5 | Center Lock-Up |  |  | 52.25 |  |  |  | No |  | No | [20 empty] | D:5'' H:3/4'' Round |  |  |  |  | 72 | Clear Silver |  |  | Hardwired | 0 | 0 | 0 | 1 | 1 | 0 | 0 | 0 | 0 | 0 | 0 | 785652068966 | 20 | 16.5 | 9.5 | 7.6 | 1.814 | 175 | Yes | [9 empty] | cETL Dry | BELTON 3L LED CHAND-962 | Three Light Chandelier |  | 3114503EN7-962.jpg | 3114503.jpg
3114505-782 | Five Light Chandelier | Influenced by the vintage industrial designs of early 20th Century America, the transitional Belton lighting collection by Sea Gull Lighting has Seeded glass shades that highlight the classic Edison bulbs. The rich Heirloom Bronze and Brushed Nickel finishes adds to the layer of retro design to the warm look. The assortment includes three- and five- down light chandeliers; five-light upright chandelier; a four-light island pendant; one-light pendant; one-light mini pendant; and one-, two-, three- and four-light bath fixtures. All fixtures are California Title 24 compliant and easily convert to LED by purchasing LED lamps sold separately. | CHANDELIERS | Belton | Chandeliers | Heirloom Bronze | 782 | Steel | Clear Seeded Glass | D:5.375" H:6.125" |  |  | 5 Medium A19 60w |  | 5 | No | [14 empty] | 0 | [12 empty] | 182.98 | N/A | 548.94 | D:23 7/8'' H:10 1/2'' O:52 1/4'' | 9.1 | 23.875 |  |  | 10.5 | Center Lock-Up |  |  | 52.25 |  |  |  | No |  | No | [20 empty] | D:5'' H:3/4'' Round |  |  |  |  | 72 | Brown |  |  | Hardwired | 0 | 0 | 0 | 0 | 1 | 0 | 0 | 0 | 0 | 0 | 0 | 785652108709 | 23.75 | 21.5 | 9.5 | 12.1 | 2.807 | 175 | Yes | [9 empty] | cETL Dry | BELTON 5L CHAND-782 | Five Light Chandelier |  | 3114505-782.jpg | 3114505.jpg
3114505-962 | Five Light Chandelier | Influenced by the vintage industrial designs of early 20th Century America, the transitional Belton lighting collection by Sea Gull Lighting has Seeded glass shades that highlight the classic Edison bulbs. The rich Heirloom Bronze and Brushed Nickel finishes adds to the layer of retro design to the warm look. The assortment includes three- and five- down light chandeliers; five-light upright chandelier; a four-light island pendant; one-light pendant; one-light mini pendant; and one-, two-, three- and four-light bath fixtures. All fixtures are California Title 24 compliant and easily convert to LED by purchasing LED lamps sold separately. | CHANDELIERS | Belton | Chandeliers | Brushed Nickel | 962 | Steel | Clear Seeded Glass | D:5.375" H:6.125" |  |  | 5 Medium A19 60w |  | 5 | No | [14 empty] | 0 | [12 empty] | 169.98 | N/A | 509.94 | D:23 7/8'' H:10 1/2'' O:52 1/4'' | 9.1 | 23.875 |  |  | 10.5 | Center Lock-Up |  |  | 52.25 |  |  |  | No |  | No | [20 empty] | D:5'' H:3/4'' Round |  |  |  |  | 72 | Clear Silver |  |  | Hardwired | 0 | 0 | 0 | 0 | 1 | 0 | 0 | 0 | 0 | 0 | 0 | 785652003387 | 23.5 | 21.25 | 9.25 | 11.9 | 2.673 | 175 | Yes | [9 empty] | cETL Dry | BELTON 5L CHAND-962 | Five Light Chandelier |  | 3114505-962.jpg | 3114505.jpg
3114505EN7-782 | Five Light Chandelier | Influenced by the vintage industrial designs of early 20th Century America, the transitional Belton lighting collection by Sea Gull Lighting has Seeded glass shades that highlight the classic Edison bulbs. The rich Heirloom Bronze and Brushed Nickel finishes adds to the layer of retro design to the warm look. The assortment includes three- and five- down light chandeliers; five-light upright chandelier; a four-light island pendant; one-light pendant; one-light mini pendant; and one-, two-, three- and four-light bath fixtures. All fixtures are California Title 24 compliant and easily convert to LED by purchasing LED lamps sold separately. | CHANDELIERS | Belton | Chandeliers | Heirloom Bronze | 782 | Steel | Clear Seeded Glass | D:5.375" H:6.125" |  |  | 5 Medium A19 8.5w |  | 5 | Yes | [14 empty] | 0 | [12 empty] | 219.98 | N/A | 659.94 | D:23 7/8'' H:10 1/2'' O:52 1/4'' | 9.1 | 23.875 |  |  | 10.5 | Center Lock-Up |  |  | 52.25 |  |  |  | No |  | No | [20 empty] | D:5'' H:3/4'' Round |  |  |  |  | 72 | Brown |  |  | Hardwired | 0 | 0 | 0 | 1 | 1 | 0 | 0 | 0 | 0 | 0 | 0 | 785652068973 | 23.75 | 21.5 | 9.5 | 12.1 | 2.807 | 175 | Yes | [9 empty] | cETL Dry | BELTON 5L LED CHAND-782 | Five Light Chandelier |  | 3114505EN7-782.jpg | 3114505.jpg
3114505EN7-962 | Five Light Chandelier | Influenced by the vintage industrial designs of early 20th Century America, the transitional Belton lighting collection by Sea Gull Lighting has Seeded glass shades that highlight the classic Edison bulbs. The rich Heirloom Bronze and Brushed Nickel finishes adds to the layer of retro design to the warm look. The assortment includes three- and five- down light chandeliers; five-light upright chandelier; a four-light island pendant; one-light pendant; one-light mini pendant; and one-, two-, three- and four-light bath fixtures. All fixtures are California Title 24 compliant and easily convert to LED by purchasing LED lamps sold separately. | CHANDELIERS | Belton | Chandeliers | Brushed Nickel | 962 | Steel | Clear Seeded Glass | D:5.375" H:6.125" |  |  | 5 Medium A19 8.5w |  | 5 | Yes | [14 empty] | 0 | [12 empty] | 199.98 | N/A | 599.94 | D:23 7/8'' H:10 1/2'' O:52 1/4'' | 9.1 | 23.875 |  |  | 10.5 | Center Lock-Up |  |  | 52.25 |  |  |  | No |  | No | [20 empty] | D:5'' H:3/4'' Round |  |  |  |  | 72 | Clear Silver |  |  | Hardwired | 0 | 0 | 0 | 1 | 1 | 0 | 0 | 0 | 0 | 0 | 0 | 785652068980 | 23.5 | 21.25 | 9.25 | 11.9 | 2.673 | 175 | Yes | [9 empty] | cETL Dry | BELTON 5L LED CHAND-962 | Five Light Chandelier |  | 3114505EN7-962.jpg | 3114505.jpg
3115203-05 | Three Light Chandelier | With a simple, airy appearance, the Kerrville lighting collection by Sea Gull Lighting embraces its modern design roots while enhancing virtually any home’s decor. Tubular steel arms extend outward and curve to present beautiful tapered, Satin Etched glass shades. The collection has a Brushed Nickel, Burnt Sienna or Chrome finish and offers three-, five- and nine-light chandeliers, a one-light mini pendant, one- and three-light pendants, a two-light semi-flush mount which can convert to a pendant, and one-, two-, three- and four-light bath fixtures. Incandescent and ENERGY STAR-qualified LED lamping are available; all fixtures are California Title 24 compliant. | CHANDELIERS | Kerrville | Chandeliers | Chrome | 5 | Steel | Satin Etched Glass | D:4.375" H:5.375" |  |  | 3 Medium A19 100w |  | 3 | No | [14 empty] | 0 | [12 empty] | 70.98 | 141.96 | 212.94 | D:17 7/8'' H:15'' O:54 3/4'' | 5.6 | 17.875 |  |  | 15 | Center Lock-Up | 22 |  | 54.75 |  |  |  | No |  | No | [20 empty] | D:5'' H:3/4'' Round |  |  |  |  | 72 | Clear Silver | 36 |  | Hardwired | 0 | 0 | 0 | 0 | 1 | 0 | 0 | 1 | 1 | 1 | 0 | 785652059520 | 16.75 | 8 | 15.5 | 6.8 | 1.202 | 175 | Yes | [9 empty] | cETL Damp | KERRVILLE 3L CHAND-05 | Three Light Chandelier |  | 3115203-05.png | 3115203.jpg
3115203-782 | Three Light Chandelier | With a simple, airy appearance, the Kerrville lighting collection by Sea Gull Lighting embraces its modern design roots while enhancing virtually any home’s decor. Tubular steel arms extend outward and curve to present beautiful tapered, Satin Etched glass shades. The collection has a Brushed Nickel, Burnt Sienna or Chrome finish and offers three-, five- and nine-light chandeliers, a one-light mini pendant, one- and three-light pendants, a two-light semi-flush mount which can convert to a pendant, and one-, two-, three- and four-light bath fixtures. Incandescent and ENERGY STAR-qualified LED lamping are available; all fixtures are California Title 24 compliant. | CHANDELIERS | Kerrville | Chandeliers | Heirloom Bronze | 782 | Steel | Satin Etched Glass | D:4.375" H:5.375" |  |  | 3 Medium A19 100w |  | 3 | No | [14 empty] | 0 | [12 empty] | 70.98 | 141.96 | 212.94 | D:17 7/8'' H:15'' O:54 3/4'' | 5.6 | 17.875 |  |  | 15 | Center Lock-Up | 22 |  | 54.75 |  |  |  | No |  | No | [20 empty] | D:5'' H:3/4'' Round |  |  |  |  | 72 | Brown | 36 |  | Hardwired | 0 | 0 | 0 | 0 | 1 | 0 | 0 | 1 | 1 | 1 | 0 | 785652111600 | 17 | 8 | 16 | 7 | 1.259 | 175 | Yes | [9 empty] | cETL Damp | KERRVILLE 3L CHAND-782 | Three Light Chandelier |  | 3115203-782.jpg | 3115203.jpg
3115203-962 | Three Light Chandelier | With a simple, airy appearance, the Kerrville lighting collection by Sea Gull Lighting embraces its modern design roots while enhancing virtually any home’s decor. Tubular steel arms extend outward and curve to present beautiful tapered, Satin Etched glass shades. The collection has a Brushed Nickel, Burnt Sienna or Chrome finish and offers three-, five- and nine-light chandeliers, a one-light mini pendant, one- and three-light pendants, a two-light semi-flush mount which can convert to a pendant, and one-, two-, three- and four-light bath fixtures. Incandescent and ENERGY STAR-qualified LED lamping are available; all fixtures are California Title 24 compliant. | CHANDELIERS | Kerrville | Chandeliers | Brushed Nickel | 962 | Steel | Satin Etched Glass | D:4.375" H:5.375" |  |  | 3 Medium A19 100w |  | 3 | No | [14 empty] | 0 | [12 empty] | 70.98 | 141.96 | 212.94 | D:17 7/8'' H:15'' O:54 3/4'' | 5.6 | 17.875 |  |  | 15 | Center Lock-Up | 22 |  | 54.75 |  |  |  | No |  | No | [20 empty] | D:5'' H:3/4'' Round |  |  |  |  | 72 | Clear Silver | 36 |  | Hardwired | 0 | 0 | 0 | 0 | 1 | 0 | 0 | 1 | 1 | 1 | 0 | 785652111617 | 17 | 8.25 | 16.25 | 7.1 | 1.319 | 175 | Yes | [9 empty] | cETL Damp | KERRVILLE 3L CHAND-962 | Three Light Chandelier |  | 3115203-962.jpg | 3115203.jpg
3115203EN3-05 | Three Light Chandelier | With a simple, airy appearance, the Kerrville lighting collection by Sea Gull Lighting embraces its modern design roots while enhancing virtually any home’s decor. Tubular steel arms extend outward and curve to present beautiful tapered, Satin Etched glass shades. The collection has a Brushed Nickel, Burnt Sienna or Chrome finish and offers three-, five- and nine-light chandeliers, a one-light mini pendant, one- and three-light pendants, a two-light semi-flush mount which can convert to a pendant, and one-, two-, three- and four-light bath fixtures. Incandescent and ENERGY STAR-qualified LED lamping are available; all fixtures are California Title 24 compliant. | CHANDELIERS | Kerrville | Chandeliers | Chrome | 5 | Steel | Satin Etched Glass | D:4.375" H:5.375" |  |  | 3 Medium A19 9.3w |  | 3 | Yes | [14 empty] | 0 | [12 empty] | 87.98 | 175.96 | 263.94 | D:17 7/8'' H:15'' O:54 3/4'' | 5.6 | 17.875 |  |  | 15 | Center Lock-Up | 22 |  | 54.75 |  |  |  | No |  | No | [20 empty] | D:5'' H:3/4'' Round |  |  |  |  | 72 | Clear Silver | 36 |  | Hardwired | 0 | 0 | 0 | 1 | 1 | 0 | 0 | 0 | 1 | 1 | 0 | 785652060069 | 17 | 8.25 | 16.25 | 7.1 | 1.319 | 175 | Yes | [9 empty] | cETL Damp | KERRVILLE 3L CHAND-05 | Three Light Chandelier |  | 3115203EN3-05.png | 3115203.jpg
3115203EN3-782 | Three Light Chandelier | With a simple, airy appearance, the Kerrville lighting collection by Sea Gull Lighting embraces its modern design roots while enhancing virtually any home’s decor. Tubular steel arms extend outward and curve to present beautiful tapered, Satin Etched glass shades. The collection has a Brushed Nickel, Burnt Sienna or Chrome finish and offers three-, five- and nine-light chandeliers, a one-light mini pendant, one- and three-light pendants, a two-light semi-flush mount which can convert to a pendant, and one-, two-, three- and four-light bath fixtures. Incandescent and ENERGY STAR-qualified LED lamping are available; all fixtures are California Title 24 compliant. | CHANDELIERS | Kerrville | Chandeliers | Heirloom Bronze | 782 | Steel | Satin Etched Glass | D:4.375" H:5.375" |  |  | 3 Medium A19 9.3w |  | 3 | Yes | [14 empty] | 0 | [12 empty] | 87.98 | 175.96 | 263.94 | D:17 7/8'' H:15'' O:54 3/4'' | 5.6 | 17.875 |  |  | 15 | Center Lock-Up |  |  | 54.75 |  |  |  | No |  | No | [20 empty] | D:5'' H:3/4'' Round |  |  |  |  | 72 | Brown | 36 |  | Hardwired | 0 | 0 | 0 | 1 | 1 | 0 | 0 | 0 | 1 | 1 | 0 | 785652048203 | 17 | 8.25 | 16.25 | 7.1 | 1.319 | 175 | Yes | [9 empty] | cETL Damp | KERRVILLE 3L CHAND-782 | Three Light Chandelier |  | 3115203EN3-782.jpg | 3115203.jpg
3115203EN3-962 | Three Light Chandelier | With a simple, airy appearance, the Kerrville lighting collection by Sea Gull Lighting embraces its modern design roots while enhancing virtually any home’s decor. Tubular steel arms extend outward and curve to present beautiful tapered, Satin Etched glass shades. The collection has a Brushed Nickel, Burnt Sienna or Chrome finish and offers three-, five- and nine-light chandeliers, a one-light mini pendant, one- and three-light pendants, a two-light semi-flush mount which can convert to a pendant, and one-, two-, three- and four-light bath fixtures. Incandescent and ENERGY STAR-qualified LED lamping are available; all fixtures are California Title 24 compliant. | CHANDELIERS | Kerrville | Chandeliers | Brushed Nickel | 962 | Steel | Satin Etched Glass | D:4.375" H:5.375" |  |  | 3 Medium A19 9.3w |  | 3 | Yes | [14 empty] | 0 | [12 empty] | 87.98 | 175.96 | 263.94 | D:17 7/8'' H:15'' O:54 3/4'' | 5.6 | 17.875 |  |  | 15 | Center Lock-Up |  |  | 54.75 |  |  |  | No |  | No | [20 empty] | D:5'' H:3/4'' Round |  |  |  |  | 72 | Clear Silver | 36 |  | Hardwired | 0 | 0 | 0 | 1 | 1 | 0 | 0 | 0 | 1 | 1 | 0 | 785652048210 | 17 | 8.25 | 16.25 | 7.1 | 1.319 | 175 | Yes | [9 empty] | cETL Damp | KERRVILLE 3L CHAND-962 | Three Light Chandelier |  | 3115203EN3-962.jpg | 3115203.jpg
3115205-05 | Five Light Chandelier | With a simple, airy appearance, the Kerrville lighting collection by Sea Gull Lighting embraces its modern design roots while enhancing virtually any home’s decor. Tubular steel arms extend outward and curve to present beautiful tapered, Satin Etched glass shades. The collection has a Brushed Nickel, Burnt Sienna or Chrome finish and offers three-, five- and nine-light chandeliers, a one-light mini pendant, one- and three-light pendants, a two-light semi-flush mount which can convert to a pendant, and one-, two-, three- and four-light bath fixtures. Incandescent and ENERGY STAR-qualified LED lamping are available; all fixtures are California Title 24 compliant. | CHANDELIERS | Kerrville | Chandeliers | Chrome | 5 | Steel | Satin Etched Glass | D:4.375" H:5.375" |  |  | 5 Medium A19 100w |  | 5 | No | [14 empty] | 0 | [12 empty] | 85.98 | 171.96 | 257.94 | D:20 3/8'' H:17'' O:55 1/8'' | 8.2 | 20.375 |  |  | 17 | Center Lock-Up | 24.75 |  | 55.125 |  |  |  | No |  | No | [20 empty] | D:5'' H:3/4'' Round |  |  |  |  | 72 | Clear Silver | 36 |  | Hardwired | 0 | 0 | 0 | 0 | 1 | 0 | 0 | 1 | 1 | 1 | 0 | 785652041501 | 20.5 | 20.25 | 8.25 | 10.3 | 1.982 | 175 | Yes | [9 empty] | cETL Damp | KERRVILLE 5L CHAND-05 | Five Light Chandelier |  | 3115205-05.png | 3115205.jpg
3115205-782 | Five Light Chandelier | With a simple, airy appearance, the Kerrville lighting collection by Sea Gull Lighting embraces its modern design roots while enhancing virtually any home’s decor. Tubular steel arms extend outward and curve to present beautiful tapered, Satin Etched glass shades. The collection has a Brushed Nickel, Burnt Sienna or Chrome finish and offers three-, five- and nine-light chandeliers, a one-light mini pendant, one- and three-light pendants, a two-light semi-flush mount which can convert to a pendant, and one-, two-, three- and four-light bath fixtures. Incandescent and ENERGY STAR-qualified LED lamping are available; all fixtures are California Title 24 compliant. | CHANDELIERS | Kerrville | Chandeliers | Heirloom Bronze | 782 | Steel | Satin Etched Glass | D:4.375" H:5.375" |  |  | 5 Medium A19 100w |  | 5 | No | [14 empty] | 0 | [12 empty] | 85.98 | 171.96 | 257.94 | D:20 3/8'' H:17'' O:55 1/8'' | 8.2 | 20.375 |  |  | 17 | Center Lock-Up | 24.75 |  | 55.125 |  |  |  | No |  | No | [20 empty] | D:5'' H:3/4'' Round |  |  |  |  | 72 | Brown | 36 |  | Hardwired | 0 | 0 | 0 | 0 | 1 | 0 | 0 | 1 | 1 | 1 | 0 | 785652111624 | 20.5 | 20.5 | 8.25 | 10.3 | 2.006 | 175 | Yes | [9 empty] | cETL Damp | KERRVILLE 5L CHAND-782 | Five Light Chandelier |  | 3115205-782.jpg | 3115205.jpg
3115205-962 | Five Light Chandelier | With a simple, airy appearance, the Kerrville lighting collection by Sea Gull Lighting embraces its modern design roots while enhancing virtually any home’s decor. Tubular steel arms extend outward and curve to present beautiful tapered, Satin Etched glass shades. The collection has a Brushed Nickel, Burnt Sienna or Chrome finish and offers three-, five- and nine-light chandeliers, a one-light mini pendant, one- and three-light pendants, a two-light semi-flush mount which can convert to a pendant, and one-, two-, three- and four-light bath fixtures. Incandescent and ENERGY STAR-qualified LED lamping are available; all fixtures are California Title 24 compliant. | CHANDELIERS | Kerrville | Chandeliers | Brushed Nickel | 962 | Steel | Satin Etched Glass | D:4.375" H:5.375" |  |  | 5 Medium A19 100w |  | 5 | No | [14 empty] | 0 | [12 empty] | 85.98 | 171.96 | 257.94 | D:20 3/8'' H:17'' O:55 1/8'' | 8.2 | 20.375 |  |  | 17 | Center Lock-Up | 24.75 |  | 55.125 |  |  |  | No |  | No | [20 empty] | D:5'' H:3/4'' Round |  |  |  |  | 72 | Clear Silver | 36 |  | Hardwired | 0 | 0 | 0 | 0 | 1 | 0 | 0 | 1 | 1 | 1 | 0 | 785652111631 | 20.5 | 20.25 | 8.25 | 10.3 | 1.982 | 175 | Yes | [9 empty] | cETL Damp | KERRVILLE 5L CHAND-962 | Five Light Chandelier |  | 3115205-962.jpg | 3115205.jpg
3115205EN3-05 | Five Light Chandelier | With a simple, airy appearance, the Kerrville lighting collection by Sea Gull Lighting embraces its modern design roots while enhancing virtually any home’s decor. Tubular steel arms extend outward and curve to present beautiful tapered, Satin Etched glass shades. The collection has a Brushed Nickel, Burnt Sienna or Chrome finish and offers three-, five- and nine-light chandeliers, a one-light mini pendant, one- and three-light pendants, a two-light semi-flush mount which can convert to a pendant, and one-, two-, three- and four-light bath fixtures. Incandescent and ENERGY STAR-qualified LED lamping are available; all fixtures are California Title 24 compliant. | CHANDELIERS | Kerrville | Chandeliers | Chrome | 5 | Steel | Satin Etched Glass | D:4.375" H:5.375" |  |  | 5 Medium A19 9.3w |  | 5 | Yes | [14 empty] | 0 | [12 empty] | 114.48 | 228.96 | 343.44 | D:20 3/8'' H:17'' O:55 1/8'' | 8.2 | 20.375 |  |  | 17 | Center Lock-Up |  |  | 55.125 |  |  |  | No |  | No | [20 empty] | D:5'' H:3/4'' Round |  |  |  |  | 72 | Clear Silver | 36 |  | Hardwired | 0 | 0 | 0 | 1 | 1 | 0 | 0 | 0 | 1 | 1 | 0 | 785652061479 | 20.5 | 20.25 | 8.25 | 10.3 | 1.982 | 175 | Yes | [9 empty] | cETL Damp | KERRVILLE 5L CHAND-05 | Five Light Chandelier |  | 3115205EN3-05.png | 3115205.jpg
3115205EN3-782 | Five Light Chandelier | With a simple, airy appearance, the Kerrville lighting collection by Sea Gull Lighting embraces its modern design roots while enhancing virtually any home’s decor. Tubular steel arms extend outward and curve to present beautiful tapered, Satin Etched glass shades. The collection has a Brushed Nickel, Burnt Sienna or Chrome finish and offers three-, five- and nine-light chandeliers, a one-light mini pendant, one- and three-light pendants, a two-light semi-flush mount which can convert to a pendant, and one-, two-, three- and four-light bath fixtures. Incandescent and ENERGY STAR-qualified LED lamping are available; all fixtures are California Title 24 compliant. | CHANDELIERS | Kerrville | Chandeliers | Heirloom Bronze | 782 | Steel | Satin Etched Glass | D:4.375" H:5.375" |  |  | 5 Medium A19 9.3w |  | 5 | Yes | [14 empty] | 0 | [12 empty] | 114.48 | 228.96 | 343.44 | D:20 3/8'' H:17'' O:55 1/8'' | 8.2 | 20.375 |  |  | 17 | Center Lock-Up | 24.75 |  | 55.125 |  |  |  | No |  | No | [20 empty] | D:5'' H:3/4'' Round |  |  |  |  | 72 | Brown | 36 |  | Hardwired | 0 | 0 | 0 | 1 | 1 | 0 | 0 | 0 | 1 | 1 | 0 | 785652048227 | 20.5 | 20.5 | 8.25 | 1.3 | 2.006 | 175 | Yes | [9 empty] | cETL Damp | KERRVILLE 5L CHAND-782 | Five Light Chandelier |  | 3115205EN3-782.jpg | 3115205.jpg
3115205EN3-962 | Five Light Chandelier | With a simple, airy appearance, the Kerrville lighting collection by Sea Gull Lighting embraces its modern design roots while enhancing virtually any home’s decor. Tubular steel arms extend outward and curve to present beautiful tapered, Satin Etched glass shades. The collection has a Brushed Nickel, Burnt Sienna or Chrome finish and offers three-, five- and nine-light chandeliers, a one-light mini pendant, one- and three-light pendants, a two-light semi-flush mount which can convert to a pendant, and one-, two-, three- and four-light bath fixtures. Incandescent and ENERGY STAR-qualified LED lamping are available; all fixtures are California Title 24 compliant. | CHANDELIERS | Kerrville | Chandeliers | Brushed Nickel | 962 | Steel | Satin Etched Glass | D:4.375" H:5.375" |  |  | 5 Medium A19 9.3w |  | 5 | Yes | [14 empty] | 0 | [12 empty] | 114.48 | 228.96 | 343.44 | D:20 3/8'' H:17'' O:55 1/8'' | 8.2 | 20.375 |  |  | 17 | Center Lock-Up | 24.75 |  | 55.125 |  |  |  | No |  | No | [20 empty] | D:5'' H:3/4'' Round |  |  |  |  | 72 | Clear Silver | 36 |  | Hardwired | 0 | 0 | 0 | 1 | 1 | 0 | 0 | 0 | 1 | 1 | 0 | 785652048234 | 20.5 | 20.25 | 8.25 | 10.3 | 1.982 | 175 | Yes | [9 empty] | cETL Damp | KERRVILLE 5L CHAND-962 | Five Light Chandelier |  | 3115205EN3-962.jpg | 3115205.jpg
3115209-05 | Nine Light Chandelier | With a simple, airy appearance, the Kerrville lighting collection by Sea Gull Lighting embraces its modern design roots while enhancing virtually any home’s decor. Tubular steel arms extend outward and curve to present beautiful tapered, Satin Etched glass shades. The collection has a Brushed Nickel, Burnt Sienna or Chrome finish and offers three-, five- and nine-light chandeliers, a one-light mini pendant, one- and three-light pendants, a two-light semi-flush mount which can convert to a pendant, and one-, two-, three- and four-light bath fixtures. Incandescent and ENERGY STAR-qualified LED lamping are available; all fixtures are California Title 24 compliant. | CHANDELIERS | Kerrville | Chandeliers | Chrome | 5 | Steel | Satin Etched Glass | D:4.375" H:5.375" |  |  | 9 Medium A19 75w |  | 9 | No | [14 empty] | 0 | [12 empty] | 194.98 | 389.96 | 584.94 | D:29'' H:29 1/2'' O:103'' | 18.8 | 29 |  |  | 29.5 | Center Lock-Up |  |  | 103 |  |  |  | No |  | No | [20 empty] | D:5'' H:3/4'' Round |  |  |  |  | 120 | Clear Silver | 72 |  | Hardwired | 0 | 0 | 0 | 0 | 1 | 0 | 0 | 1 | 1 | 0 | 0 | 785652059537 | 29.75 | 27 | 17.75 | 24.2 | 8.251 | 250 | Yes | [9 empty] | cETL Damp | KERRVILLE 9L CHAND-05 | Nine Light Chandelier |  | 3115209-05.png | 3115209.jpg
3115209-782 | Nine Light Chandelier | With a simple, airy appearance, the Kerrville lighting collection by Sea Gull Lighting embraces its modern design roots while enhancing virtually any home’s decor. Tubular steel arms extend outward and curve to present beautiful tapered, Satin Etched glass shades. The collection has a Brushed Nickel, Burnt Sienna or Chrome finish and offers three-, five- and nine-light chandeliers, a one-light mini pendant, one- and three-light pendants, a two-light semi-flush mount which can convert to a pendant, and one-, two-, three- and four-light bath fixtures. Incandescent and ENERGY STAR-qualified LED lamping are available; all fixtures are California Title 24 compliant. | CHANDELIERS | Kerrville | Chandeliers | Heirloom Bronze | 782 | Steel | Satin Etched Glass | D:4.375" H:5.375" |  |  | 9 Medium A19 75w |  | 9 | No | [14 empty] | 0 | [12 empty] | 194.98 | 389.96 | 584.94 | D:29'' H:29 1/2'' O:103'' | 18.8 | 29 |  |  | 29.5 | Center Lock-Up |  |  | 103 |  |  |  | No |  | No | [20 empty] | D:5'' H:3/4'' Round |  |  |  |  | 120 | Brown | 72 |  | Hardwired | 0 | 0 | 0 | 0 | 1 | 0 | 0 | 1 | 1 | 0 | 0 | 785652000683 | 30 | 27.25 | 18 | 23.5 | 8.516 | 250 | Yes | [9 empty] | cETL Damp | KERRVILLE 9L CHAND-782 | Nine Light Chandelier |  | 3115209-782.jpg | 3115209.jpg
3115209-962 | Nine Light Chandelier | With a simple, airy appearance, the Kerrville lighting collection by Sea Gull Lighting embraces its modern design roots while enhancing virtually any home’s decor. Tubular steel arms extend outward and curve to present beautiful tapered, Satin Etched glass shades. The collection has a Brushed Nickel, Burnt Sienna or Chrome finish and offers three-, five- and nine-light chandeliers, a one-light mini pendant, one- and three-light pendants, a two-light semi-flush mount which can convert to a pendant, and one-, two-, three- and four-light bath fixtures. Incandescent and ENERGY STAR-qualified LED lamping are available; all fixtures are California Title 24 compliant. | CHANDELIERS | Kerrville | Chandeliers | Brushed Nickel | 962 | Steel | Satin Etched Glass | D:4.375" H:5.375" |  |  | 9 Medium A19 75w |  | 9 | No | [14 empty] | 0 | [12 empty] | 194.98 | 389.96 | 584.94 | D:29'' H:29 1/2'' O:103'' | 18.8 | 29 |  |  | 29.5 | Center Lock-Up |  |  | 103 |  |  |  | No |  | No | [20 empty] | D:5'' H:3/4'' Round |  |  |  |  | 120 | Clear Silver | 72 |  | Hardwired | 0 | 0 | 0 | 0 | 1 | 0 | 0 | 1 | 1 | 0 | 0 | 785652000690 | 29.75 | 27 | 17.75 | 24.2 | 8.251 | 250 | Yes | [9 empty] | cETL Damp | KERRVILLE 9L CHAND-962 | Nine Light Chandelier |  | 3115209-962.jpg | 3115209.jpg
3115209EN3-05 | Nine Light Chandelier | With a simple, airy appearance, the Kerrville lighting collection by Sea Gull Lighting embraces its modern design roots while enhancing virtually any home’s decor. Tubular steel arms extend outward and curve to present beautiful tapered, Satin Etched glass shades. The collection has a Brushed Nickel, Burnt Sienna or Chrome finish and offers three-, five- and nine-light chandeliers, a one-light mini pendant, one- and three-light pendants, a two-light semi-flush mount which can convert to a pendant, and one-, two-, three- and four-light bath fixtures. Incandescent and ENERGY STAR-qualified LED lamping are available; all fixtures are California Title 24 compliant. | CHANDELIERS | Kerrville | Chandeliers | Chrome | 5 | Steel | Satin Etched Glass | D:4.375" H:5.375" |  |  | 9 Medium A19 9.3w |  | 9 | Yes | [14 empty] | 0 | [12 empty] | 249.98 | 499.96 | 749.94 | D:29'' H:29 1/2'' O:103'' | 18.8 | 29 |  |  | 29.5 | Center Lock-Up |  |  | 103 |  |  |  | No |  | No | [20 empty] | D:5'' H:3/4'' Round |  |  |  |  | 120 | Clear Silver | 72 |  | Hardwired | 0 | 0 | 0 | 1 | 1 | 0 | 0 | 0 | 1 | 0 | 0 | 785652060076 | 29.75 | 27 | 17.75 | 24.2 | 8.251 | 250 | Yes | [9 empty] | cETL Damp | KERRVILLE 9L CHAND-05 | Nine Light Chandelier |  | 3115209EN3-05.png | 3115209EN3.jpg
3115209EN3-782 | Nine Light Chandelier | With a simple, airy appearance, the Kerrville lighting collection by Sea Gull Lighting embraces its modern design roots while enhancing virtually any home’s decor. Tubular steel arms extend outward and curve to present beautiful tapered, Satin Etched glass shades. The collection has a Brushed Nickel, Burnt Sienna or Chrome finish and offers three-, five- and nine-light chandeliers, a one-light mini pendant, one- and three-light pendants, a two-light semi-flush mount which can convert to a pendant, and one-, two-, three- and four-light bath fixtures. Incandescent and ENERGY STAR-qualified LED lamping are available; all fixtures are California Title 24 compliant. | CHANDELIERS | Kerrville | Chandeliers | Heirloom Bronze | 782 | Steel | Satin Etched Glass | D:4.375" H:5.375" |  |  | 9 Medium A19 9.3w |  | 9 | Yes | [14 empty] | 0 | [12 empty] | 249.98 | 499.96 | 749.94 | D:29'' H:29 1/2'' O:103'' | 18.8 | 29 |  |  | 29.5 | Center Lock-Up |  |  | 103 |  |  |  | No |  | No | [20 empty] | D:5'' H:3/4'' Round |  |  |  |  | 120 | Brown | 72 |  | Hardwired | 0 | 0 | 0 | 1 | 1 | 0 | 0 | 0 | 1 | 0 | 0 | 785652048241 | 30 | 27.25 | 18 | 23.5 | 8.516 | 250 | Yes | [9 empty] | cETL Damp | KERRVILLE 9L CHAND-782 | Nine Light Chandelier |  | 3115209EN3-782.jpg | 3115209.jpg
3115209EN3-962 | Nine Light Chandelier | With a simple, airy appearance, the Kerrville lighting collection by Sea Gull Lighting embraces its modern design roots while enhancing virtually any home’s decor. Tubular steel arms extend outward and curve to present beautiful tapered, Satin Etched glass shades. The collection has a Brushed Nickel, Burnt Sienna or Chrome finish and offers three-, five- and nine-light chandeliers, a one-light mini pendant, one- and three-light pendants, a two-light semi-flush mount which can convert to a pendant, and one-, two-, three- and four-light bath fixtures. Incandescent and ENERGY STAR-qualified LED lamping are available; all fixtures are California Title 24 compliant. | CHANDELIERS | Kerrville | Chandeliers | Brushed Nickel | 962 | Steel | Satin Etched Glass | D:4.375" H:5.375" |  |  | 9 Medium A19 9.3w |  | 9 | Yes | [14 empty] | 0 | [12 empty] | 249.98 | 499.96 | 749.94 | D:29'' H:29 1/2'' O:103'' | 18.8 | 29 |  |  | 29.5 | Center Lock-Up |  |  | 103 |  |  |  | No |  | No | [20 empty] | D:5'' H:3/4'' Round |  |  |  |  | 120 | Clear Silver | 72 |  | Hardwired | 0 | 0 | 0 | 1 | 1 | 0 | 0 | 0 | 1 | 0 | 0 | 785652048258 | 29.75 | 27 | 17.75 | 24.2 | 8.251 | 250 | Yes | [9 empty] | cETL Damp | KERRVILLE 9L CHAND-962 | Nine Light Chandelier |  | 3115209EN3-962.jpg | 3115209.jpg
31160-05 | Three Light Chandelier | The Oslo lighting collection by Sea Gull Lighting is a sleek design, with smooth and clean lines. The Opal Etched glass adds to this collection's contemporary and minimalist character. Offered in Chrome, Brushed Nickel and textured Blacksmith finishes, the collection includes nine-, five-, and three-light chandeliers, pendants in four sizes, both flush and semi-flush ceiling fixtures, as well as one-, two-, three- and four-light wall/bath fixtures. Both incandescent lamping and ENERGY STAR-qualified LED lamping are available. All fixtures are California Title 24 compliant. | CHANDELIERS | Oslo | Chandeliers | Chrome | 5 | Steel | Cased Opal Etched Glass | D:3.9375" H:5.90625" |  |  | 3 Medium A19 100w |  | 3 | No | [14 empty] | 0 | [12 empty] | 99.95 | 199.9 | 299.85 | D:15'' H:16 1/2'' O:139'' | 6.2 | 15 |  |  | 16.5 | Center Lock-Up | 22 |  | 139 |  |  |  | No |  | No | [20 empty] | D:5 1/2'' H:13/16'' Round |  |  |  |  | 144 | Clear | 120 | N/A |  | 0 | 0 | 0 | 0 | 1 | 0 | 0 | 1 | 1 | 1 | 0 | 785652171468 | 16.5 | 14 | 9 | 7.6 | 1.203 | 125 | Yes | [9 empty] | cETL Dry | OSLO 3L CHAND-05 | Three Light Chandelier | up / down | 31160-05.jpg | 31160.jpg
31160-710 | Three Light Chandelier | The Oslo lighting collection by Sea Gull Lighting is a sleek design, with smooth and clean lines. The Opal Etched glass adds to this collection's contemporary and minimalist character. Offered in Chrome, Brushed Nickel and textured Blacksmith finishes, the collection includes nine-, five-, and three-light chandeliers, pendants in four sizes, both flush and semi-flush ceiling fixtures, as well as one-, two-, three- and four-light wall/bath fixtures. Both incandescent lamping and ENERGY STAR-qualified LED lamping are available. All fixtures are California Title 24 compliant. | CHANDELIERS | Oslo | Chandeliers | Burnt Sienna | 710 | Steel | Cased Opal Etched Glass | D:3.9375" H:5.90625" |  |  | 3 Medium A19 100w |  | 3 | No | [14 empty] | 0 | [12 empty] | 99.95 | 199.9 | 299.85 | D:15'' H:16 1/2'' O:139'' | 6.2 | 15 |  |  | 16.5 | Center Lock-Up | 22 |  | 139 |  |  |  | No |  | No | [20 empty] | D:5 1/2'' H:13/16'' Round |  |  |  |  | 144 | Brown | 120 | N/A |  | 0 | 0 | 0 | 0 | 1 | 0 | 0 | 1 | 1 | 1 | 0 | 785652077791 | 16.5 | 14 | 9 | 7.6 | 1.203 | 125 | Yes | [9 empty] | cETL Dry | OSLO 3L CHAND-710 | Three Light Chandelier | up / down | 31160-710.jpg | 31160.jpg
31160-839 | Three Light Chandelier | The Oslo lighting collection by Sea Gull Lighting is a sleek design, with smooth and clean lines. The Opal Etched glass adds to this collection's contemporary and minimalist character. Offered in Chrome, Brushed Nickel and textured Blacksmith finishes, the collection includes nine-, five-, and three-light chandeliers, pendants in four sizes, both flush and semi-flush ceiling fixtures, as well as one-, two-, three- and four-light wall/bath fixtures. Both incandescent lamping and ENERGY STAR-qualified LED lamping are available. All fixtures are California Title 24 compliant. | CHANDELIERS | Oslo | Chandeliers | Blacksmith | 839 | Steel | Cased Opal Etched Glass | D:3.9375" H:5.90625" |  |  | 3 Medium A19 100w |  | 3 | No | [14 empty] | 0 | [12 empty] | 99.95 | 199.9 | 299.85 | D:15'' H:16 1/2'' O:139'' | 6.2 | 15 |  |  | 16.5 | Center Lock-Up | 22 |  | 139 |  |  |  | No |  | No | [20 empty] | D:5 1/2'' H:13/16'' Round |  |  |  |  | 144 | Brown | 120 | N/A |  | 0 | 0 | 0 | 0 | 1 | 0 | 0 | 1 | 1 | 1 | 0 | 785652171574 | 16.5 | 14 | 9 | 7.6 | 1.203 | 125 | Yes | [9 empty] | cETL Dry | OSLO 3L CHAND-839 | Three Light Chandelier | up / down | 31160-839.jpg | 31160.jpg
31160-962 | Three Light Chandelier | The Oslo lighting collection by Sea Gull Lighting is a sleek design, with smooth and clean lines. The Opal Etched glass adds to this collection's contemporary and minimalist character. Offered in Chrome, Brushed Nickel and textured Blacksmith finishes, the collection includes nine-, five-, and three-light chandeliers, pendants in four sizes, both flush and semi-flush ceiling fixtures, as well as one-, two-, three- and four-light wall/bath fixtures. Both incandescent lamping and ENERGY STAR-qualified LED lamping are available. All fixtures are California Title 24 compliant. | CHANDELIERS | Oslo | Chandeliers | Brushed Nickel | 962 | Steel | Cased Opal Etched Glass | D:3.9375" H:5.90625" |  |  | 3 Medium A19 100w |  | 3 | No | [14 empty] | 0 | [12 empty] | 97.98 | 195.96 | 293.94 | D:15'' H:16 1/2'' O:139'' | 6.2 | 15 |  |  | 16.5 | Center Lock-Up | 22 |  | 139 |  |  |  | No |  | No | [20 empty] | D:5 1/2'' H:13/16'' Round |  |  |  |  | 144 | Clear | 120 |  | Hardwired | 0 | 0 | 0 | 0 | 1 | 0 | 0 | 1 | 1 | 1 | 0 | 785652002946 | 16.5 | 14 | 9 | 7.6 | 1.203 | 125 | Yes | [9 empty] | cETL Dry | OSLO 3L CHAND-962 | Three Light Chandelier |  | 31160-962.jpg | 31160.jpg
31160EN3-05 | Three Light Chandelier | The Oslo lighting collection by Sea Gull Lighting is a sleek design, with smooth and clean lines. The Opal Etched glass adds to this collection's contemporary and minimalist character. Offered in Chrome, Brushed Nickel and textured Blacksmith finishes, the collection includes nine-, five-, and three-light chandeliers, pendants in four sizes, both flush and semi-flush ceiling fixtures, as well as one-, two-, three- and four-light wall/bath fixtures. Both incandescent lamping and ENERGY STAR-qualified LED lamping are available. All fixtures are California Title 24 compliant. | CHANDELIERS | Oslo | Chandeliers | Chrome | 5 | Steel | Cased Opal Etched Glass | D:3.9375" H:5.90625" |  |  | 3 Medium A19 9.3w |  | 3 | Yes | [14 empty] | 0 | [12 empty] | 116.48 | 232.96 | 349.44 | D:15'' H:16 1/2'' O:139'' | 6.2 | 15 |  |  | 16.5 | Center Lock-Up |  |  | 139 |  |  |  | No |  | No | [20 empty] | D:5 1/2'' H:13/16'' Round |  |  |  |  | 144 | Clear | 120 |  | Hardwired | 0 | 0 | 0 | 1 | 1 | 0 | 0 | 0 | 1 | 1 | 0 | 785652046469 | 16.5 | 14 | 9 | 7.6 | 1.203 | 125 | Yes | [9 empty] | cETL Dry | OSLO 3L CHAND-05 | Three Light Chandelier |  | 31160EN3-05.jpg | 31160.jpg
31160EN3-710 | Three Light Chandelier | The Oslo lighting collection by Sea Gull Lighting is a sleek design, with smooth and clean lines. The Opal Etched glass adds to this collection's contemporary and minimalist character. Offered in Chrome, Brushed Nickel and textured Blacksmith finishes, the collection includes nine-, five-, and three-light chandeliers, pendants in four sizes, both flush and semi-flush ceiling fixtures, as well as one-, two-, three- and four-light wall/bath fixtures. Both incandescent lamping and ENERGY STAR-qualified LED lamping are available. All fixtures are California Title 24 compliant. | CHANDELIERS | Oslo | Chandeliers | Burnt Sienna | 710 | Steel | Cased Opal Etched Glass | D:3.9375" H:5.90625" |  |  | 3 Medium A19 9.3w |  | 3 | Yes | [14 empty] | 0 | [12 empty] | 111.95 | 223.9 | 335.85 | D:15'' H:16 1/2'' O:139'' | 6.2 | 15 |  |  | 16.5 | Center Lock-Up |  |  | 139 |  |  |  | No |  | No | [20 empty] | D:5 1/2'' H:13/16'' Round |  |  |  |  | 144 | Brown | 120 |  | Hardwired | 0 | 0 | 0 | 1 | 1 | 0 | 0 | 0 | 1 | 1 | 0 | 785652081262 | 16.5 | 14 | 9 | 7.6 | 1.203 | 125 | Yes | [9 empty] | cETL Dry | OSLO 3L CHAND-710 | Three Light Chandelier |  | 31160EN3-710.jpg | 31160EN3.jpg
31160EN3-839 | Three Light Chandelier | The Oslo lighting collection by Sea Gull Lighting is a sleek design, with smooth and clean lines. The Opal Etched glass adds to this collection's contemporary and minimalist character. Offered in Chrome, Brushed Nickel and textured Blacksmith finishes, the collection includes nine-, five-, and three-light chandeliers, pendants in four sizes, both flush and semi-flush ceiling fixtures, as well as one-, two-, three- and four-light wall/bath fixtures. Both incandescent lamping and ENERGY STAR-qualified LED lamping are available. All fixtures are California Title 24 compliant. | CHANDELIERS | Oslo | Chandeliers | Blacksmith | 839 | Steel | Cased Opal Etched Glass | D:3.9375" H:5.90625" |  |  | 3 Medium A19 9.3w |  | 3 | Yes | [14 empty] | 0 | [12 empty] | 116.48 | 232.96 | 349.44 | D:15'' H:16 1/2'' O:139'' | 6.2 | 15 |  |  | 16.5 | Center Lock-Up |  |  | 139 |  |  |  | No |  | No | [20 empty] | D:5 1/2'' H:13/16'' Round |  |  |  |  | 144 | Brown | 120 |  | Hardwired | 0 | 0 | 0 | 1 | 1 | 0 | 0 | 0 | 1 | 1 | 0 | 785652046476 | 16.5 | 14 | 9 | 7.6 | 1.203 | 125 | Yes | [9 empty] | cETL Dry | OSLO 3L CHAND-839 | Three Light Chandelier |  | 31160EN3-839.jpg | 31160.jpg
31160EN3-962 | Three Light Chandelier | The Oslo lighting collection by Sea Gull Lighting is a sleek design, with smooth and clean lines. The Opal Etched glass adds to this collection's contemporary and minimalist character. Offered in Chrome, Brushed Nickel and textured Blacksmith finishes, the collection includes nine-, five-, and three-light chandeliers, pendants in four sizes, both flush and semi-flush ceiling fixtures, as well as one-, two-, three- and four-light wall/bath fixtures. Both incandescent lamping and ENERGY STAR-qualified LED lamping are available. All fixtures are California Title 24 compliant. | CHANDELIERS | Oslo | Chandeliers | Brushed Nickel | 962 | Steel | Cased Opal Etched Glass | D:3.9375" H:5.90625" |  |  | 3 Medium A19 9.3w |  | 3 | Yes | [14 empty] | 0 | [12 empty] | 114.98 | 229.96 | 344.94 | D:15'' H:16 1/2'' O:139'' | 6.2 | 15 |  |  | 16.5 | Center Lock-Up |  |  | 139 |  |  |  | No |  | No | [20 empty] | D:5 1/2'' H:13/16'' Round |  |  |  |  | 144 | Clear | 120 |  | Hardwired | 0 | 0 | 0 | 1 | 1 | 0 | 0 | 0 | 1 | 1 | 0 | 785652046483 | 16.5 | 14 | 9 | 7.6 | 1.203 | 125 | Yes | [9 empty] | cETL Dry | OSLO 3L CHAND-962 | Three Light Chandelier |  | 31160EN3-962.jpg | 31160.jpg
31161-05 | Five Light Chandelier | The Oslo lighting collection by Sea Gull Lighting is a sleek design, with smooth and clean lines. The Opal Etched glass adds to this collection's contemporary and minimalist character. Offered in Chrome, Brushed Nickel and textured Blacksmith finishes, the collection includes nine-, five-, and three-light chandeliers, pendants in four sizes, both flush and semi-flush ceiling fixtures, as well as one-, two-, three- and four-light wall/bath fixtures. Both incandescent lamping and ENERGY STAR-qualified LED lamping are available. All fixtures are California Title 24 compliant. | CHANDELIERS | Oslo | Chandeliers | Chrome | 5 | Steel | Cased Opal Etched Glass | D:3.9375" H:5.90625" |  |  | 5 Medium A19 100w |  | 5 | No | [14 empty] | 0 | [12 empty] | 124.98 | 249.96 | 374.94 | D:24'' H:20'' O:152 1/2'' | 9.3 | 24 |  |  | 20 | Center Lock-Up | 27 |  | 152.5 |  |  |  | No |  | No | [20 empty] | D:5 1/2'' H:13/16'' Round |  |  |  |  | 144 | Clear Silver | 120 | N/A |  | 0 | 0 | 0 | 0 | 1 | 0 | 0 | 1 | 1 | 1 | 0 | 785652171475 | 23.25 | 23 | 8.25 | 11.8 | 2.553 | 175 | Yes | [9 empty] | cETL Dry | OSLO 5L CHAND-05 | Five Light Chandelier | up /down | 31161-05.jpg | 31161.jpg
31161-710 | Five Light Chandelier | The Oslo lighting collection by Sea Gull Lighting is a sleek design, with smooth and clean lines. The Opal Etched glass adds to this collection's contemporary and minimalist character. Offered in Chrome, Brushed Nickel and textured Blacksmith finishes, the collection includes nine-, five-, and three-light chandeliers, pendants in four sizes, both flush and semi-flush ceiling fixtures, as well as one-, two-, three- and four-light wall/bath fixtures. Both incandescent lamping and ENERGY STAR-qualified LED lamping are available. All fixtures are California Title 24 compliant. | CHANDELIERS | Oslo | Chandeliers | Burnt Sienna | 710 | Steel | Cased Opal Etched Glass | D:3.9375" H:5.90625" |  |  | 5 Medium A19 100w |  | 5 | No | [14 empty] | 0 | [12 empty] | 122.95 | 245.9 | 368.85 | D:24'' H:20'' O:152 1/2'' | 9.3 | 24 |  |  | 20 | Center Lock-Up | 27 |  | 152.5 |  |  |  | No |  | No | [20 empty] | D:5 1/2'' H:13/16'' Round |  |  |  |  | 144 | Brown | 120 | N/A |  | 0 | 0 | 0 | 0 | 1 | 0 | 0 | 1 | 1 | 1 | 0 | 785652077807 | 23.25 | 23 | 8.25 | 11.8 | 2.553 | 150 | Yes | [9 empty] | cETL Dry | OSLO 5L CHAND-710 | Five Light Chandelier | up / down | 31161-710.jpg | 31161.jpg
31161-839 | Five Light Chandelier | The Oslo lighting collection by Sea Gull Lighting is a sleek design, with smooth and clean lines. The Opal Etched glass adds to this collection's contemporary and minimalist character. Offered in Chrome, Brushed Nickel and textured Blacksmith finishes, the collection includes nine-, five-, and three-light chandeliers, pendants in four sizes, both flush and semi-flush ceiling fixtures, as well as one-, two-, three- and four-light wall/bath fixtures. Both incandescent lamping and ENERGY STAR-qualified LED lamping are available. All fixtures are California Title 24 compliant. | CHANDELIERS | Oslo | Chandeliers | Blacksmith | 839 | Steel | Cased Opal Etched Glass | D:3.9375" H:5.90625" |  |  | 5 Medium A19 100w |  | 5 | No | [14 empty] | 0 | [12 empty] | 124.98 | 249.96 | 374.94 | D:24'' H:20'' O:152 1/2'' | 9.3 | 24 |  |  | 20 | Center Lock-Up | 27 |  | 152.5 |  |  |  | No |  | No | [20 empty] | D:5 1/2'' H:13/16'' Round |  |  |  |  | 144 | Brown | 120 | N/A |  | 0 | 0 | 0 | 0 | 1 | 0 | 0 | 1 | 1 | 1 | 0 | 785652171581 | 23.25 | 23 | 8.25 | 11.8 | 2.553 | 175 | Yes | [9 empty] | cETL Dry | OSLO 5L CHAND-839 | Five Light Chandelier | up/down | 31161-839.jpg | 31161.jpg
31161-962 | Five Light Chandelier | The Oslo lighting collection by Sea Gull Lighting is a sleek design, with smooth and clean lines. The Opal Etched glass adds to this collection's contemporary and minimalist character. Offered in Chrome, Brushed Nickel and textured Blacksmith finishes, the collection includes nine-, five-, and three-light chandeliers, pendants in four sizes, both flush and semi-flush ceiling fixtures, as well as one-, two-, three- and four-light wall/bath fixtures. Both incandescent lamping and ENERGY STAR-qualified LED lamping are available. All fixtures are California Title 24 compliant. | CHANDELIERS | Oslo | Chandeliers | Brushed Nickel | 962 | Steel | Cased Opal Etched Glass | D:3.9375" H:5.90625" |  |  | 5 Medium A19 100w |  | 5 | No | [14 empty] | 0 | [12 empty] | 124.98 | 249.96 | 374.94 | D:24'' H:20'' O:152 1/2'' | 9.3 | 24 |  |  | 20 | Center Lock-Up | 27 |  | 152.5 |  |  |  | No |  | No | [20 empty] | D:5 1/2'' H:13/16'' Round |  |  |  |  | 144 | Clear Silver | 120 |  | Hardwired | 0 | 0 | 0 | 0 | 1 | 0 | 0 | 1 | 1 | 1 | 0 | 785652002953 | 23.25 | 23 | 8.25 | 11.8 | 2.553 | 175 | Yes | [9 empty] | cETL Dry | OSLO 5L CHAND-962 | Five Light Chandelier |  | 31161-962.jpg | 31161.jpg
31161EN3-05 | Five Light Chandelier | The Oslo lighting collection by Sea Gull Lighting is a sleek design, with smooth and clean lines. The Opal Etched glass adds to this collection's contemporary and minimalist character. Offered in Chrome, Brushed Nickel and textured Blacksmith finishes, the collection includes nine-, five-, and three-light chandeliers, pendants in four sizes, both flush and semi-flush ceiling fixtures, as well as one-, two-, three- and four-light wall/bath fixtures. Both incandescent lamping and ENERGY STAR-qualified LED lamping are available. All fixtures are California Title 24 compliant. | CHANDELIERS | Oslo | Chandeliers | Chrome | 5 | Steel | Cased Opal Etched Glass | D:3.9375" H:5.90625" |  |  | 5 Medium A19 9.3w |  | 5 | Yes | [14 empty] | 0 | [12 empty] | 158.98 | 317.96 | 476.94 | D:24'' H:20'' O:152 1/2'' | 9.3 | 24 |  |  | 20 | Center Lock-Up |  |  | 152.5 |  |  |  | No |  | No | [20 empty] | D:5 1/2'' H:13/16'' Round |  |  |  |  | 144 | Clear Silver | 120 |  | Hardwired | 0 | 0 | 0 | 1 | 1 | 0 | 0 | 0 | 1 | 1 | 0 | 785652046537 | 20.125 | 20.75 | 8.75 | 11.8 | 2.115 | 175 | Yes | [9 empty] | cETL Dry | OSLO 5L CHAND-05 | Five Light Chandelier |  | 31161EN3-05.jpg | 31161.jpg
31161EN3-710 | Five Light Chandelier | The Oslo lighting collection by Sea Gull Lighting is a sleek design, with smooth and clean lines. The Opal Etched glass adds to this collection's contemporary and minimalist character. Offered in Chrome, Brushed Nickel and textured Blacksmith finishes, the collection includes nine-, five-, and three-light chandeliers, pendants in four sizes, both flush and semi-flush ceiling fixtures, as well as one-, two-, three- and four-light wall/bath fixtures. Both incandescent lamping and ENERGY STAR-qualified LED lamping are available. All fixtures are California Title 24 compliant. | CHANDELIERS | Oslo | Chandeliers | Burnt Sienna | 710 | Steel | Cased Opal Etched Glass | D:3.9375" H:5.90625" |  |  | 5 Medium A19 9.3w |  | 5 | Yes | [14 empty] | 0 | [12 empty] | 152.45 | 304.9 | 457.35 | D:24'' H:20'' O:152 1/2'' | 9.3 | 24 |  |  | 20 | Center Lock-Up |  |  | 152.5 |  |  |  | No |  | No | [20 empty] | D:5 1/2'' H:13/16'' Round |  |  |  |  | 144 | Brown | 120 |  | Hardwired | 0 | 0 | 0 | 1 | 1 | 0 | 0 | 0 | 1 | 1 | 0 | 785652081385 | 20.125 | 20.75 | 8.75 | 11.8 | 2.115 | 175 | Yes | [9 empty] | cETL Dry | OSLO 5L CHAND-710 | Five Light Chandelier |  | 31161EN3-710.jpg | 31161EN3.jpg
31161EN3-839 | Five Light Chandelier | The Oslo lighting collection by Sea Gull Lighting is a sleek design, with smooth and clean lines. The Opal Etched glass adds to this collection's contemporary and minimalist character. Offered in Chrome, Brushed Nickel and textured Blacksmith finishes, the collection includes nine-, five-, and three-light chandeliers, pendants in four sizes, both flush and semi-flush ceiling fixtures, as well as one-, two-, three- and four-light wall/bath fixtures. Both incandescent lamping and ENERGY STAR-qualified LED lamping are available. All fixtures are California Title 24 compliant. | CHANDELIERS | Oslo | Chandeliers | Blacksmith | 839 | Steel | Cased Opal Etched Glass | D:3.9375" H:5.90625" |  |  | 5 Medium A19 9.3w |  | 5 | Yes | [14 empty] | 0 | [12 empty] | 158.98 | 317.96 | 476.94 | D:24'' H:20'' O:152 1/2'' | 9.3 | 24 |  |  | 20 | Center Lock-Up |  |  | 152.5 |  |  |  | No |  | No | [20 empty] | D:5 1/2'' H:13/16'' Round |  |  |  |  | 144 | Brown | 120 |  | Hardwired | 0 | 0 | 0 | 1 | 1 | 0 | 0 | 0 | 1 | 1 | 0 | 785652046544 | 20.125 | 20.75 | 8.75 | 11.8 | 2.115 | 175 | Yes | [9 empty] | cETL Dry | OSLO 5L CHAND-839 | Five Light Chandelier |  | 31161EN3-839.jpg | 31161.jpg
31161EN3-962 | Five Light Chandelier | The Oslo lighting collection by Sea Gull Lighting is a sleek design, with smooth and clean lines. The Opal Etched glass adds to this collection's contemporary and minimalist character. Offered in Chrome, Brushed Nickel and textured Blacksmith finishes, the collection includes nine-, five-, and three-light chandeliers, pendants in four sizes, both flush and semi-flush ceiling fixtures, as well as one-, two-, three- and four-light wall/bath fixtures. Both incandescent lamping and ENERGY STAR-qualified LED lamping are available. All fixtures are California Title 24 compliant. | CHANDELIERS | Oslo | Chandeliers | Brushed Nickel | 962 | Steel | Cased Opal Etched Glass | D:3.9375" H:5.90625" |  |  | 5 Medium A19 9.3w |  | 5 | Yes | [14 empty] | 0 | [12 empty] | 149.98 | 299.96 | 449.94 | D:24'' H:20'' O:152 1/2'' | 9.3 | 24 |  |  | 20 | Center Lock-Up |  |  | 152.5 |  |  |  | No |  | No | [20 empty] | D:5 1/2'' H:13/16'' Round |  |  |  |  | 144 | Clear Silver | 120 |  | Hardwired | 0 | 0 | 0 | 1 | 1 | 0 | 0 | 0 | 1 | 1 | 0 | 785652046551 | 23.25 | 23 | 8.25 | 11.8 | 2.553 | 175 | Yes | [9 empty] | cETL Dry | OSLO 5L CHAND-962 | Five Light Chandelier |  | 31161EN3-962.jpg | 31161.jpg
31162-05 | Nine Light Chandelier | The Oslo lighting collection by Sea Gull Lighting is a sleek design, with smooth and clean lines. The Opal Etched glass adds to this collection's contemporary and minimalist character. Offered in Chrome, Brushed Nickel and textured Blacksmith finishes, the collection includes nine-, five-, and three-light chandeliers, pendants in four sizes, both flush and semi-flush ceiling fixtures, as well as one-, two-, three- and four-light wall/bath fixtures. Both incandescent lamping and ENERGY STAR-qualified LED lamping are available. All fixtures are California Title 24 compliant. | CHANDELIERS | Oslo | Chandeliers | Chrome | 5 | Steel | Cased Opal Etched Glass | D:3.9375" H:5.90625" |  |  | 9 Medium A19 60w |  | 9 | No | [14 empty] | 0 | [12 empty] | 238.98 | 477.96 | 716.94 | D:26'' H:26 3/4'' O:152 1/4'' | 19.5 | 26 |  |  | 26.75 | Center Lock-Up |  |  | 152.25 |  |  |  | No |  | No | [20 empty] | D:5 1/2'' H:13/16'' Round |  |  |  |  | 144 | Clear Silver | 120 | N/A |  | 0 | 0 | 0 | 0 | 1 | 0 | 0 | 1 | 1 | 0 | 0 | 785652171482 | 27 | 27 | 15.5 | 24.4 | 6.539 | 250 | Yes | [9 empty] | cETL Dry | OSLO 9L CHAND-05 | Nine Light Chandelier |  | 31162-05.jpg | 31162.jpg
31162-710 | Nine Light Chandelier | The Oslo lighting collection by Sea Gull Lighting is a sleek design, with smooth and clean lines. The Opal Etched glass adds to this collection's contemporary and minimalist character. Offered in Chrome, Brushed Nickel and textured Blacksmith finishes, the collection includes nine-, five-, and three-light chandeliers, pendants in four sizes, both flush and semi-flush ceiling fixtures, as well as one-, two-, three- and four-light wall/bath fixtures. Both incandescent lamping and ENERGY STAR-qualified LED lamping are available. All fixtures are California Title 24 compliant. | CHANDELIERS | Oslo | Chandeliers | Burnt Sienna | 710 | Steel | Cased Opal Etched Glass | D:3.9375" H:5.90625" |  |  | 9 Medium A19 60w |  | 9 | No | [14 empty] | 0 | [12 empty] | 229.45 | 458.9 | 688.35 | D:26'' H:26 3/4'' O:152 1/4'' | 19.5 | 26 |  |  | 26.75 | Center Lock-Up |  |  | 152.25 |  |  |  | No |  | No | [25 empty] | 144 | Brown | 120 | N/A |  | 0 | 0 | 0 | 0 | 1 | 0 | 0 | 1 | 1 | 0 | 0 | 785652077814 | 27 | 27 | 15.5 | 24.4 | 6.539 | 250 | Yes | [9 empty] | cETL Dry | OSLO 9L CHAND-710 | Nine Light Chandelier |  | 31162-710.jpg | 31162.jpg
31162-839 | Nine Light Chandelier | The Oslo lighting collection by Sea Gull Lighting is a sleek design, with smooth and clean lines. The Opal Etched glass adds to this collection's contemporary and minimalist character. Offered in Chrome, Brushed Nickel and textured Blacksmith finishes, the collection includes nine-, five-, and three-light chandeliers, pendants in four sizes, both flush and semi-flush ceiling fixtures, as well as one-, two-, three- and four-light wall/bath fixtures. Both incandescent lamping and ENERGY STAR-qualified LED lamping are available. All fixtures are California Title 24 compliant. | CHANDELIERS | Oslo | Chandeliers | Blacksmith | 839 | Steel | Cased Opal Etched Glass | D:3.9375" H:5.90625" |  |  | 9 Medium A19 60w |  | 9 | No | [14 empty] | 0 | [12 empty] | 238.98 | 477.96 | 716.94 | D:26'' H:26 3/4'' O:152 1/4'' | 19.5 | 26 |  |  | 26.75 | Center Lock-Up |  |  | 152.25 |  |  |  | No |  | No | [20 empty] | D:5 1/2'' H:13/16'' Round |  |  |  |  | 144 | Brown | 120 |  |  | 0 | 0 | 0 | 0 | 1 | 0 | 0 | 1 | 1 | 0 | 0 | 785652171598 | 27 | 27 | 15.5 | 24.4 | 6.539 | 250 | Yes | [9 empty] | cETL Dry | OSLO 9L CHAND-839 | Nine Light Chandelier |  | 31162-839.jpg | 31162.jpg
31162-962 | Nine Light Chandelier | The Oslo lighting collection by Sea Gull Lighting is a sleek design, with smooth and clean lines. The Opal Etched glass adds to this collection's contemporary and minimalist character. Offered in Chrome, Brushed Nickel and textured Blacksmith finishes, the collection includes nine-, five-, and three-light chandeliers, pendants in four sizes, both flush and semi-flush ceiling fixtures, as well as one-, two-, three- and four-light wall/bath fixtures. Both incandescent lamping and ENERGY STAR-qualified LED lamping are available. All fixtures are California Title 24 compliant. | CHANDELIERS | Oslo | Chandeliers | Brushed Nickel | 962 | Steel | Cased Opal Etched Glass | D:3.9375" H:5.90625" |  |  | 9 Medium A19 60w |  | 9 | No | [14 empty] | 0 | [12 empty] | 224.98 | 449.96 | 674.94 | D:26'' H:26 3/4'' O:152 1/4'' | 19.5 | 26 |  |  | 26.75 | Center Lock-Up |  |  | 152.25 |  |  |  | No |  | No | [20 empty] | D:5 1/2'' H:13/16'' Round |  |  |  |  | 144 | Clear Silver | 120 |  |  | 0 | 0 | 0 | 0 | 1 | 0 | 0 | 1 | 1 | 0 | 0 | 785652002960 | 27 | 27 | 15.5 | 24.4 | 6.539 | 250 | Yes | [9 empty] | cETL Dry | OSLO 9L CHAND-962 | Nine Light Chandelier |  | 31162-962.jpg | 31162.jpg
31162EN3-05 | Nine Light Chandelier | The Oslo lighting collection by Sea Gull Lighting is a sleek design, with smooth and clean lines. The Opal Etched glass adds to this collection's contemporary and minimalist character. Offered in Chrome, Brushed Nickel and textured Blacksmith finishes, the collection includes nine-, five-, and three-light chandeliers, pendants in four sizes, both flush and semi-flush ceiling fixtures, as well as one-, two-, three- and four-light wall/bath fixtures. Both incandescent lamping and ENERGY STAR-qualified LED lamping are available. All fixtures are California Title 24 compliant. | CHANDELIERS | Oslo | Chandeliers | Chrome | 5 | Steel | Cased Opal Etched Glass | D:3.9375" H:5.90625" |  |  | 9 Medium A19 9.3w |  | 9 | Yes | [14 empty] | 0 | [12 empty] | 287.98 | 575.96 | 863.94 | D:26'' H:26 3/4'' O:152 1/4'' | 19.5 | 26 |  |  | 26.75 | Center Lock-Up |  |  | 152.25 |  |  |  | No |  | No | [20 empty] | D:5 1/2'' H:13/16'' Round |  |  |  |  | 144 | Clear Silver | 120 |  |  | 0 | 0 | 0 | 1 | 1 | 0 | 0 | 0 | 1 | 0 | 0 | 785652046568 | 27 | 27 | 15.5 | 24.4 | 6.539 | 250 | Yes | [9 empty] | cETL Dry | OSLO 9L CHAND-05 | Nine Light Chandelier |  | 31162EN3-05.jpg | 31162.jpg
31162EN3-710 | Nine Light Chandelier | The Oslo lighting collection by Sea Gull Lighting is a sleek design, with smooth and clean lines. The Opal Etched glass adds to this collection's contemporary and minimalist character. Offered in Chrome, Brushed Nickel and textured Blacksmith finishes, the collection includes nine-, five-, and three-light chandeliers, pendants in four sizes, both flush and semi-flush ceiling fixtures, as well as one-, two-, three- and four-light wall/bath fixtures. Both incandescent lamping and ENERGY STAR-qualified LED lamping are available. All fixtures are California Title 24 compliant. | CHANDELIERS | Oslo | Chandeliers | Burnt Sienna | 710 | Steel | Cased Opal Etched Glass | D:3.9375" H:5.90625" |  |  | 9 Medium A19 9.3w |  | 9 | Yes | [14 empty] | 0 | [12 empty] | 276.45 | 552.9 | 829.35 | D:26'' H:26 3/4'' O:152 1/4'' | 19.5 | 26 |  |  | 26.75 | Center Lock-Up |  |  | 152.25 |  |  |  | No |  | No | [20 empty] | D:5 1/2'' H:13/16'' Round |  |  |  |  | 144 | Brown | 120 |  |  | 0 | 0 | 0 | 1 | 1 | 0 | 0 | 0 | 1 | 0 | 0 | 785652081590 | 26 | 25 | 15.75 | 19.5 | 5.924 | 250 | Yes | [9 empty] | cETL Dry | OSLO 9L CHAND-710 | Nine Light Chandelier |  | 31162EN3-710.jpg | 31162EN3.jpg
31162EN3-839 | Nine Light Chandelier | The Oslo lighting collection by Sea Gull Lighting is a sleek design, with smooth and clean lines. The Opal Etched glass adds to this collection's contemporary and minimalist character. Offered in Chrome, Brushed Nickel and textured Blacksmith finishes, the collection includes nine-, five-, and three-light chandeliers, pendants in four sizes, both flush and semi-flush ceiling fixtures, as well as one-, two-, three- and four-light wall/bath fixtures. Both incandescent lamping and ENERGY STAR-qualified LED lamping are available. All fixtures are California Title 24 compliant. | CHANDELIERS | Oslo | Chandeliers | Blacksmith | 839 | Steel | Cased Opal Etched Glass | D:3.9375" H:5.90625" |  |  | 9 Medium A19 9.3w |  | 9 | Yes | [14 empty] | 0 | [12 empty] | 287.98 | 575.96 | 863.94 | D:26'' H:26 3/4'' O:152 1/4'' | 19.5 | 26 |  |  | 26.75 | Center Lock-Up |  |  | 152.25 |  |  |  | No |  | No | [20 empty] | D:5 1/2'' H:13/16'' Round |  |  |  |  | 144 | Brown | 120 |  |  | 0 | 0 | 0 | 1 | 1 | 0 | 0 | 0 | 1 | 0 | 0 | 785652046575 | 26 | 25 | 15.75 | 19.5 | 5.924 | 250 | Yes | [9 empty] | cETL Dry | OSLO 9L CHAND-839 | Nine Light Chandelier |  | 31162EN3-839.jpg | 31162.jpg
31162EN3-962 | Nine Light Chandelier | The Oslo lighting collection by Sea Gull Lighting is a sleek design, with smooth and clean lines. The Opal Etched glass adds to this collection's contemporary and minimalist character. Offered in Chrome, Brushed Nickel and textured Blacksmith finishes, the collection includes nine-, five-, and three-light chandeliers, pendants in four sizes, both flush and semi-flush ceiling fixtures, as well as one-, two-, three- and four-light wall/bath fixtures. Both incandescent lamping and ENERGY STAR-qualified LED lamping are available. All fixtures are California Title 24 compliant. | CHANDELIERS | Oslo | Chandeliers | Brushed Nickel | 962 | Steel | Cased Opal Etched Glass | D:3.9375" H:5.90625" |  |  | 9 Medium A19 9.3w |  | 9 | Yes | [14 empty] | 0 | [12 empty] | 274.98 | 549.96 | 824.94 | D:26'' H:26 3/4'' O:152 1/4'' | 19.5 | 26 |  |  | 26.75 | Center Lock-Up |  |  | 152.25 |  |  |  | No |  | No | [20 empty] | D:5 1/2'' H:13/16'' Round |  |  |  |  | 144 | Clear Silver | 120 |  |  | 0 | 0 | 0 | 1 | 1 | 0 | 0 | 0 | 1 | 0 | 0 | 785652048265 | 27 | 27 | 15.5 | 24.4 | 6.539 | 250 | Yes | [9 empty] | cETL Dry | OSLO 9L CHAND-962 | Nine Light Chandelier |  | 31162EN3-962.jpg | 31162.jpg
3116603-782 | Three Light Chandelier | The subtle detail of the Bannock lighting collection by Sea Gull Lighting allows this transitional design to easily fit into any décor. The sleek, sweeping arms and Satin-Etched glass shades add touches of elegance to its streamlined profile. Equally at home in a contemporary, urban setting or a traditional décor in the suburbs, the full Bannock lighting collection is available in two beautiful finishes, Brushed Nickel and Heirloom Bronze. The Bannock collection includes three-, five- and nine-light chandeliers, one-light mini pendant, two-light semi-flush convertible pendant, and one-, two-, three- and four-light bath vanity fixtures. Incandescent and ENERGY STAR-qualified LED lamping are available; all fixtures are California Title 24 compliant. | CHANDELIERS | Bannock | Chandeliers | Heirloom Bronze | 782 | Steel | Satin Etched Glass | D:4.75" H:5" |  |  | 3 Medium A19 75w |  | 3 | No | [14 empty] | 0 | [12 empty] | 75.95 | 151.9 | 227.85 | D:19 5/8'' H:14 5/8'' O:53 1/2'' | 6 | 19.625 |  |  | 14.625 | Center Lock-Up |  |  | 53.5 |  |  |  | No |  | No | [20 empty] | D:5 1/4'' H:1 3/8'' Round |  |  |  |  | 72 | Brown | 36 |  | Hardwired | 0 | 0 | 0 | 0 | 1 | 0 | 0 | 1 | 1 | 0 | 0 | 785652001598 | 20.5 | 15 | 9.25 | 9.4 | 1.646 | 175 | Yes | [9 empty] | cETL Damp | BANNOCK 3L CHAND-782 | Three Light Chandelier |  | 3116603-782.jpg | 3116603.jpg
3116603EN3-782 | Three Light Chandelier | The subtle detail of the Bannock lighting collection by Sea Gull Lighting allows this transitional design to easily fit into any décor. The sleek, sweeping arms and Satin-Etched glass shades add touches of elegance to its streamlined profile. Equally at home in a contemporary, urban setting or a traditional décor in the suburbs, the full Bannock lighting collection is available in two beautiful finishes, Brushed Nickel and Heirloom Bronze. The Bannock collection includes three-, five- and nine-light chandeliers, one-light mini pendant, two-light semi-flush convertible pendant, and one-, two-, three- and four-light bath vanity fixtures. Incandescent and ENERGY STAR-qualified LED lamping are available; all fixtures are California Title 24 compliant. | CHANDELIERS | Bannock | Chandeliers | Heirloom Bronze | 782 | Steel | Satin Etched Glass | D:4.75" H:5" |  |  | 3 Medium A19 9.3w |  | 3 | Yes | [14 empty] | 0 | [12 empty] | 92.95 | 185.9 | 278.85 | D:19 5/8'' H:14 5/8'' O:53 1/2'' | 6 | 19.625 |  |  | 14.625 | Center Lock-Up |  |  | 53.5 |  |  |  | No |  | No | [20 empty] | D:5 1/4'' H:1 3/8'' Round |  |  |  |  | 72 | Brown | 36 |  | Hardwired | 0 | 0 | 0 | 1 | 1 | 0 | 0 | 0 | 1 | 0 | 0 | 785652048272 | 20.5 | 15 | 9.25 | 9.4 | 1.646 | 175 | Yes | [9 empty] | cETL Damp | BANNOCK 3L CHAND-782 | Three Light Chandelier |  | 3116603EN3-782.jpg | 3116603.jpg
3116605-782 | Five Light Chandelier | The subtle detail of the Bannock lighting collection by Sea Gull Lighting allows this transitional design to easily fit into any décor. The sleek, sweeping arms and Satin-Etched glass shades add touches of elegance to its streamlined profile. Equally at home in a contemporary, urban setting or a traditional décor in the suburbs, the full Bannock lighting collection is available in two beautiful finishes, Brushed Nickel and Heirloom Bronze. The Bannock collection includes three-, five- and nine-light chandeliers, one-light mini pendant, two-light semi-flush convertible pendant, and one-, two-, three- and four-light bath vanity fixtures. Incandescent and ENERGY STAR-qualified LED lamping are available; all fixtures are California Title 24 compliant. | CHANDELIERS | Bannock | Chandeliers | Heirloom Bronze | 782 | Steel | Satin Etched Glass | D:4.75" H:5" |  |  | 5 Medium A19 75w |  | 5 | No | [14 empty] | 0 | [12 empty] | 92.95 | 185.9 | 278.85 | D:21 7/8'' H:15 5/8'' O:90 1/2'' | 7.4 | 21.875 |  |  | 15.625 | Center Lock-Up |  |  | 90.5 |  |  |  | No |  | No | [20 empty] | D:5 1/4'' H:1 3/8'' Round |  |  |  |  | 120 | Brown | 72 |  | Hardwired | 0 | 0 | 0 | 0 | 1 | 0 | 0 | 1 | 1 | 0 | 0 | 785652001611 | 22.5 | 15.25 | 13.5 | 14.8 | 2.681 | 175 | Yes | [9 empty] | cETL Damp | BANNOCK 5L CHAND-782 | Five Light Chandelier |  | 3116605-782.jpg | 3116605.jpg
3116605-962 | Five Light Chandelier | The subtle detail of the Bannock lighting collection by Sea Gull Lighting allows this transitional design to easily fit into any décor. The sleek, sweeping arms and Satin-Etched glass shades add touches of elegance to its streamlined profile. Equally at home in a contemporary, urban setting or a traditional décor in the suburbs, the full Bannock lighting collection is available in two beautiful finishes, Brushed Nickel and Heirloom Bronze. The Bannock collection includes three-, five- and nine-light chandeliers, one-light mini pendant, two-light semi-flush convertible pendant, and one-, two-, three- and four-light bath vanity fixtures. Incandescent and ENERGY STAR-qualified LED lamping are available; all fixtures are California Title 24 compliant. | CHANDELIERS | Bannock | Chandeliers | Brushed Nickel | 962 | Steel | Satin Etched Glass | D:4.75" H:5" |  |  | 5 Medium A19 75w |  | 5 | No | [14 empty] | 0 | [12 empty] | 92.95 | 185.9 | 278.85 | D:21 7/8'' H:15 5/8'' O:90 1/2'' | 7.4 | 21.875 |  |  | 15.625 | Center Lock-Up |  |  | 90.5 |  |  |  | No |  | No | [20 empty] | D:5 1/4'' H:1 3/8'' Round |  |  |  |  | 120 | Clear Silver | 72 |  | Hardwired | 0 | 0 | 0 | 0 | 1 | 0 | 0 | 1 | 1 | 0 | 0 | 785652001130 | 22.5 | 15.25 | 13.5 | 14.8 | 2.681 | 175 | Yes | [9 empty] | cETL Damp | BANNOCK 5L CHAND-962 | Five Light Chandelier |  | 3116605-962.jpg | 3116605.jpg
3116605EN3-782 | Five Light Chandelier | The subtle detail of the Bannock lighting collection by Sea Gull Lighting allows this transitional design to easily fit into any décor. The sleek, sweeping arms and Satin-Etched glass shades add touches of elegance to its streamlined profile. Equally at home in a contemporary, urban setting or a traditional décor in the suburbs, the full Bannock lighting collection is available in two beautiful finishes, Brushed Nickel and Heirloom Bronze. The Bannock collection includes three-, five- and nine-light chandeliers, one-light mini pendant, two-light semi-flush convertible pendant, and one-, two-, three- and four-light bath vanity fixtures. Incandescent and ENERGY STAR-qualified LED lamping are available; all fixtures are California Title 24 compliant. | CHANDELIERS | Bannock | Chandeliers | Heirloom Bronze | 782 | Steel | Satin Etched Glass | D:4.75" H:5" |  |  | 5 Medium A19 9.3w |  | 5 | Yes | [14 empty] | 0 | [12 empty] | 122.45 | 244.9 | 367.35 | D:21 7/8'' H:15 5/8'' O:90 1/2'' | 7.4 | 21.875 |  |  | 15.625 | Center Lock-Up |  |  | 90.5 |  |  |  | No |  | No | [20 empty] | D:5 1/4'' H:1 3/8'' Round |  |  |  |  | 120 | Brown | 72 |  | Hardwired | 0 | 0 | 0 | 1 | 1 | 0 | 0 | 0 | 1 | 0 | 0 | 785652048296 | 22.5 | 15.25 | 13.5 | 14.8 | 2.681 | 175 | Yes | [9 empty] | cETL Damp | BANNOCK 5L CHAND-782 | Five Light Chandelier |  | 3116605EN3-782.jpg | 3116605.jpg
3116605EN3-962 | Five Light Chandelier | The subtle detail of the Bannock lighting collection by Sea Gull Lighting allows this transitional design to easily fit into any décor. The sleek, sweeping arms and Satin-Etched glass shades add touches of elegance to its streamlined profile. Equally at home in a contemporary, urban setting or a traditional décor in the suburbs, the full Bannock lighting collection is available in two beautiful finishes, Brushed Nickel and Heirloom Bronze. The Bannock collection includes three-, five- and nine-light chandeliers, one-light mini pendant, two-light semi-flush convertible pendant, and one-, two-, three- and four-light bath vanity fixtures. Incandescent and ENERGY STAR-qualified LED lamping are available; all fixtures are California Title 24 compliant. | CHANDELIERS | Bannock | Chandeliers | Brushed Nickel | 962 | Steel | Satin Etched Glass | D:4.75" H:5" |  |  | 5 Medium A19 9.3w |  | 5 | Yes | [14 empty] | 0 | [12 empty] | 122.45 | 244.9 | 367.35 | D:21 7/8'' H:15 5/8'' O:90 1/2'' | 7.4 | 21.875 |  |  | 15.625 | Center Lock-Up |  |  | 90.5 |  |  |  | No |  | No | [20 empty] | D:5 1/4'' H:1 3/8'' Round |  |  |  |  | 120 | Clear Silver | 72 |  | Hardwired | 0 | 0 | 0 | 1 | 1 | 0 | 0 | 0 | 1 | 0 | 0 | 785652048302 | 22.5 | 13.25 | 18.5 | 14.8 | 3.192 | 175 | Yes | [9 empty] | cETL Damp | BANNOCK 5L CHAND-962 | Five Light Chandelier |  | 3116605EN3-962.jpg | 3116605.jpg
3116609-962 | Nine Light Chandelier | The subtle detail of the Bannock lighting collection by Sea Gull Lighting allows this transitional design to easily fit into any décor. The sleek, sweeping arms and Satin-Etched glass shades add touches of elegance to its streamlined profile. Equally at home in a contemporary, urban setting or a traditional décor in the suburbs, the full Bannock lighting collection is available in two beautiful finishes, Brushed Nickel and Heirloom Bronze. The Bannock collection includes three-, five- and nine-light chandeliers, one-light mini pendant, two-light semi-flush convertible pendant, and one-, two-, three- and four-light bath vanity fixtures. Incandescent and ENERGY STAR-qualified LED lamping are available; all fixtures are California Title 24 compliant. | CHANDELIERS | Bannock | Chandeliers | Brushed Nickel | 962 | Steel | Satin Etched Glass | D:4.75" H:5" |  |  | 9 Medium A19 75w |  | 9 | No | [14 empty] | 0 | [12 empty] | 234.45 | 468.9 | 703.35 | D:27 7/8'' H:26'' O:101'' | 14.7 | 27.875 |  |  | 26 | Center Lock-Up |  |  | 101 |  |  |  | No |  | No | [20 empty] | D:5 1/4'' H:1 3/8'' Round |  |  |  |  | 120 | Clear Silver | 72 |  | Hardwired | 0 | 0 | 0 | 0 | 1 | 0 | 0 | 1 | 1 | 0 | 0 | 785652001635 | 30 | 24 | 12.75 | 26.4 | 5.313 | 175 | Yes | [9 empty] | cETL Damp | BANNOCK 9L CHAND-962 | Nine Light Chandelier |  | 3116609-962.jpg | 3116609.jpg
3116609EN3-962 | Nine Light Chandelier | The subtle detail of the Bannock lighting collection by Sea Gull Lighting allows this transitional design to easily fit into any décor. The sleek, sweeping arms and Satin-Etched glass shades add touches of elegance to its streamlined profile. Equally at home in a contemporary, urban setting or a traditional décor in the suburbs, the full Bannock lighting collection is available in two beautiful finishes, Brushed Nickel and Heirloom Bronze. The Bannock collection includes three-, five- and nine-light chandeliers, one-light mini pendant, two-light semi-flush convertible pendant, and one-, two-, three- and four-light bath vanity fixtures. Incandescent and ENERGY STAR-qualified LED lamping are available; all fixtures are California Title 24 compliant. | CHANDELIERS | Bannock | Chandeliers | Brushed Nickel | 962 | Steel | Satin Etched Glass | D:4.75" H:5" |  |  | 9 Medium A19 9.3w |  | 9 | Yes | [14 empty] | 0 | [12 empty] | 287.95 | 575.9 | 863.85 | D:27 7/8'' H:26'' O:101'' | 14.7 | 27.875 |  |  | 26 | Center Lock-Up |  |  | 101 |  |  |  | No |  | No | [20 empty] | D:5 1/4'' H:1 3/8'' Round |  |  |  |  | 120 | Clear Silver | 72 |  | Hardwired | 0 | 0 | 0 | 1 | 1 | 0 | 0 | 0 | 1 | 0 | 0 | 785652048326 | 30 | 24 | 12.75 | 26.4 | 5.313 | 175 | Yes | [9 empty] | cETL Damp | BANNOCK 9L CHAND-962 | Nine Light Chandelier |  | 3116609EN3-962.jpg | 3116609.jpg
31174-962 | Five Light Chandelier | The aviation-inspired Brockton collection from Sea Gull Lighting will elevate your style quotient. The prominent design features flow together effortlessly, creating a profile with flair. With a truly transitional design, these pieces are equally at home in a traditional or contemporary setting. Offered in a Brush Nickel finish with White Alabaster glass shades or in a Burnt Sienna finish with Amber Scavo glass shades. The assortment includes nine-light, five-light and three-light chandeliers, pendants in four sizes, both flush and semi-flush ceiling fixtures, and one-light, two-light, and three-light wall/bath fixtures. Brockton features both incandescent and ENERGY STAR-qualified LED lighting fixtures; all fixtures are California Title 24 compliant. | CHANDELIERS | Brockton | Chandeliers | Brushed Nickel | 962 | Steel | Etched White Alabaster Glass | D:7.25" H:5.375" | D:7.25" |  | 5 Medium A19 100w |  | 5 | No | [14 empty] | 0 | [12 empty] | 138.5 | 277 | 415.5 | D:24 3/4'' H:22 3/4'' O:61 3/4'' | 13 | 24.75 |  |  | 22.75 | Center Lock-Up |  |  | 61.75 |  |  |  | No |  | No | [20 empty] | D:5 5/16'' H:2 3/4'' Round |  |  |  |  | 120 | Clear | 36 |  | Hardwired | 0 | 0 | 0 | 0 | 1 | 0 | 0 | 1 | 1 | 0 | 0 | 785652215896 | 22.25 | 17.75 | 13.25 | 17.3 | 3.028 | 175 | Yes | [8 empty] | UL Dry | cUL Dry | BROCKTON 5L CHAND-962 | Five Light Chandelier |  | 31174-962.jpg | 31174.jpg
31174EN3-962 | Five Light Chandelier | The aviation-inspired Brockton collection from Sea Gull Lighting will elevate your style quotient. The prominent design features flow together effortlessly, creating a profile with flair. With a truly transitional design, these pieces are equally at home in a traditional or contemporary setting. Offered in a Brush Nickel finish with White Alabaster glass shades or in a Burnt Sienna finish with Amber Scavo glass shades. The assortment includes nine-light, five-light and three-light chandeliers, pendants in four sizes, both flush and semi-flush ceiling fixtures, and one-light, two-light, and three-light wall/bath fixtures. Brockton features both incandescent and ENERGY STAR-qualified LED lighting fixtures; all fixtures are California Title 24 compliant. | CHANDELIERS | Brockton | Chandeliers | Brushed Nickel | 962 | Steel | Etched White Alabaster Glass | D:7.25" H:5.375" | D:7.25" |  | 5 Medium A19 9.3w |  | 5 | Yes | [14 empty] | 0 | [12 empty] | 161.5 | 323 | 484.5 | D:24 3/4'' H:22 3/4'' O:61 3/4'' | 13 | 24.75 |  |  | 22.75 | Center Lock-Up |  |  | 61.75 |  |  |  | No |  | No | [20 empty] | D:5 5/16'' H:2 3/4'' Round |  |  |  |  | 120 | Clear | 36 |  | Hardwired | 0 | 0 | 0 | 1 | 1 | 0 | 0 | 0 | 1 | 0 | 0 | 785652053641 | 22.25 | 17.75 | 13.25 | 17.3 | 3.028 | 175 | Yes | [8 empty] | UL Dry | cUL Dry | BROCKTON 5L CHAND-962 | Five Light Chandelier |  | 31174EN3-962.jpg | 31174.jpg
31180EN3-710 | Three Light Chandelier | The Montreal collection by Sea Gull Lighting features flowing body elements and beautifully formed glass that complement each other to create a bold transitional statement. Classic Antique Brushed Nickel finish with Etched White glass or Burnt Sienna finish with Café Tint glass make Montreal a fit for any home decor. The assortment includes nine-light, five-light and three-light chandeliers, pendants in four sizes, both flush and semi-flush ceiling fixtures, as well as one-light, two-light, three-light and four-light wall/bath fixtures. Both incandescent lamping and ENERGY STAR-qualified LED lamping are available. All fixtures are California Title 24 compliant. | CHANDELIERS | Montreal | Chandeliers | Burnt Sienna | 710 | Steel | Cafe Tint Glass | D:7.6875" H:5.125" |  |  | 3 Medium A19 9.3w |  | 3 | Yes | [14 empty] | 0 | [12 empty] | 112.35 | 224.7 | 337.05 | D:18 1/2'' H:22 1/4'' O:144 1/2'' | 9.6 | 18.5 |  |  | 22.25 |  |  |  | 144.5 |  |  |  | No |  | No | [20 empty] | D:5 1/4'' H:1 1/8'' Round |  |  |  |  | 144 | Brown | 120 |  |  | 0 | 0 | 0 | 1 | 1 | 0 | 0 | 0 | 1 | 0 | 0 | 785652053689 | 20.25 | 14 | 10.25 | 12 | 1.682 | 125 | Yes | [8 empty] | C-UL-US Dry |  | MONTREAL 3L CHAND-710 | Three Light Chandelier |  | 31180EN3-710.jpg | 31180.jpg
3120203-710 | Three Light Chandelier | The Seville collection represents commitment to high style at a sharp price. The modernist design is epitomized by the teardrop curves in the arms tipped by etched glass diffusors throughout the chandeliers and bath fixtures. The collection offers a "whole home" lighting solution in every imaginable category. The assortment includes nine-light, five-light, and three-light chandeliers (either with up-light or down-light), pendants in four sizes as well as one-light, two-light, three-light , four-light and five-light wall/bath fixtures. Install a stylish and elegant addition to any room in the house. Seville is offered in Brushed Nickel and Burnt Sienna finishes. | CHANDELIERS | Seville | Chandeliers | Burnt Sienna | 710 | Steel | Etched / White Inside Glass | D:4" H:5.75" |  |  | 3 Medium A19 75w |  | 3 | No | [14 empty] | 0 | [12 empty] | 57.98 | 115.96 | 173.94 | D:17'' H:15 3/4'' O:53 3/4'' | 5.43 | 17 |  |  | 15.75 | Center Lock-Up |  |  | 53.75 |  |  |  | No |  | No | [20 empty] | D:5'' H:7/8'' Round |  |  |  |  | 72 | Brown | 36 |  | Hardwired | 0 | 0 | 0 | 0 | 1 | 0 | 0 | 1 | 1 | 0 | 0 | 785652057311 | 16.25 | 12 | 11 | 7.3 | 1.241 | 175 | Yes | [9 empty] | cETL Damp | SEVILLE 3L CHAND-710 | Three Light Chandelier |  | 3120203-710.png | 3120203.jpg
3120203-962 | Three Light Chandelier | The Seville collection represents commitment to high style at a sharp price. The modernist design is epitomized by the teardrop curves in the arms tipped by etched glass diffusors throughout the chandeliers and bath fixtures. The collection offers a "whole home" lighting solution in every imaginable category. The assortment includes nine-light, five-light, and three-light chandeliers (either with up-light or down-light), pendants in four sizes as well as one-light, two-light, three-light , four-light and five-light wall/bath fixtures. Install a stylish and elegant addition to any room in the house. Seville is offered in Brushed Nickel and Burnt Sienna finishes. | CHANDELIERS | Seville | Chandeliers | Brushed Nickel | 962 | Steel | Etched / White Inside Glass | D:4" H:5.75" |  |  | 3 Medium A19 75w |  | 3 | No | [14 empty] | 0 | [12 empty] | 57.98 | 115.96 | 173.94 | D:17'' H:15 3/4'' O:53 3/4'' | 5.43 | 17 |  |  | 15.75 | Center Lock-Up |  |  | 53.75 |  |  |  | No |  | No | [20 empty] | D:5'' H:7/8'' Round |  |  |  |  | 72 | Clear Silver | 36 |  | Hardwired | 0 | 0 | 0 | 0 | 1 | 0 | 0 | 1 | 1 | 0 | 0 | 785652057328 | 16.25 | 12 | 11 | 7.3 | 1.241 | 175 | Yes | [9 empty] | cETL Damp | SEVILLE 3L CHAND-962 | Three Light Chandelier |  | 3120203-962.png | 3120203.jpg
3120203EN3-710 | Three Light Chandelier | The Seville collection represents commitment to high style at a sharp price. The modernist design is epitomized by the teardrop curves in the arms tipped by etched glass diffusors throughout the chandeliers and bath fixtures. The collection offers a "whole home" lighting solution in every imaginable category. The assortment includes nine-light, five-light, and three-light chandeliers (either with up-light or down-light), pendants in four sizes as well as one-light, two-light, three-light , four-light and five-light wall/bath fixtures. Install a stylish and elegant addition to any room in the house. Seville is offered in Brushed Nickel and Burnt Sienna finishes. | CHANDELIERS | Seville | Chandeliers | Burnt Sienna | 710 | Steel | Etched / White Inside Glass | D:4" H:5.75" |  |  | 3 Medium A19 9.3w |  | 3 | Yes | [14 empty] | 0 | [12 empty] | 74.98 | 149.96 | 224.94 | D:17'' H:15 3/4'' O:53 3/4'' | 5.43 | 17 |  |  | 15.75 | Center Lock-Up |  |  | 53.75 |  |  |  | No |  | No | [20 empty] | D:5'' H:7/8'' Round |  |  |  |  | 72 | Brown | 36 |  | Hardwired | 0 | 0 | 0 | 1 | 1 | 0 | 0 | 0 | 1 | 0 | 0 | 785652058141 | 16.25 | 12 | 11 | 7.3 | 1.241 | 175 | Yes | [9 empty] | cETL Damp | SEVILLE 3L CHAND-710 | Three Light Chandelier |  | 3120203EN3-710.png | 3120203EN3.jpg
3120203EN3-962 | ThreeLight Chandelier | The Seville collection represents commitment to high style at a sharp price. The modernist design is epitomized by the teardrop curves in the arms tipped by etched glass diffusors throughout the chandeliers and bath fixtures. The collection offers a "whole home" lighting solution in every imaginable category. The assortment includes nine-light, five-light, and three-light chandeliers (either with up-light or down-light), pendants in four sizes as well as one-light, two-light, three-light , four-light and five-light wall/bath fixtures. Install a stylish and elegant addition to any room in the house. Seville is offered in Brushed Nickel and Burnt Sienna finishes. | CHANDELIERS | Seville | Chandeliers | Brushed Nickel | 962 | Steel | Etched / White Inside Glass | D:4" H:5.75" |  |  | 3 Medium A19 9.3w |  | 3 | Yes | [14 empty] | 0 | [12 empty] | 74.98 | 149.96 | 224.94 | D:17'' H:15 3/4'' O:53 3/4'' | 5.43 | 17 |  |  | 15.75 | Center Lock-Up |  |  | 53.75 |  |  |  | No |  | No | [20 empty] | D:5'' H:7/8'' Round |  |  |  |  | 72 | Clear Silver | 36 |  | Hardwired | 0 | 0 | 0 | 1 | 1 | 0 | 0 | 0 | 1 | 0 | 0 | 785652058158 | 16.25 | 12 | 11 | 7.3 | 1.241 | 175 | Yes | [9 empty] | cETL Damp | SEVILLE 3L CHAND-962 | Three Light Chandelier |  | 3120203EN3-962.png | 3120203EN3.jpg
3120205-710 | Five Light Chandelier | The Seville collection represents commitment to high style at a sharp price. The modernist design is epitomized by the teardrop curves in the arms tipped by etched glass diffusors throughout the chandeliers and bath fixtures. The collection offers a "whole home" lighting solution in every imaginable category. The assortment includes nine-light, five-light, and three-light chandeliers (either with up-light or down-light), pendants in four sizes as well as one-light, two-light, three-light , four-light and five-light wall/bath fixtures. Install a stylish and elegant addition to any room in the house. Seville is offered in Brushed Nickel and Burnt Sienna finishes. | CHANDELIERS | Seville | Chandeliers | Burnt Sienna | 710 | Steel | Etched / White Inside Glass | D:4" H:5.75" |  |  | 5 Medium A19 75w |  | 5 | No | [14 empty] | 0 | [12 empty] | 81.48 | 162.96 | 244.44 | D:21'' H:17 1/2'' O:56 1/2'' | 8.4 | 21 |  |  | 17.5 | Center Lock-Up |  |  | 56.5 |  |  |  | No |  | No | [20 empty] | D:5'' H:7/8'' Round |  |  |  |  | 72 | Brown | 36 |  | Hardwired | 0 | 0 | 0 | 0 | 1 | 0 | 0 | 1 | 1 | 0 | 0 | 785652057335 | 21 | 9.75 | 19.5 | 11.1 | 2.311 | 175 | Yes | [9 empty] | cETL Damp | SEVILLE 5L CHAND-710 | Five Light Chandelier |  | 3120205-710.png | 3120205.jpg
3120205-962 | Five Light Chandelier | The Seville collection represents commitment to high style at a sharp price. The modernist design is epitomized by the teardrop curves in the arms tipped by etched glass diffusors throughout the chandeliers and bath fixtures. The collection offers a "whole home" lighting solution in every imaginable category. The assortment includes nine-light, five-light, and three-light chandeliers (either with up-light or down-light), pendants in four sizes as well as one-light, two-light, three-light , four-light and five-light wall/bath fixtures. Install a stylish and elegant addition to any room in the house. Seville is offered in Brushed Nickel and Burnt Sienna finishes. | CHANDELIERS | Seville | Chandeliers | Brushed Nickel | 962 | Steel | Etched / White Inside Glass | D:4" H:5.75" |  |  | 5 Medium A19 75w |  | 5 | No | [14 empty] | 0 | [12 empty] | 81.48 | 162.96 | 244.44 | D:21'' H:17 1/2'' O:56 1/2'' | 8.4 | 21 |  |  | 17.5 | Center Lock-Up |  |  | 56.5 |  |  |  | No |  | No | [20 empty] | D:5'' H:7/8'' Round |  |  |  |  | 72 | Clear Silver | 36 |  | Hardwired | 0 | 0 | 0 | 0 | 1 | 0 | 0 | 1 | 1 | 0 | 0 | 785652057342 | 21 | 9.75 | 19.5 | 11.1 | 2.311 | 175 | Yes | [9 empty] | cETL Damp | SEVILLE 5L CHAND-962 | Five Light Chandelier |  | 3120205-962.png | 3120205.jpg
3120205EN3-710 | Five Light Chandelier | The Seville collection represents commitment to high style at a sharp price. The modernist design is epitomized by the teardrop curves in the arms tipped by etched glass diffusors throughout the chandeliers and bath fixtures. The collection offers a "whole home" lighting solution in every imaginable category. The assortment includes nine-light, five-light, and three-light chandeliers (either with up-light or down-light), pendants in four sizes as well as one-light, two-light, three-light , four-light and five-light wall/bath fixtures. Install a stylish and elegant addition to any room in the house. Seville is offered in Brushed Nickel and Burnt Sienna finishes. | CHANDELIERS | Seville | Chandeliers | Burnt Sienna | 710 | Steel | Etched / White Inside Glass | D:4" H:5.75" |  |  | 5 Medium A19 9.3w |  | 5 | Yes | [14 empty] | 0 | [12 empty] | 111.98 | 223.96 | 335.94 | D:21'' H:17 1/2'' O:56 1/2'' | 8.4 | 21 |  |  | 17.5 | Center Lock-Up |  |  | 56.5 |  |  |  | No |  | No | [20 empty] | D:5'' H:7/8'' Round |  |  |  |  | 72 | Brown | 36 |  | Hardwired | 0 | 0 | 0 | 1 | 1 | 0 | 0 | 0 | 1 | 0 | 0 | 785652058165 | 21 | 9.75 | 19.5 | 11.1 | 2.311 | 175 | Yes | [9 empty] | cETL Damp | SEVILLE 5L CHAND-710 | Five Light Chandelier |  | 3120205EN3-710.png | 3120205EN3.jpg
3120205EN3-962 | Five Light Chandelier | The Seville collection represents commitment to high style at a sharp price. The modernist design is epitomized by the teardrop curves in the arms tipped by etched glass diffusors throughout the chandeliers and bath fixtures. The collection offers a "whole home" lighting solution in every imaginable category. The assortment includes nine-light, five-light, and three-light chandeliers (either with up-light or down-light), pendants in four sizes as well as one-light, two-light, three-light , four-light and five-light wall/bath fixtures. Install a stylish and elegant addition to any room in the house. Seville is offered in Brushed Nickel and Burnt Sienna finishes. | CHANDELIERS | Seville | Chandeliers | Brushed Nickel | 962 | Steel | Etched / White Inside Glass | D:4" H:5.75" |  |  | 5 Medium A19 9.3w |  | 5 | Yes | [14 empty] | 0 | [12 empty] | 111.98 | 223.96 | 335.94 | D:21'' H:17 1/2'' O:56 1/2'' | 8.4 | 21 |  |  | 17.5 | Center Lock-Up |  |  | 56.5 |  |  |  | No |  | No | [20 empty] | D:5'' H:7/8'' Round |  |  |  |  | 72 | Clear Silver | 36 |  | Hardwired | 0 | 0 | 0 | 1 | 1 | 0 | 0 | 0 | 1 | 0 | 0 | 785652058172 | 21 | 9.75 | 19.5 | 11.1 | 2.311 | 175 | Yes | [9 empty] | cETL Damp | SEVILLE 5L CHAND-962 | Five Light Chandelier |  | 3120205EN3-962.png | 3120205EN3.jpg
3120209-710 | Nine Light Chandelier | The Seville collection represents commitment to high style at a sharp price. The modernist design is epitomized by the teardrop curves in the arms tipped by etched glass diffusors throughout the chandeliers and bath fixtures. The collection offers a "whole home" lighting solution in every imaginable category. The assortment includes nine-light, five-light, and three-light chandeliers (either with up-light or down-light), pendants in four sizes as well as one-light, two-light, three-light , four-light and five-light wall/bath fixtures. Install a stylish and elegant addition to any room in the house. Seville is offered in Brushed Nickel and Burnt Sienna finishes. | CHANDELIERS | Seville | Chandeliers | Burnt Sienna | 710 | Steel | Etched / White Inside Glass | D:4" H:5.75" |  |  | 9 Medium A19 75w |  | 9 | No | [14 empty] | 0 | [12 empty] | 182.48 | 364.96 | 547.44 | D:28 7/8'' H:27 1/8'' O:101'' | 16.3 | 28.875 |  |  | 27.125 | Center Lock-Up |  |  | 101 |  |  |  | No |  | No | [20 empty] | D:5'' H:7/8'' Round |  |  |  |  | 120 | Brown | 72 |  | Hardwired | 0 | 0 | 0 | 0 | 1 | 0 | 0 | 1 | 1 | 0 | 0 | 785652057359 | 29.75 | 12.25 | 28.5 | 24.2 | 6.011 | 175 | Yes | [9 empty] | cETL Damp | SEVILLE 9L CHAND-710 | Nine Light Chandelier |  | 3120209-710.png | 3120209.jpg
3120209-962 | Nine Light Chandelier | The Seville collection represents commitment to high style at a sharp price. The modernist design is epitomized by the teardrop curves in the arms tipped by etched glass diffusors throughout the chandeliers and bath fixtures. The collection offers a "whole home" lighting solution in every imaginable category. The assortment includes nine-light, five-light, and three-light chandeliers (either with up-light or down-light), pendants in four sizes as well as one-light, two-light, three-light , four-light and five-light wall/bath fixtures. Install a stylish and elegant addition to any room in the house. Seville is offered in Brushed Nickel and Burnt Sienna finishes. | CHANDELIERS | Seville | Chandeliers | Brushed Nickel | 962 | Steel | Etched / White Inside Glass | D:4" H:5.75" |  |  | 9 Medium A19 75w |  | 9 | No | [14 empty] | 0 | [12 empty] | 182.48 | 364.96 | 547.44 | D:28 7/8'' H:27 1/8'' O:101'' | 16.3 | 28.875 |  |  | 27.125 | Center Lock-Up |  |  | 101 |  |  |  | No |  | No | [20 empty] | D:5'' H:7/8'' Round |  |  |  |  | 120 | Clear Silver | 72 |  | Hardwired | 0 | 0 | 0 | 0 | 1 | 0 | 0 | 1 | 1 | 0 | 0 | 785652057366 | 29.75 | 12.25 | 28.5 | 24.2 | 6.011 | 175 | Yes | [9 empty] | cETL Damp | SEVILLE 9L CHAND-962 | Nine Light Chandelier |  | 3120209-962.png | 3120209.jpg
3120209EN3-710 | Nine Light Chandelier | The Seville collection represents commitment to high style at a sharp price. The modernist design is epitomized by the teardrop curves in the arms tipped by etched glass diffusors throughout the chandeliers and bath fixtures. The collection offers a "whole home" lighting solution in every imaginable category. The assortment includes nine-light, five-light, and three-light chandeliers (either with up-light or down-light), pendants in four sizes as well as one-light, two-light, three-light , four-light and five-light wall/bath fixtures. Install a stylish and elegant addition to any room in the house. Seville is offered in Brushed Nickel and Burnt Sienna finishes. | CHANDELIERS | Seville | Chandeliers | Burnt Sienna | 710 | Steel | Etched / White Inside Glass | D:4" H:5.75" |  |  | 9 Medium A19 9.3w |  | 9 | Yes | [14 empty] | 0 | [12 empty] | 238.48 | 476.96 | 715.44 | D:28 7/8'' H:27 1/8'' O:101'' | 16.3 | 28.875 |  |  | 27.125 | Center Lock-Up |  |  | 101 |  |  |  | No |  | No | [20 empty] | D:5'' H:7/8'' Round |  |  |  |  | 120 | Brown | 72 |  | Hardwired | 0 | 0 | 0 | 1 | 1 | 0 | 0 | 0 | 1 | 0 | 0 | 785652058189 | 29.75 | 12.25 | 28.5 | 24.2 | 6.011 | 175 | Yes | [9 empty] | cETL Damp | SEVILLE 9L CHAND-710 | Nine Light Chandelier |  | 3120209EN3-710.png | 3120209EN3.jpg
3120209EN3-962 | Nine Light Chandelier | The Seville collection represents commitment to high style at a sharp price. The modernist design is epitomized by the teardrop curves in the arms tipped by etched glass diffusors throughout the chandeliers and bath fixtures. The collection offers a "whole home" lighting solution in every imaginable category. The assortment includes nine-light, five-light, and three-light chandeliers (either with up-light or down-light), pendants in four sizes as well as one-light, two-light, three-light , four-light and five-light wall/bath fixtures. Install a stylish and elegant addition to any room in the house. Seville is offered in Brushed Nickel and Burnt Sienna finishes. | CHANDELIERS | Seville | Chandeliers | Brushed Nickel | 962 | Steel | Etched / White Inside Glass | D:4" H:5.75" |  |  | 9 Medium A19 9.3w |  | 9 | Yes | [14 empty] | 0 | [12 empty] | 238.48 | 476.96 | 715.44 | D:28 7/8'' H:27 1/8'' O:101'' | 16.3 | 28.875 |  |  | 27.125 | Center Lock-Up |  |  | 101 |  |  |  | No |  | No | [20 empty] | D:5'' H:7/8'' Round |  |  |  |  | 120 | Clear Silver | 72 |  | Hardwired | 0 | 0 | 0 | 1 | 1 | 0 | 0 | 0 | 1 | 0 | 0 | 785652058196 | 29.75 | 12.25 | 28.5 | 24.2 | 6.011 | 175 | Yes | [9 empty] | cETL Damp | SEVILLE 9L CHAND-962 | Nine Light Chandelier |  | 3120209EN3-962.png | 3120209EN3.jpg
3120303-782 | Three Light Chandelier | Using hand-blown, clear, seeded glass diffusors, the Elsa Collection creates a soft, pleasing glow of filament light. Gracefully curved arms extending from the tapered glass add an air of elegance to the silhouette. Durable industrial steel construction ensures heirloom quality that will last until the next century. Available in a variety of fixtures including chandeliers, down light pendant, semi-flush mount, flush mount, wall sconce and vanities to transform any interior setting through a broad range of possibilities. The modern, chic design adds a personality that is both contemporary and vintage. The Heirloom Bronze finish and rounded silhouette have a classic feel while the clear glass shades framing the bulbs add a contemporary flavor. | CHANDELIERS | Elsa | Chandeliers | Heirloom Bronze | 782 | Steel | Clear Seeded Glass | D:7.5" H:6" |  |  | 3 Medium A19 75w |  | 3 | No | [14 empty] | 0 | [12 empty] | 92.95 | 185.9 | 278.85 | D:20'' H:18 5/8'' O:56'' | 6.9 | 20 |  |  | 18.625 | Center Lock-Up |  |  | 56 |  |  |  | No |  | No | [20 empty] | D:5'' H:3/4'' Round |  |  |  |  | 72 | Brown | 36 |  | Hardwired | 0 | 0 | 0 | 0 | 1 | 0 | 0 | 0 | 1 | 0 | 0 | 785652060878 | 22.25 | 15.5 | 13.5 | 9.1 | 2.694 | 250 | Yes | [9 empty] | cETL Damp | ELSA 3L CHAND-782 | Three Light Chandelier |  | 3120303-782.png | 3120303.jpg
3120305-782 | Five Light Chandelier | Using hand-blown, clear, seeded glass diffusors, the Elsa Collection creates a soft, pleasing glow of filament light. Gracefully curved arms extending from the tapered glass add an air of elegance to the silhouette. Durable industrial steel construction ensures heirloom quality that will last until the next century. Available in a variety of fixtures including chandeliers, down light pendant, semi-flush mount, flush mount, wall sconce and vanities to transform any interior setting through a broad range of possibilities. The modern, chic design adds a personality that is both contemporary and vintage. The Heirloom Bronze finish and rounded silhouette have a classic feel while the clear glass shades framing the bulbs add a contemporary flavor. | CHANDELIERS | Elsa | Chandeliers | Heirloom Bronze | 782 | Steel | Clear Seeded Glass | D:7.5" H:6" |  |  | 5 Medium A19 75w |  | 5 | No | [14 empty] | 0 | [12 empty] | 116.45 | 232.9 | 349.35 | D:25'' H:19'' O:92 3/8'' | 11.6 | 25 |  |  | 19 | Center Lock-Up |  |  | 92.375 |  |  |  | No |  | No | [20 empty] | D:5'' H:3/4'' Round |  |  |  |  | 120 | Brown | 72 |  | Hardwired | 0 | 0 | 0 | 0 | 1 | 0 | 0 | 0 | 1 | 0 | 0 | 785652060885 | 23.5 | 22.5 | 13.5 | 15.1 | 4.131 | 250 | Yes | [9 empty] | cETL Damp | ELSA 5L CHAND-782 | Five Light Chandelier |  | 3120305-782.png | 3120305.jpg
3121603-112 | Three Light Chandelier |  | CHANDELIERS | Robie | Chandeliers | Midnight Black | 112 | Steel | Etched / White Inside Glass | D:3.5" H:6.125" |  |  | 3 Medium A19 75w |  | 3 | No | [14 empty] | 0 | [12 empty] | 114.5 | 229 | 343.5 | D:21 3/8'' H:22 1/8'' O:57 5/8'' |  | 21.375 |  |  | 22.125 | Center Lock-Up |  |  | 57.625 |  |  |  | No |  | No | [20 empty] | D:5'' H:7/8'' Round |  |  |  |  | 72 | Black | 36 |  | Hardwired | 0 | 0 | 0 | 0 | 1 | 0 | 0 | 1 | 1 | 0 | 0 | 785652075070 | [16 empty] | cETL Damp | ROBIE 3L CHAND-112 | Three Light Chandelier |  | 3121603-112.jpg | 3121603.jpg
3121603-710 | Three Light Chandelier |  | CHANDELIERS | Robie | Chandeliers | Burnt Sienna | 710 | Steel | Etched / White Inside Glass | D:3.5" H:6.125" |  |  | 3 Medium A19 75w |  | 3 | No | [14 empty] | 0 | [12 empty] | 114.5 | 229 | 343.5 | D:21 3/8'' H:22 1/8'' O:57 5/8'' |  | 21.375 |  |  | 22.125 | Center Lock-Up |  |  | 57.625 |  |  |  | No |  | No | [20 empty] | D:5'' H:7/8'' Round |  |  |  |  | 72 | Brown | 36 |  | Hardwired | 0 | 0 | 0 | 0 | 1 | 0 | 0 | 1 | 1 | 0 | 0 | 785652075087 | [16 empty] | cETL Damp | ROBIE 3L CHAND-710 | Three Light Chandelier |  | 3121603-710.jpg | 3121603.jpg
3121603-962 | Three Light Chandelier |  | CHANDELIERS | Robie | Chandeliers | Brushed Nickel | 962 | Steel | Etched / White Inside Glass | D:3.5" H:6.125" |  |  | 3 Medium A19 75w |  | 3 | No | [14 empty] | 0 | [12 empty] | 114.5 | 229 | 343.5 | D:21 3/8'' H:22 1/8'' O:57 5/8'' |  | 21.375 |  |  | 22.125 | Center Lock-Up |  |  | 57.625 |  |  |  | No |  | No | [20 empty] | D:5'' H:7/8'' Round |  |  |  |  | 72 | Clear Silver | 36 |  | Hardwired | 0 | 0 | 0 | 0 | 1 | 0 | 0 | 1 | 1 | 0 | 0 | 785652075094 | [16 empty] | cETL Damp | ROBIE 3L CHAND-962 | Three Light Chandelier |  | 3121603-962.jpg | 3121603.jpg
3121603EN3-112 | Three Light Chandelier |  | CHANDELIERS | Robie | Chandeliers | Midnight Black | 112 | Steel | Etched / White Inside Glass | D:3.5" H:6.125" |  |  | 3 Medium A19 9.3w |  | 3 | Yes | [14 empty] | 0 | [12 empty] | 129.5 | 259 | 388.5 | D:21 3/8'' H:22 1/8'' O:57 5/8'' |  | 21.375 |  |  | 22.125 | Center Lock-Up |  |  | 57.625 |  |  |  | No |  | No | [20 empty] | D:5'' H:7/8'' Round |  |  |  |  | 72 | Black | 36 |  | Hardwired | 0 | 0 | 0 | 1 | 1 | 0 | 0 | 0 | 1 | 0 | 0 | 785652079566 | [16 empty] | cETL Damp | ROBIE 3L CHAND-112 | Three Light Chandelier |  | 3121603EN3-112.jpg | 3121603EN3.jpg
3121603EN3-710 | Three Light Chandelier |  | CHANDELIERS | Robie | Chandeliers | Burnt Sienna | 710 | Steel | Etched / White Inside Glass | D:3.5" H:6.125" |  |  | 3 Medium A19 9.3w |  | 3 | Yes | [14 empty] | 0 | [12 empty] | 129.5 | 259 | 388.5 | D:21 3/8'' H:22 1/8'' O:57 5/8'' |  | 21.375 |  |  | 22.125 | Center Lock-Up |  |  | 57.625 |  |  |  | No |  | No | [20 empty] | D:5'' H:7/8'' Round |  |  |  |  | 72 | Brown | 36 |  | Hardwired | 0 | 0 | 0 | 1 | 1 | 0 | 0 | 0 | 1 | 0 | 0 | 785652079573 | [16 empty] | cETL Damp | ROBIE 3L CHAND-710 | Three Light Chandelier |  | 3121603EN3-710.jpg | 3121603EN3.jpg
3121603EN3-962 | Three Light Chandelier |  | CHANDELIERS | Robie | Chandeliers | Brushed Nickel | 962 | Steel | Etched / White Inside Glass | D:3.5" H:6.125" |  |  | 3 Medium A19 9.3w |  | 3 | Yes | [14 empty] | 0 | [12 empty] | 129.5 | 259 | 388.5 | D:21 3/8'' H:22 1/8'' O:57 5/8'' |  | 21.375 |  |  | 22.125 | Center Lock-Up |  |  | 57.625 |  |  |  | No |  | No | [20 empty] | D:5'' H:7/8'' Round |  |  |  |  | 72 | Clear Silver | 36 |  | Hardwired | 0 | 0 | 0 | 1 | 1 | 0 | 0 | 0 | 1 | 0 | 0 | 785652079580 | [16 empty] | cETL Damp | ROBIE 3L CHAND-962 | Three Light Chandelier |  | 3121603EN3-962.jpg | 3121603EN3.jpg
3121605-112 | Five Light Chandelier |  | CHANDELIERS | Robie | Chandeliers | Midnight Black | 112 | Steel | Etched / White Inside Glass | D:3.5" H:6.125" |  |  | 5 Medium A19 75w |  | 5 | No | [14 empty] | 0 | [12 empty] | 164.5 | 329 | 493.5 | D:24 1/8'' H:23 3/8'' O:61 7/8'' |  | 24.125 |  |  | 23.375 | Center Lock-Up |  |  | 61.875 |  |  |  | No |  | No | [20 empty] | D:5'' H:7/8'' Round |  |  |  |  | 72 | Black | 36 |  | Hardwired | 0 | 0 | 0 | 0 | 1 | 0 | 0 | 1 | 1 | 0 | 0 | 785652075100 | [16 empty] | cETL Damp | ROBIE 5L CHAND-112 | Five Light Chandelier |  | 3121605-112.jpg | 3121605.jpg
3121605-710 | Five Light Chandelier |  | CHANDELIERS | Robie | Chandeliers | Burnt Sienna | 710 | Steel | Etched / White Inside Glass | D:3.5" H:6.125" |  |  | 5 Medium A19 75w |  | 5 | No | [14 empty] | 0 | [12 empty] | 164.5 | 329 | 493.5 | D:24 1/8'' H:23 3/8'' O:61 7/8'' |  | 24.125 |  |  | 23.375 | Center Lock-Up |  |  | 61.875 |  |  |  | No |  | No | [20 empty] | D:5'' H:7/8'' Round |  |  |  |  | 72 | Brown | 36 |  | Hardwired | 0 | 0 | 0 | 0 | 1 | 0 | 0 | 1 | 1 | 0 | 0 | 785652075117 | [16 empty] | cETL Damp | ROBIE 5L CHAND-710 | Five Light Chandelier |  | 3121605-710.jpg | 3121605.jpg
3121605-962 | Five Light Chandelier |  | CHANDELIERS | Robie | Chandeliers | Brushed Nickel | 962 | Steel | Etched / White Inside Glass | D:3.5" H:6.125" |  |  | 5 Medium A19 75w |  | 5 | No | [14 empty] | 0 | [12 empty] | 164.5 | 329 | 493.5 | D:24 1/8'' H:23 3/8'' O:61 7/8'' |  | 24.125 |  |  | 23.375 | Center Lock-Up |  |  | 61.875 |  |  |  | No |  | No | [20 empty] | D:5'' H:7/8'' Round |  |  |  |  | 72 | Clear Silver | 36 |  | Hardwired | 0 | 0 | 0 | 0 | 1 | 0 | 0 | 1 | 1 | 0 | 0 | 785652075124 | 24.5 | 11.25 | 24.5 | 12.7 | 3.908 | 250 | Yes | [9 empty] | cETL Damp | ROBIE 5L CHAND-962 | Five Light Chandelier |  | 3121605-962.jpg | 3121605.jpg
3121605EN3-112 | Five Light Chandelier |  | CHANDELIERS | Robie | Chandeliers | Midnight Black | 112 | Steel | Etched / White Inside Glass | D:3.5" H:6.125" |  |  | 5 Medium A19 9.3w |  | 5 | Yes | [14 empty] | 0 | [12 empty] | 189.5 | 379 | 568.5 | D:24 1/8'' H:23 3/8'' O:61 7/8'' |  | 24.125 |  |  | 23.375 | Center Lock-Up |  |  | 61.875 |  |  |  | No |  | No | [20 empty] | D:5'' H:7/8'' Round |  |  |  |  | 72 | Black | 36 |  | Hardwired | 0 | 0 | 0 | 1 | 1 | 0 | 0 | 0 | 1 | 0 | 0 | 785652079603 | [16 empty] | cETL Damp | ROBIE 5L CHAND-112 | Five Light Chandelier |  | 3121605EN3-112.jpg | 3121605EN3.jpg
3121605EN3-710 | Five Light Chandelier |  | CHANDELIERS | Robie | Chandeliers | Burnt Sienna | 710 | Steel | Etched / White Inside Glass | D:3.5" H:6.125" |  |  | 5 Medium A19 9.3w |  | 5 | Yes | [14 empty] | 0 | [12 empty] | 189.5 | 379 | 568.5 | D:24 1/8'' H:23 3/8'' O:61 7/8'' |  | 24.125 |  |  | 23.375 | Center Lock-Up |  |  | 61.875 |  |  |  | No |  | No | [20 empty] | D:5'' H:7/8'' Round |  |  |  |  | 72 | Brown | 36 |  | Hardwired | 0 | 0 | 0 | 1 | 1 | 0 | 0 | 0 | 1 | 0 | 0 | 785652079610 | [16 empty] | cETL Damp | ROBIE 5L CHAND-710 | Five Light Chandelier |  | 3121605EN3-710.jpg | 3121605EN3.jpg
3121605EN3-962 | Five Light Chandelier |  | CHANDELIERS | Robie | Chandeliers | Brushed Nickel | 962 | Steel | Etched / White Inside Glass | D:3.5" H:6.125" |  |  | 5 Medium A19 9.3w |  | 5 | Yes | [14 empty] | 0 | [12 empty] | 189.5 | 379 | 568.5 | D:24 1/8'' H:23 3/8'' O:61 7/8'' |  | 24.125 |  |  | 23.375 | Center Lock-Up |  |  | 61.875 |  |  |  | No |  | No | [20 empty] | D:5'' H:7/8'' Round |  |  |  |  | 72 | Brown | 36 |  | Hardwired | 0 | 0 | 0 | 1 | 1 | 0 | 0 | 0 | 1 | 0 | 0 | 785652079627 | [16 empty] | cETL Damp | ROBIE 5L CHAND-962 | Five Light Chandelier |  | 3121605EN3-962.jpg | 3121605EN3.jpg
3121609-112 | Nine Light Chandelier |  | CHANDELIERS | Robie | Chandeliers | Midnight Black | 112 | Steel | Etched / White Inside Glass | D:3.5" H:6.125" |  |  | 9 Medium A19 75w |  | 9 | No | [14 empty] | 0 | [12 empty] | 274.5 | 549 | 823.5 | D:33'' H:34'' O:108 1/2'' |  | 33 |  |  | 34 | Center Lock-Up |  |  | 108.5 |  |  |  | No |  | No | [20 empty] | D:5'' H:7/8'' Round |  |  |  |  | 120 | Black | 72 |  | Hardwired | 0 | 0 | 0 | 0 | 1 | 0 | 0 | 1 | 1 | 0 | 0 | 785652075131 | 34 | 11.25 | 21 | 21.3 | 4.648 | 175 | Yes | [9 empty] | cETL Damp | ROBIE 9L CHAND-112 | Nine Light Chandelier |  | 3121609-112.jpg | 3121609.jpg
3121609-710 | Nine Light Chandelier |  | CHANDELIERS | Robie | Chandeliers | Burnt Sienna | 710 | Steel | Etched / White Inside Glass | D:3.5" H:6.125" |  |  | 9 Medium A19 75w |  | 9 | No | [14 empty] | 0 | [12 empty] | 274.5 | 549 | 823.5 | D:33'' H:34'' O:108 1/2'' |  | 33 |  |  | 34 | Center Lock-Up |  |  | 108.5 |  |  |  | No |  | No | [20 empty] | D:5'' H:7/8'' Round |  |  |  |  | 120 | Brown | 72 |  | Hardwired | 0 | 0 | 0 | 0 | 1 | 0 | 0 | 1 | 1 | 0 | 0 | 785652075148 | 34.25 | 21.25 | 11.25 | 21.3 | 4.738 | 175 | Yes | [9 empty] | cETL Damp | ROBIE 9L CHAND-710 | Nine Light Chandelier |  | 3121609-710.jpg | 3121609.jpg
3121609-962 | Nine Light Chandelier |  | CHANDELIERS | Robie | Chandeliers | Brushed Nickel | 962 | Steel | Etched / White Inside Glass | D:3.5" H:6.125" |  |  | 9 Medium A19 75w |  | 9 | No | [14 empty] | 0 | [12 empty] | 274.5 | 549 | 823.5 | D:33'' H:34'' O:108 1/2'' |  | 33 |  |  | 34 | Center Lock-Up |  |  | 108.5 |  |  |  | No |  | No | [20 empty] | D:5'' H:7/8'' Round |  |  |  |  | 120 | Clear Silver | 72 |  | Hardwired | 0 | 0 | 0 | 0 | 1 | 0 | 0 | 1 | 1 | 0 | 0 | 785652075155 | [16 empty] | cETL Damp | ROBIE 9L CHAND-962 | Nine Light Chandelier |  | 3121609-962.jpg | 3121609.jpg
3121609EN3-112 | Nine Light Chandelier |  | CHANDELIERS | Robie | Chandeliers | Midnight Black | 112 | Steel | Etched / White Inside Glass | D:3.5" H:6.125" |  |  | 9 Medium A19 9.3w |  | 9 | Yes | [14 empty] | 0 | [12 empty] | 319.5 | 639 | 958.5 | D:33'' H:34'' O:108 1/2'' |  | 33 |  |  | 34 | Center Lock-Up |  |  | 108.5 |  |  |  | No |  | No | [20 empty] | D:5'' H:7/8'' Round |  |  |  |  | 120 | Black | 72 |  | Hardwired | 0 | 0 | 0 | 1 | 1 | 0 | 0 | 0 | 1 | 0 | 0 | 785652079634 | [16 empty] | cETL Damp | ROBIE 9L CHAND-112 | Nine Light Chandelier |  | 3121609EN3-112.jpg | 3121609EN3.jpg
3121609EN3-710 | Nine Light Chandelier |  | CHANDELIERS | Robie | Chandeliers | Burnt Sienna | 710 | Steel | Etched / White Inside Glass | D:3.5" H:6.125" |  |  | 9 Medium A19 9.3w |  | 9 | Yes | [14 empty] | 0 | [12 empty] | 319.5 | 639 | 958.5 | D:33'' H:34'' O:108 1/2'' |  | 33 |  |  | 34 | Center Lock-Up |  |  | 108.5 |  |  |  | No |  | No | [20 empty] | D:5'' H:7/8'' Round |  |  |  |  | 120 | Brown | 72 |  | Hardwired | 0 | 0 | 0 | 1 | 1 | 0 | 0 | 0 | 1 | 0 | 0 | 785652079641 | [16 empty] | cETL Damp | ROBIE 9L CHAND-710 | Nine Light Chandelier |  | 3121609EN3-710.jpg | 3121609EN3.jpg
3121609EN3-962 | Nine Light Chandelier |  | CHANDELIERS | Robie | Chandeliers | Brushed Nickel | 962 | Steel | Etched / White Inside Glass | D:3.5" H:6.125" |  |  | 9 Medium A19 9.3w |  | 9 | Yes | [14 empty] | 0 | [12 empty] | 319.5 | 639 | 958.5 | D:33'' H:34'' O:108 1/2'' |  | 33 |  |  | 34 | Center Lock-Up |  |  | 108.5 |  |  |  | No |  | No | [20 empty] | D:5'' H:7/8'' Round |  |  |  |  | 120 | Brown | 72 |  | Hardwired | 0 | 0 | 0 | 1 | 1 | 0 | 0 | 0 | 1 | 0 | 0 | 785652079658 | [16 empty] | cETL Damp | ROBIE 9L CHAND-962 | Nine Light Chandelier |  | 3121609EN3-962.jpg | 3121609EN3.jpg
3121612-112 | Twelve Light Chandelier |  | CHANDELIERS | Robie | Chandeliers | Midnight Black | 112 | Steel | Etched / White Inside Glass | D:3.5" H:6.125" |  |  | 12 Medium A19 75w |  | 12 | No | [14 empty] | 0 | [12 empty] | 374.5 | 749 | 1123.5 | D:40'' H:40 5/8'' O:115 1/8'' |  | 40 |  |  | 40.625 | Center Lock-Up |  |  | 115.125 |  |  |  | No |  | No | [20 empty] | D:5'' H:7/8'' Round |  |  |  |  | 120 | Black | 72 |  | Hardwired | 0 | 0 | 0 | 0 | 1 | 0 | 0 | 1 | 1 | 0 | 0 | 785652075162 | [16 empty] | cETL Damp | ROBIE 12L CHAND-112 | Twelve Light Chandelier |  | 3121612-112.jpg | 3121612.jpg
3121612-710 | Twelve Light Chandelier |  | CHANDELIERS | Robie | Chandeliers | Burnt Sienna | 710 | Steel | Etched / White Inside Glass | D:3.5" H:6.125" |  |  | 12 Medium A19 75w |  | 12 | No | [14 empty] | 0 | [12 empty] | 374.5 | 749 | 1123.5 | D:40'' H:40 5/8'' O:115 1/8'' |  | 40 |  |  | 40.625 | Center Lock-Up |  |  | 115.125 |  |  |  | No |  | No | [20 empty] | D:5'' H:7/8'' Round |  |  |  |  | 120 | Brown | 72 |  | Hardwired | 0 | 0 | 0 | 0 | 1 | 0 | 0 | 1 | 1 | 0 | 0 | 785652075179 | [16 empty] | cETL Damp | ROBIE 12L CHAND-710 | Twelve Light Chandelier |  | 3121612-710.jpg | 3121612.jpg
3121612-962 | Twelve Light Chandelier |  | CHANDELIERS | Robie | Chandeliers | Brushed Nickel | 962 | Steel | Etched / White Inside Glass | D:3.5" H:6.125" |  |  | 12 Medium A19 75w |  | 12 | No | [14 empty] | 0 | [12 empty] | 374.5 | 749 | 1123.5 | D:40'' H:40 5/8'' O:115 1/8'' |  | 40 |  |  | 40.625 | Center Lock-Up |  |  | 115.125 |  |  |  | No |  | No | [20 empty] | D:5'' H:7/8'' Round |  |  |  |  | 120 | Clear Silver | 72 |  | Hardwired | 0 | 0 | 0 | 0 | 1 | 0 | 0 | 1 | 1 | 0 | 0 | 785652075186 | [16 empty] | cETL Damp | ROBIE 12L CHAND-962 | Twelve Light Chandelier |  | 3121612-962.jpg | 3121612.jpg
3121612EN3-112 | Twelve Light Chandelier |  | CHANDELIERS | Robie | Chandeliers | Midnight Black | 112 | Steel | Etched / White Inside Glass | D:3.5" H:6.125" |  |  | 12 Medium A19 9.3w |  | 12 | Yes | [14 empty] | 0 | [12 empty] | 434.5 | 869 | 1303.5 | D:40'' H:40 5/8'' O:115 1/8'' |  | 40 |  |  | 40.625 | Center Lock-Up |  |  | 115.125 |  |  |  | No |  | No | [20 empty] | D:5'' H:7/8'' Round |  |  |  |  | 120 | Black | 72 |  | Hardwired | 0 | 0 | 0 | 1 | 1 | 0 | 0 | 0 | 1 | 0 | 0 | 785652079665 | [16 empty] | cETL Damp | ROBIE 12L CHAND-112 | Twelve Light Chandelier |  | 3121612EN3-112.jpg | 3121612EN3.jpg
3121612EN3-710 | Twelve Light Chandelier |  | CHANDELIERS | Robie | Chandeliers | Burnt Sienna | 710 | Steel | Etched / White Inside Glass | D:3.5" H:6.125" |  |  | 12 Medium A19 9.3w |  | 12 | Yes | [14 empty] | 0 | [12 empty] | 434.5 | 869 | 1303.5 | D:40'' H:40 5/8'' O:115 1/8'' |  | 40 |  |  | 40.625 | Center Lock-Up |  |  | 115.125 |  |  |  | No |  | No | [20 empty] | D:5'' H:7/8'' Round |  |  |  |  | 120 | Brown | 72 |  | Hardwired | 0 | 0 | 0 | 1 | 1 | 0 | 0 | 0 | 1 | 0 | 0 | 785652079672 | [16 empty] | cETL Damp | ROBIE 12L CHAND-710 | Twelve Light Chandelier |  | 3121612EN3-710.jpg | 3121612EN3.jpg
3121612EN3-962 | Twelve Light Chandelier |  | CHANDELIERS | Robie | Chandeliers | Brushed Nickel | 962 | Steel | Etched / White Inside Glass | D:3.5" H:6.125" |  |  | 12 Medium A19 9.3w |  | 12 | Yes | [14 empty] | 0 | [12 empty] | 434.5 | 869 | 1303.5 | D:40'' H:40 5/8'' O:115 1/8'' |  | 40 |  |  | 40.625 | Center Lock-Up |  |  | 115.125 |  |  |  | No |  | No | [20 empty] | D:5'' H:7/8'' Round |  |  |  |  | 120 | Clear Silver | 72 |  | Hardwired | 0 | 0 | 0 | 1 | 1 | 0 | 0 | 0 | 1 | 0 | 0 | 785652079689 | [16 empty] | cETL Damp | ROBIE 12L CHAND-962 | Twelve Light Chandelier |  | 3121612EN3-962.jpg | 3121612EN3.jpg
3124503-710 | Three Light Chandelier | The transitional styling of the Hanford lighting collection by Sea Gull Lighting is evident in its elegant symmetry articulated by long, sweeping arms. Tapered Etched glass shades produce a soft uplight and make Hanford complementary to a wide array of décor from traditional to contemporary. Offered in both Brushed Nickel and Burnt Sienna finishes, the collection includes five-, nine- and fifteen-light chandeliers, a three-light hall/foyer light, a one-light mini pendant, a three-light pendant, a three-light semi-flush mount which can convert into a pendant, and one-, two-, three- and four-light bath fixtures. Incandescent and ENERGY STAR-qualified LED lamping are available; all fixtures are California Title 24 compliant. | CHANDELIERS | Hanford | Chandeliers | Burnt Sienna | 710 | Steel | Satin Etched Glass | D:5.125" H:5.75" |  |  | 3 Medium A19 75w |  | 3 | No | [14 empty] | 0 | [12 empty] | 89.5 | 179 | 268.5 | D:20'' H:22'' O:60 1/4'' |  | 20 |  |  | 22 | Center Lock-Up |  |  | 60.25 |  |  |  | No |  | No | [20 empty] | D:5'' H:7/8'' Round |  |  |  |  | 72 | Brown | 36 |  | Hardwired | 0 | 0 | 0 | 0 | 1 | 0 | 0 | 1 | 1 | 0 | 0 | 785652110726 | [16 empty] | cETL Damp | HANFORD 3L CHAND-710 | Three Light Chandelier |  | 3124503-710.jpg | 3124503.jpg
3124503-962 | Three Light Chandelier | The transitional styling of the Hanford lighting collection by Sea Gull Lighting is evident in its elegant symmetry articulated by long, sweeping arms. Tapered Etched glass shades produce a soft uplight and make Hanford complementary to a wide array of décor from traditional to contemporary. Offered in both Brushed Nickel and Burnt Sienna finishes, the collection includes five-, nine- and fifteen-light chandeliers, a three-light hall/foyer light, a one-light mini pendant, a three-light pendant, a three-light semi-flush mount which can convert into a pendant, and one-, two-, three- and four-light bath fixtures. Incandescent and ENERGY STAR-qualified LED lamping are available; all fixtures are California Title 24 compliant. | CHANDELIERS | Hanford | Chandeliers | Brushed Nickel | 962 | Steel | Satin Etched Glass | D:5.125" H:5.75" |  |  | 3 Medium A19 75w |  | 3 | No | [14 empty] | 0 | [12 empty] | 89.5 | 179 | 268.5 | D:20'' H:22'' O:60 1/4'' |  | 20 |  |  | 22 | Center Lock-Up |  |  | 60.25 |  |  |  | No |  | No | [20 empty] | D:5'' H:7/8'' Round |  |  |  |  | 72 | Brown | 36 |  | Hardwired | 0 | 0 | 0 | 0 | 1 | 0 | 0 | 1 | 1 | 0 | 0 | 785652110733 | [16 empty] | cETL Damp | HANFORD 3L CHAND-962 | Three Light Chandelier |  | 3124503-962.jpg | 3124503.jpg
3124503EN3-710 | Three Light Chandelier | The transitional styling of the Hanford lighting collection by Sea Gull Lighting is evident in its elegant symmetry articulated by long, sweeping arms. Tapered Etched glass shades produce a soft uplight and make Hanford complementary to a wide array of décor from traditional to contemporary. Offered in both Brushed Nickel and Burnt Sienna finishes, the collection includes five-, nine- and fifteen-light chandeliers, a three-light hall/foyer light, a one-light mini pendant, a three-light pendant, a three-light semi-flush mount which can convert into a pendant, and one-, two-, three- and four-light bath fixtures. Incandescent and ENERGY STAR-qualified LED lamping are available; all fixtures are California Title 24 compliant. | CHANDELIERS | Hanford | Chandeliers | Burnt Sienna | 710 | Steel | Satin Etched Glass | D:5.125" H:5.75" |  |  | 3 Medium A19 9.3w |  | 3 | Yes | [14 empty] | 0 | [12 empty] | 104.5 | 209 | 313.5 | D:20'' H:22'' O:60 1/4'' |  | 20 |  |  | 22 | Center Lock-Up |  |  | 60.25 |  |  |  | No |  | No | [20 empty] | D:5'' H:7/8'' Round |  |  |  |  | 72 | Brown | 36 |  | Hardwired | 0 | 0 | 0 | 1 | 1 | 0 | 0 | 0 | 1 | 0 | 0 | 785652082061 | [16 empty] | cETL Damp | HANFORD 3L CHAND-710 | Three Light Chandelier |  | 3124503EN3-710.jpg | 3124503EN3.jpg
3124503EN3-962 | Three Light Chandelier | The transitional styling of the Hanford lighting collection by Sea Gull Lighting is evident in its elegant symmetry articulated by long, sweeping arms. Tapered Etched glass shades produce a soft uplight and make Hanford complementary to a wide array of décor from traditional to contemporary. Offered in both Brushed Nickel and Burnt Sienna finishes, the collection includes five-, nine- and fifteen-light chandeliers, a three-light hall/foyer light, a one-light mini pendant, a three-light pendant, a three-light semi-flush mount which can convert into a pendant, and one-, two-, three- and four-light bath fixtures. Incandescent and ENERGY STAR-qualified LED lamping are available; all fixtures are California Title 24 compliant. | CHANDELIERS | Hanford | Chandeliers | Brushed Nickel | 962 | Steel | Satin Etched Glass | D:5.125" H:5.75" |  |  | 3 Medium A19 9.3w |  | 3 | Yes | [14 empty] | 0 | [12 empty] | 104.5 | 209 | 313.5 | D:20'' H:22'' O:60 1/4'' |  | 20 |  |  | 22 | Center Lock-Up |  |  | 60.25 |  |  |  | No |  | No | [20 empty] | D:5'' H:7/8'' Round |  |  |  |  | 72 | Clear Silver | 36 |  | Hardwired | 0 | 0 | 0 | 1 | 1 | 0 | 0 | 0 | 1 | 0 | 0 | 785652082078 | [16 empty] | cETL Damp | HANFORD 3L CHAND-962 | Three Light Chandelier |  | 3124503EN3-962.jpg | 3124503EN3.jpg
3124505-710 | Five Light Chandelier | The transitional styling of the Hanford lighting collection by Sea Gull Lighting is evident in its elegant symmetry articulated by long, sweeping arms. Tapered Etched glass shades produce a soft uplight and make Hanford complementary to a wide array of décor from traditional to contemporary. Offered in both Brushed Nickel and Burnt Sienna finishes, the collection includes five-, nine- and fifteen-light chandeliers, a three-light hall/foyer light, a one-light mini pendant, a three-light pendant, a three-light semi-flush mount which can convert into a pendant, and one-, two-, three- and four-light bath fixtures. Incandescent and ENERGY STAR-qualified LED lamping are available; all fixtures are California Title 24 compliant. | CHANDELIERS | Hanford | Chandeliers | Burnt Sienna | 710 | Steel | Satin Etched Glass | D:5.125" H:5.75" |  |  | 5 Medium A19 100w |  | 5 | No | [14 empty] | 0 | [12 empty] | 149.98 | 299.96 | 449.94 | D:27 5/8'' H:27 5/8'' O:66 1/8'' | 17.1 | 27.625 |  |  | 27.625 | Center Lock-Up |  |  | 66.125 |  |  |  | No |  | No | [20 empty] | D:5'' H:7/8'' Round |  |  |  |  | 72 | Brown | 36 |  | Hardwired | 0 | 0 | 0 | 0 | 1 | 0 | 0 | 1 | 1 | 0 | 0 | 785652110740 | 28.25 | 27.5 | 13.25 | 22.2 | 5.957 | 250 | Yes | [9 empty] | cETL Damp | HANFORD 5L CHAND-710 | Five Light Chandelier |  | 3124505-710.jpg | 3124505.jpg
3124505-962 | Five Light Chandelier | The transitional styling of the Hanford lighting collection by Sea Gull Lighting is evident in its elegant symmetry articulated by long, sweeping arms. Tapered Etched glass shades produce a soft uplight and make Hanford complementary to a wide array of décor from traditional to contemporary. Offered in both Brushed Nickel and Burnt Sienna finishes, the collection includes five-, nine- and fifteen-light chandeliers, a three-light hall/foyer light, a one-light mini pendant, a three-light pendant, a three-light semi-flush mount which can convert into a pendant, and one-, two-, three- and four-light bath fixtures. Incandescent and ENERGY STAR-qualified LED lamping are available; all fixtures are California Title 24 compliant. | CHANDELIERS | Hanford | Chandeliers | Brushed Nickel | 962 | Steel | Satin Etched Glass | D:5.125" H:5.75" |  |  | 5 Medium A19 100w |  | 5 | No | [14 empty] | 0 | [12 empty] | 149.98 | 299.96 | 449.94 | D:27 5/8'' H:27 5/8'' O:66 1/8'' | 17.1 | 27.625 |  |  | 27.625 | Center Lock-Up |  |  | 66.125 |  |  |  | No |  | No | [20 empty] | D:5'' H:7/8'' Round |  |  |  |  | 72 | Clear Silver | 36 |  | Hardwired | 0 | 0 | 0 | 0 | 1 | 0 | 0 | 1 | 1 | 0 | 0 | 785652110757 | 28.25 | 27.5 | 13.25 | 22.2 | 5.957 | 250 | Yes | [9 empty] | cETL Damp | HANFORD 5L CHAND-962 | Five Light Chandelier |  | 3124505-962.jpg | 3124505.jpg
3124505EN3-710 | Five Light Chandelier | The transitional styling of the Hanford lighting collection by Sea Gull Lighting is evident in its elegant symmetry articulated by long, sweeping arms. Tapered Etched glass shades produce a soft uplight and make Hanford complementary to a wide array of décor from traditional to contemporary. Offered in both Brushed Nickel and Burnt Sienna finishes, the collection includes five-, nine- and fifteen-light chandeliers, a three-light hall/foyer light, a one-light mini pendant, a three-light pendant, a three-light semi-flush mount which can convert into a pendant, and one-, two-, three- and four-light bath fixtures. Incandescent and ENERGY STAR-qualified LED lamping are available; all fixtures are California Title 24 compliant. | CHANDELIERS | Hanford | Chandeliers | Burnt Sienna | 710 | Steel | Satin Etched Glass | D:5.125" H:5.75" |  |  | 5 Medium A19 9.3w |  | 5 | Yes | [14 empty] | 0 | [12 empty] | 174.98 | 349.96 | 524.94 | D:27 5/8'' H:27 5/8'' O:66 1/8'' | 17.1 | 27.625 |  |  | 27.625 | Center Lock-Up |  |  | 66.125 |  |  |  | No |  | No | [20 empty] | D:5'' H:7/8'' Round |  |  |  |  | 72 | Brown | 36 |  | Hardwired | 0 | 0 | 0 | 1 | 1 | 0 | 0 | 0 | 1 | 0 | 0 | 785652048333 | 28.25 | 27.5 | 13.25 | 22.2 | 5.957 | 250 | Yes | [9 empty] | cETL Damp | HANFORD 5L CHAND-710 | Five Light Chandelier |  | 3124505EN3-710.jpg | 3124505.jpg
3124505EN3-962 | Five Light Chandelier | The transitional styling of the Hanford lighting collection by Sea Gull Lighting is evident in its elegant symmetry articulated by long, sweeping arms. Tapered Etched glass shades produce a soft uplight and make Hanford complementary to a wide array of décor from traditional to contemporary. Offered in both Brushed Nickel and Burnt Sienna finishes, the collection includes five-, nine- and fifteen-light chandeliers, a three-light hall/foyer light, a one-light mini pendant, a three-light pendant, a three-light semi-flush mount which can convert into a pendant, and one-, two-, three- and four-light bath fixtures. Incandescent and ENERGY STAR-qualified LED lamping are available; all fixtures are California Title 24 compliant. | CHANDELIERS | Hanford | Chandeliers | Brushed Nickel | 962 | Steel | Satin Etched Glass | D:5.125" H:5.75" |  |  | 5 Medium A19 9.3w |  | 5 | Yes | [14 empty] | 0 | [12 empty] | 174.98 | 349.96 | 524.94 | D:27 5/8'' H:27 5/8'' O:66 1/8'' | 17.1 | 27.625 |  |  | 27.625 | Center Lock-Up |  |  | 66.125 |  |  |  | No |  | No | [20 empty] | D:5'' H:7/8'' Round |  |  |  |  | 72 | Clear Silver | 36 |  | Hardwired | 0 | 0 | 0 | 1 | 1 | 0 | 0 | 0 | 1 | 0 | 0 | 785652048340 | 27.625 | 27.5 | 13.125 | 20.1 | 5.77 | 250 | Yes | [9 empty] | cETL Damp | HANFORD 5L CHAND-962 | Five Light Chandelier |  | 3124505EN3-962.jpg | 3124505.jpg
3124509-710 | Nine Light Chandelier | The transitional styling of the Hanford lighting collection by Sea Gull Lighting is evident in its elegant symmetry articulated by long, sweeping arms. Tapered Etched glass shades produce a soft uplight and make Hanford complementary to a wide array of décor from traditional to contemporary. Offered in both Brushed Nickel and Burnt Sienna finishes, the collection includes five-, nine- and fifteen-light chandeliers, a three-light hall/foyer light, a one-light mini pendant, a three-light pendant, a three-light semi-flush mount which can convert into a pendant, and one-, two-, three- and four-light bath fixtures. Incandescent and ENERGY STAR-qualified LED lamping are available; all fixtures are California Title 24 compliant. | CHANDELIERS | Hanford | Chandeliers | Burnt Sienna | 710 | Steel | Satin Etched Glass | D:5.125" H:5.75" |  |  | 9 Medium A19 100w |  | 9 | No | [14 empty] | 0 | [12 empty] | 324.98 | 649.96 | 974.94 | D:33'' H:37'' O:158 7/8'' | 24.26 | 33 |  |  | 37 | Center Lock-Up |  |  | 158.875 |  |  |  | No |  | No | [20 empty] | D:5'' H:7/8'' Round |  |  |  |  | 144 | Brown | 120 |  | Hardwired | 0 | 0 | 0 | 0 | 1 | 0 | 0 | 1 | 1 | 0 | 0 | 785652110764 | 37.5 | 35 | 14 | 39.7 | 10.634 | 250 | Yes | [9 empty] | cETL Damp | HANFORD 9L CHAND-710 | Nine Light Chandelier |  | 3124509-710.jpg | 3124509.jpg
3124509-962 | Nine Light Chandelier | The transitional styling of the Hanford lighting collection by Sea Gull Lighting is evident in its elegant symmetry articulated by long, sweeping arms. Tapered Etched glass shades produce a soft uplight and make Hanford complementary to a wide array of décor from traditional to contemporary. Offered in both Brushed Nickel and Burnt Sienna finishes, the collection includes five-, nine- and fifteen-light chandeliers, a three-light hall/foyer light, a one-light mini pendant, a three-light pendant, a three-light semi-flush mount which can convert into a pendant, and one-, two-, three- and four-light bath fixtures. Incandescent and ENERGY STAR-qualified LED lamping are available; all fixtures are California Title 24 compliant. | CHANDELIERS | Hanford | Chandeliers | Brushed Nickel | 962 | Steel | Satin Etched Glass | D:5.125" H:5.75" |  |  | 9 Medium A19 100w |  | 9 | No | [14 empty] | 0 | [12 empty] | 324.98 | 649.96 | 974.94 | D:33'' H:37'' O:158 7/8'' | 24.26 | 33 |  |  | 37 | Center Lock-Up |  |  | 158.875 |  |  |  | No |  | No | [20 empty] | D:5'' H:7/8'' Round |  |  |  |  | 144 | Clear Silver | 120 |  | Hardwired | 0 | 0 | 0 | 0 | 1 | 0 | 0 | 1 | 1 | 0 | 0 | 785652110771 | 38 | 35 | 12.75 | 39 | 9.813 | 175 | Yes | [9 empty] | cETL Damp | HANFORD 9L CHAND-962 | Nine Light Chandelier |  | 3124509-962.jpg | 3124509.jpg
3124509EN3-710 | Nine Light Chandelier | The transitional styling of the Hanford lighting collection by Sea Gull Lighting is evident in its elegant symmetry articulated by long, sweeping arms. Tapered Etched glass shades produce a soft uplight and make Hanford complementary to a wide array of décor from traditional to contemporary. Offered in both Brushed Nickel and Burnt Sienna finishes, the collection includes five-, nine- and fifteen-light chandeliers, a three-light hall/foyer light, a one-light mini pendant, a three-light pendant, a three-light semi-flush mount which can convert into a pendant, and one-, two-, three- and four-light bath fixtures. Incandescent and ENERGY STAR-qualified LED lamping are available; all fixtures are California Title 24 compliant. | CHANDELIERS | Hanford | Chandeliers | Burnt Sienna | 710 | Steel | Satin Etched Glass | D:5.125" H:5.75" |  |  | 9 Medium A19 9.3w |  | 9 | Yes | [14 empty] | 0 | [12 empty] | 374.98 | 749.96 | 1124.94 | D:33'' H:37'' O:158 7/8'' | 24.26 | 33 |  |  | 37 | Center Lock-Up |  |  | 158.875 |  |  |  | No |  | No | [20 empty] | D:5'' H:7/8'' Round |  |  |  |  | 144 | Brown | 120 |  | Hardwired | 0 | 0 | 0 | 1 | 1 | 0 | 0 | 0 | 1 | 0 | 0 | 785652045868 | 37.75 | 34.75 | 14 | 40.2 | 10.628 | 250 | Yes | [9 empty] | cETL Damp | HANFORD 9L CHAND-710 | Nine Light Chandelier |  | 3124509EN3-710.jpg | 3124509.jpg
3124509EN3-962 | Nine Light Chandelier | The transitional styling of the Hanford lighting collection by Sea Gull Lighting is evident in its elegant symmetry articulated by long, sweeping arms. Tapered Etched glass shades produce a soft uplight and make Hanford complementary to a wide array of décor from traditional to contemporary. Offered in both Brushed Nickel and Burnt Sienna finishes, the collection includes five-, nine- and fifteen-light chandeliers, a three-light hall/foyer light, a one-light mini pendant, a three-light pendant, a three-light semi-flush mount which can convert into a pendant, and one-, two-, three- and four-light bath fixtures. Incandescent and ENERGY STAR-qualified LED lamping are available; all fixtures are California Title 24 compliant. | CHANDELIERS | Hanford | Chandeliers | Brushed Nickel | 962 | Steel | Satin Etched Glass | D:5.125" H:5.75" |  |  | 9 Medium A19 9.3w |  | 9 | Yes | [14 empty] | 0 | [12 empty] | 374.98 | 749.96 | 1124.94 | D:33'' H:37'' O:158 7/8'' | 24.26 | 33 |  |  | 37 | Center Lock-Up |  |  | 158.875 |  |  |  | No |  | No | [20 empty] | D:5'' H:7/8'' Round |  |  |  |  | 144 | Clear Silver | 120 |  | Hardwired | 0 | 0 | 0 | 1 | 1 | 0 | 0 | 0 | 1 | 0 | 0 | 785652045875 | 37.5 | 35 | 14 | 39.7 | 10.634 | 250 | Yes | [9 empty] | cETL Damp | HANFORD 9L CHAND-962 | Nine Light Chandelier |  | 3124509EN3-962.jpg | 3124509.jpg
3124515-710 | Fifteen Light Chandelier | The transitional styling of the Hanford lighting collection by Sea Gull Lighting is evident in its elegant symmetry articulated by long, sweeping arms. Tapered Etched glass shades produce a soft uplight and make Hanford complementary to a wide array of décor from traditional to contemporary. Offered in both Brushed Nickel and Burnt Sienna finishes, the collection includes five-, nine- and fifteen-light chandeliers, a three-light hall/foyer light, a one-light mini pendant, a three-light pendant, a three-light semi-flush mount which can convert into a pendant, and one-, two-, three- and four-light bath fixtures. Incandescent and ENERGY STAR-qualified LED lamping are available; all fixtures are California Title 24 compliant. | CHANDELIERS | Hanford | Chandeliers | Burnt Sienna | 710 | Steel | Satin Etched Glass | D:5.125" H:5.75" |  |  | 15 Medium A19 60w |  | 15 | No | [14 empty] | 0 | [12 empty] | 629.98 | 1259.96 | 1889.94 | D:43 1/8'' H:42 5/8'' O:164 1/4'' | 44.1 | 43.125 |  |  | 42.625 | Center Lock-Up |  |  | 164.25 |  |  |  | No |  | No | [20 empty] | D:5'' H:7/8'' Round |  |  |  |  | 144 | Brown | 120 |  | Hardwired | 0 | 0 | 0 | 0 | 1 | 0 | 0 | 1 | 1 | 0 | 0 | 785652110788 | 44 | 43 | 16.25 | 63.9 | 17.792 | 250 | Yes | [9 empty] | cETL Damp | HANFORD 15L CHAND-710 | Fifteen Light Chandelier |  | 3124515-710.jpg | 3124515.jpg
3124515EN3-710 | Fifteen Light Chandelier | The transitional styling of the Hanford lighting collection by Sea Gull Lighting is evident in its elegant symmetry articulated by long, sweeping arms. Tapered Etched glass shades produce a soft uplight and make Hanford complementary to a wide array of décor from traditional to contemporary. Offered in both Brushed Nickel and Burnt Sienna finishes, the collection includes five-, nine- and fifteen-light chandeliers, a three-light hall/foyer light, a one-light mini pendant, a three-light pendant, a three-light semi-flush mount which can convert into a pendant, and one-, two-, three- and four-light bath fixtures. Incandescent and ENERGY STAR-qualified LED lamping are available; all fixtures are California Title 24 compliant. | CHANDELIERS | Hanford | Chandeliers | Burnt Sienna | 710 | Steel | Satin Etched Glass | D:5.125" H:5.75" |  |  | 15 Medium A19 9.3w |  | 15 | Yes | [14 empty] | 0 | [12 empty] | 724.98 | 1449.96 | 2174.94 | D:43 1/8'' H:42 5/8'' O:164 1/4'' | 44.1 | 43.125 |  |  | 42.625 | Center Lock-Up |  |  | 164.25 |  |  |  | No |  | No | [20 empty] | D:5'' H:7/8'' Round |  |  |  |  | 144 | Brown | 120 |  | Hardwired | 0 | 0 | 0 | 1 | 1 | 0 | 0 | 0 | 1 | 0 | 0 | 785652045745 | 44 | 43 | 16.25 | 63.9 | 17.792 | 250 | Yes | [9 empty] | cETL Damp | HANFORD 15L CHAND-710 | Fifteen Light Chandelier |  | 3124515EN3-710.jpg | 3124515.jpg
3124603-778 | Three Light Chandelier | The silhouette of the modern Alturas lighting collection by Sea Gull Lighting features an interlocking, spherical steel frame, which harkens back to the Unisphere constructed for the 1964 New York World's Fair. The minimalist Alturas Collection draws the eye to the soft, warm glow of the light emitted from the cylindrical Satin Etched glass shades. The full assortment includes three-, five- and nine-light chandeliers, a one-light mini pendant, a three-light pendant, a two-light semi flush which is convertible into a pendant, and one-, two-, three- and four-light bath fixtures. All fixtures are offered in Brushed Oil Rubbed Bronze, Brushed Nickel and Satin Bronze finishes, the bath fixtures are also offered in Chrome finish. Incandescent and ENERGY STAR-qualified LED lamping are available; all fixtures are California Title 24 compliant. | CHANDELIERS | Alturas | Chandeliers | Brushed Oil Rubbed Bronze | 778 | Steel | Etched / White Inside Glass | D:3.5" H:6.125" |  |  | 3 Medium A19 100w |  | 3 | No | [14 empty] | 0 | [12 empty] | 149.98 | 299.96 | 449.94 | D:19'' H:18 3/4'' O:64'' | 8.2 | 19 |  |  | 18.75 | Center Lock-Up |  |  | 64 |  |  |  | No |  | No | [20 empty] | D:5 1/8'' H:3/4'' Round |  |  |  |  | 144 | Brown |  |  | Hardwired | 0 | 0 | 0 | 0 | 1 | 0 | 0 | 1 | 0 | 0 | 0 | 785652067143 | 21.25 | 20.75 | 13.125 | 11 | 3.349 | 250 | Yes | [9 empty] | cETL Damp | ALTURAS 3L CHAND-778 | Three Light Chandelier |  | 3124603-778.png | 3124603.jpg
3124603-848 | Three Light Chandelier | The silhouette of the modern Alturas lighting collection by Sea Gull Lighting features an interlocking, spherical steel frame, which harkens back to the Unisphere constructed for the 1964 New York World's Fair. The minimalist Alturas Collection draws the eye to the soft, warm glow of the light emitted from the cylindrical Satin Etched glass shades. The full assortment includes three-, five- and nine-light chandeliers, a one-light mini pendant, a three-light pendant, a two-light semi flush which is convertible into a pendant, and one-, two-, three- and four-light bath fixtures. All fixtures are offered in Brushed Oil Rubbed Bronze, Brushed Nickel and Satin Bronze finishes, the bath fixtures are also offered in Chrome finish. Incandescent and ENERGY STAR-qualified LED lamping are available; all fixtures are California Title 24 compliant. | CHANDELIERS | Alturas | Chandeliers | Satin Bronze | 848 | Steel | Etched / White Inside Glass | D:3.5" H:6.125" |  |  | 3 Medium A19 100w |  | 3 | No | [14 empty] | 0 | [12 empty] | 149.98 | 299.96 | 449.94 | D:19'' H:18 3/4'' O:64'' | 8.2 | 19 |  |  | 18.75 | Center Lock-Up |  |  | 64 |  |  |  | No |  | No | [20 empty] | D:5 1/8'' H:3/4'' Round |  |  |  |  | 144 | Gold |  |  | Hardwired | 0 | 0 | 0 | 0 | 1 | 0 | 0 | 1 | 0 | 0 | 0 | 785652000522 | 20.75 | 12.75 | 21.25 | 11.2 | 3.253 | 250 | Yes | [9 empty] | cETL Damp | ALTURAS 3L CHAND-848 | Three Light Chandelier |  | 3124603-848.jpg | 3124603.jpg
3124603-962 | Three Light Chandelier | The silhouette of the modern Alturas lighting collection by Sea Gull Lighting features an interlocking, spherical steel frame, which harkens back to the Unisphere constructed for the 1964 New York World's Fair. The minimalist Alturas Collection draws the eye to the soft, warm glow of the light emitted from the cylindrical Satin Etched glass shades. The full assortment includes three-, five- and nine-light chandeliers, a one-light mini pendant, a three-light pendant, a two-light semi flush which is convertible into a pendant, and one-, two-, three- and four-light bath fixtures. All fixtures are offered in Brushed Oil Rubbed Bronze, Brushed Nickel and Satin Bronze finishes, the bath fixtures are also offered in Chrome finish. Incandescent and ENERGY STAR-qualified LED lamping are available; all fixtures are California Title 24 compliant. | CHANDELIERS | Alturas | Chandeliers | Brushed Nickel | 962 | Steel | Etched / White Inside Glass | D:3.5" H:6.125" |  |  | 3 Medium A19 100w |  | 3 | No | [14 empty] | 0 | [12 empty] | 156.48 | 312.96 | 469.44 | D:19'' H:18 3/4'' O:64'' | 8.2 | 19 |  |  | 18.75 | Center Lock-Up |  |  | 64 |  |  |  | No |  | No | [20 empty] | D:5 1/8'' H:3/4'' Round |  |  |  |  | 144 | Clear Silver |  |  | Hardwired | 0 | 0 | 0 | 0 | 1 | 0 | 0 | 1 | 0 | 0 | 0 | 785652108808 | 21 | 12.75 | 21.5 | 10.9 | 3.331 | 250 | Yes | [9 empty] | cETL Damp | ALTURAS 3L CHAND-962 | Three Light Chandelier |  | 3124603-962.jpg | 3124603.jpg
3124603EN3-778 | Three Light Chandelier | The silhouette of the modern Alturas lighting collection by Sea Gull Lighting features an interlocking, spherical steel frame, which harkens back to the Unisphere constructed for the 1964 New York World's Fair. The minimalist Alturas Collection draws the eye to the soft, warm glow of the light emitted from the cylindrical Satin Etched glass shades. The full assortment includes three-, five- and nine-light chandeliers, a one-light mini pendant, a three-light pendant, a two-light semi flush which is convertible into a pendant, and one-, two-, three- and four-light bath fixtures. All fixtures are offered in Brushed Oil Rubbed Bronze, Brushed Nickel and Satin Bronze finishes, the bath fixtures are also offered in Chrome finish. Incandescent and ENERGY STAR-qualified LED lamping are available; all fixtures are California Title 24 compliant. | CHANDELIERS | Alturas | Chandeliers | Brushed Oil Rubbed Bronze | 778 | Steel | Etched / White Inside Glass | D:3.5" H:6.125" |  |  | 3 Medium A19 9.3w |  | 3 | Yes | [14 empty] | 0 | [12 empty] | 169.98 | 339.96 | 509.94 | D:19'' H:18 3/4'' O:64'' | 8.2 | 19 |  |  | 18.75 | Center Lock-Up |  |  | 64 |  |  |  | No |  | No | [20 empty] | D:5 1/8'' H:3/4'' Round |  |  |  |  | 144 | Brown |  |  | Hardwired | 0 | 0 | 0 | 1 | 1 | 0 | 0 | 0 | 0 | 0 | 0 | 785652068041 | 21.25 | 20.75 | 13.125 | 11 | 3.349 | 250 | Yes | [9 empty] | cETL Damp | ALTURAS 3L LED CHAND-778 | Three Light Chandelier |  | 3124603EN3-778.png | 3124603.jpg
3124603EN3-848 | Three Light Chandelier | The silhouette of the modern Alturas lighting collection by Sea Gull Lighting features an interlocking, spherical steel frame, which harkens back to the Unisphere constructed for the 1964 New York World's Fair. The minimalist Alturas Collection draws the eye to the soft, warm glow of the light emitted from the cylindrical Satin Etched glass shades. The full assortment includes three-, five- and nine-light chandeliers, a one-light mini pendant, a three-light pendant, a two-light semi flush which is convertible into a pendant, and one-, two-, three- and four-light bath fixtures. All fixtures are offered in Brushed Oil Rubbed Bronze, Brushed Nickel and Satin Bronze finishes, the bath fixtures are also offered in Chrome finish. Incandescent and ENERGY STAR-qualified LED lamping are available; all fixtures are California Title 24 compliant. | CHANDELIERS | Alturas | Chandeliers | Satin Bronze | 848 | Steel | Etched / White Inside Glass | D:3.5" H:6.125" |  |  | 3 Medium A19 9.3w |  | 3 | Yes | [14 empty] | 0 | [12 empty] | 169.98 | 339.96 | 509.94 | D:19'' H:18 3/4'' O:64'' | 8.2 | 19 |  |  | 18.75 | Center Lock-Up |  |  | 64 |  |  |  | No |  | No | [20 empty] | D:5 1/8'' H:3/4'' Round |  |  |  |  | 144 | Gold |  |  | Hardwired | 0 | 0 | 0 | 1 | 1 | 0 | 0 | 0 | 0 | 0 | 0 | 785652044366 | 21.25 | 12.75 | 20.75 | 11.2 | 3.253 | 250 | Yes | [9 empty] | cETL Damp | ALTURAS 3L CHAND-848 | Three Light Chandelier |  | 3124603EN3-848.jpg | 3124603.jpg
3124603EN3-962 | Three Light Chandelier | The silhouette of the modern Alturas lighting collection by Sea Gull Lighting features an interlocking, spherical steel frame, which harkens back to the Unisphere constructed for the 1964 New York World's Fair. The minimalist Alturas Collection draws the eye to the soft, warm glow of the light emitted from the cylindrical Satin Etched glass shades. The full assortment includes three-, five- and nine-light chandeliers, a one-light mini pendant, a three-light pendant, a two-light semi flush which is convertible into a pendant, and one-, two-, three- and four-light bath fixtures. All fixtures are offered in Brushed Oil Rubbed Bronze, Brushed Nickel and Satin Bronze finishes, the bath fixtures are also offered in Chrome finish. Incandescent and ENERGY STAR-qualified LED lamping are available; all fixtures are California Title 24 compliant. | CHANDELIERS | Alturas | Chandeliers | Brushed Nickel | 962 | Steel | Etched / White Inside Glass | D:3.5" H:6.125" |  |  | 3 Medium A19 9.3w |  | 3 | Yes | [14 empty] | 0 | [12 empty] | 169.98 | 339.96 | 509.94 | D:19'' H:18 3/4'' O:64'' | 8.2 | 19 |  |  | 18.75 | Center Lock-Up |  |  | 64 |  |  |  | No |  | No | [20 empty] | D:5 1/8'' H:3/4'' Round |  |  |  |  | 144 | Clear Silver |  |  | Hardwired | 0 | 0 | 0 | 1 | 1 | 0 | 0 | 0 | 0 | 0 | 0 | 785652044373 | 21.5 | 12.75 | 21 | 10.9 | 3.331 | 250 | Yes | [9 empty] | cETL Damp | ALTURAS 3L CHAND-962 | Three Light Chandelier |  | 3124603EN3-962.jpg | 3124603.jpg
3124605-778 | Five Light Chandelier | The silhouette of the modern Alturas lighting collection by Sea Gull Lighting features an interlocking, spherical steel frame, which harkens back to the Unisphere constructed for the 1964 New York World's Fair. The minimalist Alturas Collection draws the eye to the soft, warm glow of the light emitted from the cylindrical Satin Etched glass shades. The full assortment includes three-, five- and nine-light chandeliers, a one-light mini pendant, a three-light pendant, a two-light semi flush which is convertible into a pendant, and one-, two-, three- and four-light bath fixtures. All fixtures are offered in Brushed Oil Rubbed Bronze, Brushed Nickel and Satin Bronze finishes, the bath fixtures are also offered in Chrome finish. Incandescent and ENERGY STAR-qualified LED lamping are available; all fixtures are California Title 24 compliant. | CHANDELIERS | Alturas | Chandeliers | Brushed Oil Rubbed Bronze | 778 | Steel | Etched / White Inside Glass | D:3.5" H:6.125" |  |  | 5 Medium A19 100w |  | 5 | No | [14 empty] | 0 | [12 empty] | 242.98 | 485.96 | 728.94 | D:27 1/4'' H:27'' O:71 1/2'' | 13.3 | 27.25 |  |  | 27 | Center Lock-Up |  |  | 71.5 |  |  |  | No |  | No | [20 empty] | D:5 1/8'' H:3/4'' Round |  |  |  |  | 144 | Brown |  |  | Hardwired | 0 | 0 | 0 | 0 | 1 | 0 | 0 | 1 | 0 | 0 | 0 | 785652067150 | 29.75 | 28.625 | 17.625 | 18 | 8.686 | 250 | Yes | [9 empty] | cETL Damp | ALTURAS 5L CHAND-778 | Five Light Chandelier |  | 3124605-778.png | 3124605.jpg
3124605-848 | Five Light Chandelier | The silhouette of the modern Alturas lighting collection by Sea Gull Lighting features an interlocking, spherical steel frame, which harkens back to the Unisphere constructed for the 1964 New York World's Fair. The minimalist Alturas Collection draws the eye to the soft, warm glow of the light emitted from the cylindrical Satin Etched glass shades. The full assortment includes three-, five- and nine-light chandeliers, a one-light mini pendant, a three-light pendant, a two-light semi flush which is convertible into a pendant, and one-, two-, three- and four-light bath fixtures. All fixtures are offered in Brushed Oil Rubbed Bronze, Brushed Nickel and Satin Bronze finishes, the bath fixtures are also offered in Chrome finish. Incandescent and ENERGY STAR-qualified LED lamping are available; all fixtures are California Title 24 compliant. | CHANDELIERS | Alturas | Chandeliers | Satin Bronze | 848 | Steel | Etched / White Inside Glass | D:3.5" H:6.125" |  |  | 5 Medium A19 100w |  | 5 | No | [14 empty] | 0 | [12 empty] | 242.98 | 485.96 | 728.94 | D:27 1/4'' H:27'' O:71 1/2'' | 13.3 | 27.25 |  |  | 27 | Center Lock-Up |  |  | 71.5 |  |  |  | No |  | No | [20 empty] | D:5 1/8'' H:3/4'' Round |  |  |  |  | 144 | Gold |  |  | Hardwired | 0 | 0 | 0 | 0 | 1 | 0 | 0 | 1 | 0 | 0 | 0 | 785652000539 | 29.5 | 17.58 | 28.75 | 18.3 | 8.628 | 250 | Yes | [9 empty] | cETL Damp | ALTURAS 5L CHAND-848 | Five Light Chandelier |  | 3124605-848.jpg | 3124605.jpg
3124605-962 | Five Light Chandelier | The silhouette of the modern Alturas lighting collection by Sea Gull Lighting features an interlocking, spherical steel frame, which harkens back to the Unisphere constructed for the 1964 New York World's Fair. The minimalist Alturas Collection draws the eye to the soft, warm glow of the light emitted from the cylindrical Satin Etched glass shades. The full assortment includes three-, five- and nine-light chandeliers, a one-light mini pendant, a three-light pendant, a two-light semi flush which is convertible into a pendant, and one-, two-, three- and four-light bath fixtures. All fixtures are offered in Brushed Oil Rubbed Bronze, Brushed Nickel and Satin Bronze finishes, the bath fixtures are also offered in Chrome finish. Incandescent and ENERGY STAR-qualified LED lamping are available; all fixtures are California Title 24 compliant. | CHANDELIERS | Alturas | Chandeliers | Brushed Nickel | 962 | Steel | Etched / White Inside Glass | D:3.5" H:6.125" |  |  | 5 Medium A19 100w |  | 5 | No | [14 empty] | 0 | [12 empty] | 249.98 | 499.96 | 749.94 | D:27 1/4'' H:27'' O:71 1/2'' | 13.3 | 27.25 |  |  | 27 | Center Lock-Up |  |  | 71.5 |  |  |  | No |  | No | [20 empty] | D:5 1/8'' H:3/4'' Round |  |  |  |  | 144 | Clear Silver |  |  | Hardwired | 0 | 0 | 0 | 0 | 1 | 0 | 0 | 1 | 0 | 0 | 0 | 785652108815 | 29.5 | 28.5 | 17.75 | 17.8 | 8.636 | 250 | Yes | [9 empty] | cETL Damp | ALTURAS 5L CHAND-962 | Five Light Chandelier |  | 3124605-962.jpg | 3124605.jpg
3124605EN3-778 | Five Light Chandelier | The silhouette of the modern Alturas lighting collection by Sea Gull Lighting features an interlocking, spherical steel frame, which harkens back to the Unisphere constructed for the 1964 New York World's Fair. The minimalist Alturas Collection draws the eye to the soft, warm glow of the light emitted from the cylindrical Satin Etched glass shades. The full assortment includes three-, five- and nine-light chandeliers, a one-light mini pendant, a three-light pendant, a two-light semi flush which is convertible into a pendant, and one-, two-, three- and four-light bath fixtures. All fixtures are offered in Brushed Oil Rubbed Bronze, Brushed Nickel and Satin Bronze finishes, the bath fixtures are also offered in Chrome finish. Incandescent and ENERGY STAR-qualified LED lamping are available; all fixtures are California Title 24 compliant. | CHANDELIERS | Alturas | Chandeliers | Brushed Oil Rubbed Bronze | 778 | Steel | Etched / White Inside Glass | D:3.5" H:6.125" |  |  | 5 Medium A19 9.3w |  | 5 | Yes | [14 empty] | 0 | [12 empty] | 272.98 | 545.96 | 818.94 | D:27 1/4'' H:27'' O:71 1/2'' | 13.3 | 27.25 |  |  | 27 | Center Lock-Up |  |  | 71.5 |  |  |  | No |  | No | [20 empty] | D:5 1/8'' H:3/4'' Round |  |  |  |  | 144 | Brown |  |  | Hardwired | 0 | 0 | 0 | 1 | 1 | 0 | 0 | 0 | 0 | 0 | 0 | 785652068058 | 29.75 | 28.625 | 17.625 | 18 | 8.686 | 250 | Yes | [9 empty] | cETL Damp | ALTURAS 5L LED CHAND-778 | Five Light Chandelier |  | 3124605EN3-778.png | 3124605.jpg
3124605EN3-848 | Five Light Chandelier | The silhouette of the modern Alturas lighting collection by Sea Gull Lighting features an interlocking, spherical steel frame, which harkens back to the Unisphere constructed for the 1964 New York World's Fair. The minimalist Alturas Collection draws the eye to the soft, warm glow of the light emitted from the cylindrical Satin Etched glass shades. The full assortment includes three-, five- and nine-light chandeliers, a one-light mini pendant, a three-light pendant, a two-light semi flush which is convertible into a pendant, and one-, two-, three- and four-light bath fixtures. All fixtures are offered in Brushed Oil Rubbed Bronze, Brushed Nickel and Satin Bronze finishes, the bath fixtures are also offered in Chrome finish. Incandescent and ENERGY STAR-qualified LED lamping are available; all fixtures are California Title 24 compliant. | CHANDELIERS | Alturas | Chandeliers | Satin Bronze | 848 | Steel | Etched / White Inside Glass | D:3.5" H:6.125" |  |  | 5 Medium A19 9.3w |  | 5 | Yes | [14 empty] | 0 | [12 empty] | 272.98 | 545.96 | 818.94 | D:27 1/4'' H:27'' O:71 1/2'' | 13.3 | 27.25 |  |  | 27 | Center Lock-Up |  |  | 71.5 |  |  |  | No |  | No | [20 empty] | D:5 1/8'' H:3/4'' Round |  |  |  |  | 144 | Gold |  |  | Hardwired | 0 | 0 | 0 | 1 | 1 | 0 | 0 | 0 | 0 | 0 | 0 | 785652044410 | 29.5 | 17.58 | 28.75 | 18.3 | 8.628 | 250 | Yes | [9 empty] | cETL Damp | ALTURAS 5L CHAND-848 | Five Light Chandelier |  | 3124605EN3-848.jpg | 3124605.jpg
3124605EN3-962 | Five Light Chandelier | The silhouette of the modern Alturas lighting collection by Sea Gull Lighting features an interlocking, spherical steel frame, which harkens back to the Unisphere constructed for the 1964 New York World's Fair. The minimalist Alturas Collection draws the eye to the soft, warm glow of the light emitted from the cylindrical Satin Etched glass shades. The full assortment includes three-, five- and nine-light chandeliers, a one-light mini pendant, a three-light pendant, a two-light semi flush which is convertible into a pendant, and one-, two-, three- and four-light bath fixtures. All fixtures are offered in Brushed Oil Rubbed Bronze, Brushed Nickel and Satin Bronze finishes, the bath fixtures are also offered in Chrome finish. Incandescent and ENERGY STAR-qualified LED lamping are available; all fixtures are California Title 24 compliant. | CHANDELIERS | Alturas | Chandeliers | Brushed Nickel | 962 | Steel | Etched / White Inside Glass | D:3.5" H:6.125" |  |  | 5 Medium A19 9.3w |  | 5 | Yes | [14 empty] | 0 | [12 empty] | 274.98 | 549.96 | 824.94 | D:27 1/4'' H:27'' O:71 1/2'' | 13.3 | 27.25 |  |  | 27 | Center Lock-Up |  |  | 71.5 |  |  |  | No |  | No | [20 empty] | D:5 1/8'' H:3/4'' Round |  |  |  |  | 144 | Clear Silver |  |  | Hardwired | 0 | 0 | 0 | 1 | 1 | 0 | 0 | 0 | 0 | 0 | 0 | 785652044427 | 29.5 | 28.5 | 17.5 | 17.8 | 8.515 | 250 | Yes | [9 empty] | cETL Damp | ALTURAS 5L CHAND-962 | Five Light Chandelier |  | 3124605EN3-962.jpg | 3124605.jpg
3124609-778 | Nine Light Chandelier | The silhouette of the modern Alturas lighting collection by Sea Gull Lighting features an interlocking, spherical steel frame, which harkens back to the Unisphere constructed for the 1964 New York World's Fair. The minimalist Alturas Collection draws the eye to the soft, warm glow of the light emitted from the cylindrical Satin Etched glass shades. The full assortment includes three-, five- and nine-light chandeliers, a one-light mini pendant, a three-light pendant, a two-light semi flush which is convertible into a pendant, and one-, two-, three- and four-light bath fixtures. All fixtures are offered in Brushed Oil Rubbed Bronze, Brushed Nickel and Satin Bronze finishes, the bath fixtures are also offered in Chrome finish. Incandescent and ENERGY STAR-qualified LED lamping are available; all fixtures are California Title 24 compliant. | CHANDELIERS | Alturas | Chandeliers | Brushed Oil Rubbed Bronze | 778 | Steel | Etched / White Inside Glass | D:3.5" H:6.125" |  |  | 9 Medium A19 60w |  | 9 | No | [14 empty] | 0 | [12 empty] | 424.98 | 849.96 | 1274.94 | D:32 1/2'' H:32 5/8'' O:77 1/8'' | 21.1 | 32.5 |  |  | 32.625 | Center Lock-Up |  |  | 77.125 |  |  |  | No |  | No | [20 empty] | D:5 1/8'' H:3/4'' Round |  |  |  |  | 144 | Brown |  |  | Hardwired | 0 | 0 | 0 | 0 | 1 | 0 | 0 | 1 | 0 | 0 | 0 | 785652067167 | 35.25 | 34.5 | 20.625 | 28.7 | 14.515 | 250 | Yes | [9 empty] | cETL Damp | ALTURAS 9L CHAND-778 | Nine Light Chandelier |  | 3124609-778.png | 3124609.jpg
3124609-848 | Nine Light Chandelier | The silhouette of the modern Alturas lighting collection by Sea Gull Lighting features an interlocking, spherical steel frame, which harkens back to the Unisphere constructed for the 1964 New York World's Fair. The minimalist Alturas Collection draws the eye to the soft, warm glow of the light emitted from the cylindrical Satin Etched glass shades. The full assortment includes three-, five- and nine-light chandeliers, a one-light mini pendant, a three-light pendant, a two-light semi flush which is convertible into a pendant, and one-, two-, three- and four-light bath fixtures. All fixtures are offered in Brushed Oil Rubbed Bronze, Brushed Nickel and Satin Bronze finishes, the bath fixtures are also offered in Chrome finish. Incandescent and ENERGY STAR-qualified LED lamping are available; all fixtures are California Title 24 compliant. | CHANDELIERS | Alturas | Chandeliers | Satin Bronze | 848 | Steel | Etched / White Inside Glass | D:3.5" H:6.125" |  |  | 9 Medium A19 60w |  | 9 | No | [14 empty] | 0 | [12 empty] | 424.98 | 849.96 | 1274.94 | D:32 1/2'' H:32 5/8'' O:77 1/8'' | 21.1 | 32.5 |  |  | 32.625 | Center Lock-Up |  |  | 77.125 |  |  |  | No |  | No | [20 empty] | D:5 1/8'' H:3/4'' Round |  |  |  |  | 144 | Gold |  |  | Hardwired | 0 | 0 | 0 | 0 | 1 | 0 | 0 | 1 | 0 | 0 | 0 | 785652000546 | 34.5 | 20.5 | 35.38 | 28.8 | 14.481 | 250 | Yes | [9 empty] | cETL Damp | ALTURAS 9L CHAND-848 | Nine Light Chandelier |  | 3124609-848.jpg | 3124609.jpg
3124609-962 | Nine Light Chandelier | The silhouette of the modern Alturas lighting collection by Sea Gull Lighting features an interlocking, spherical steel frame, which harkens back to the Unisphere constructed for the 1964 New York World's Fair. The minimalist Alturas Collection draws the eye to the soft, warm glow of the light emitted from the cylindrical Satin Etched glass shades. The full assortment includes three-, five- and nine-light chandeliers, a one-light mini pendant, a three-light pendant, a two-light semi flush which is convertible into a pendant, and one-, two-, three- and four-light bath fixtures. All fixtures are offered in Brushed Oil Rubbed Bronze, Brushed Nickel and Satin Bronze finishes, the bath fixtures are also offered in Chrome finish. Incandescent and ENERGY STAR-qualified LED lamping are available; all fixtures are California Title 24 compliant. | CHANDELIERS | Alturas | Chandeliers | Brushed Nickel | 962 | Steel | Etched / White Inside Glass | D:3.5" H:6.125" |  |  | 9 Medium A19 60w |  | 9 | No | [14 empty] | 0 | [12 empty] | 442.98 | 885.96 | 1328.94 | D:32 1/2'' H:32 5/8'' O:77 1/8'' | 21.1 | 32.5 |  |  | 32.625 | Center Lock-Up |  |  | 77.125 |  |  |  | No |  | No | [20 empty] | D:5 1/8'' H:3/4'' Round |  |  |  |  | 144 | Clear Silver |  |  | Hardwired | 0 | 0 | 0 | 0 | 1 | 0 | 0 | 1 | 0 | 0 | 0 | 785652108914 | 35 | 39.5 | 20.25 | 28.1 | 16.201 | 300 | Yes | [9 empty] | cETL Damp | ALTURAS 9L CHAND-962 | Nine Light Chandelier |  | 3124609-962.jpg | 3124609.jpg
3124609EN3-778 | Nine Light Chandelier | The silhouette of the modern Alturas lighting collection by Sea Gull Lighting features an interlocking, spherical steel frame, which harkens back to the Unisphere constructed for the 1964 New York World's Fair. The minimalist Alturas Collection draws the eye to the soft, warm glow of the light emitted from the cylindrical Satin Etched glass shades. The full assortment includes three-, five- and nine-light chandeliers, a one-light mini pendant, a three-light pendant, a two-light semi flush which is convertible into a pendant, and one-, two-, three- and four-light bath fixtures. All fixtures are offered in Brushed Oil Rubbed Bronze, Brushed Nickel and Satin Bronze finishes, the bath fixtures are also offered in Chrome finish. Incandescent and ENERGY STAR-qualified LED lamping are available; all fixtures are California Title 24 compliant. | CHANDELIERS | Alturas | Chandeliers | Brushed Oil Rubbed Bronze | 778 | Steel | Etched / White Inside Glass | D:3.5" H:6.125" |  |  | 9 Medium A19 9.3w |  | 9 | Yes | [14 empty] | 0 | [12 empty] | 474.98 | 949.96 | 1424.94 | D:32 1/2'' H:32 5/8'' O:77 1/8'' | 21.1 | 32.5 |  |  | 32.625 | Center Lock-Up |  |  | 77.125 |  |  |  | No |  | No | [20 empty] | D:5 1/8'' H:3/4'' Round |  |  |  |  | 144 | Brown |  |  | Hardwired | 0 | 0 | 0 | 1 | 1 | 0 | 0 | 0 | 0 | 0 | 0 | 785652068065 | 35.25 | 34.5 | 20.625 | 28.7 | 14.515 | 250 | Yes | [9 empty] | cETL Damp | ALTURAS 9L LED CHAND-778 | Nine Light Chandelier |  | 3124609EN3-778.png | 3124609.jpg
3124609EN3-848 | Nine Light Chandelier | The silhouette of the modern Alturas lighting collection by Sea Gull Lighting features an interlocking, spherical steel frame, which harkens back to the Unisphere constructed for the 1964 New York World's Fair. The minimalist Alturas Collection draws the eye to the soft, warm glow of the light emitted from the cylindrical Satin Etched glass shades. The full assortment includes three-, five- and nine-light chandeliers, a one-light mini pendant, a three-light pendant, a two-light semi flush which is convertible into a pendant, and one-, two-, three- and four-light bath fixtures. All fixtures are offered in Brushed Oil Rubbed Bronze, Brushed Nickel and Satin Bronze finishes, the bath fixtures are also offered in Chrome finish. Incandescent and ENERGY STAR-qualified LED lamping are available; all fixtures are California Title 24 compliant. | CHANDELIERS | Alturas | Chandeliers | Satin Bronze | 848 | Steel | Etched / White Inside Glass | D:3.5" H:6.125" |  |  | 9 Medium A19 9.3w |  | 9 | Yes | [14 empty] | 0 | [12 empty] | 474.98 | 949.96 | 1424.94 | D:32 1/2'' H:32 5/8'' O:77 1/8'' | 21.1 | 32.5 |  |  | 32.625 | Center Lock-Up |  |  | 77.125 |  |  |  | No |  | No | [20 empty] | D:5 1/8'' H:3/4'' Round |  |  |  |  | 144 | Gold |  |  | Hardwired | 0 | 0 | 0 | 1 | 1 | 0 | 0 | 0 | 0 | 0 | 0 | 785652048357 | 35.5 | 20.5 | 34.5 | 28.8 | 14.53 | 250 | Yes | [9 empty] | cETL Damp | ALTURAS 9L CHAND-848 | Nine Light Chandelier |  | 3124609EN3-848.jpg | 3124609.jpg
3124609EN3-962 | Nine Light Chandelier | The silhouette of the modern Alturas lighting collection by Sea Gull Lighting features an interlocking, spherical steel frame, which harkens back to the Unisphere constructed for the 1964 New York World's Fair. The minimalist Alturas Collection draws the eye to the soft, warm glow of the light emitted from the cylindrical Satin Etched glass shades. The full assortment includes three-, five- and nine-light chandeliers, a one-light mini pendant, a three-light pendant, a two-light semi flush which is convertible into a pendant, and one-, two-, three- and four-light bath fixtures. All fixtures are offered in Brushed Oil Rubbed Bronze, Brushed Nickel and Satin Bronze finishes, the bath fixtures are also offered in Chrome finish. Incandescent and ENERGY STAR-qualified LED lamping are available; all fixtures are California Title 24 compliant. | CHANDELIERS | Alturas | Chandeliers | Brushed Nickel | 962 | Steel | Etched / White Inside Glass | D:3.5" H:6.125" |  |  | 9 Medium A19 9.3w |  | 9 | Yes | [14 empty] | 0 | [12 empty] | 499.98 | 999.96 | 1499.94 | D:32 1/2'' H:32 5/8'' O:77 1/8'' | 21.1 | 32.5 |  |  | 32.625 | Center Lock-Up |  |  | 77.125 |  |  |  | No |  | No | [20 empty] | D:5 1/8'' H:3/4'' Round |  |  |  |  | 144 | Clear Silver |  |  | Hardwired | 0 | 0 | 0 | 1 | 1 | 0 | 0 | 0 | 0 | 0 | 0 | 785652044434 | 39.5 | 35 | 20.25 | 28.1 | 16.201 | 300 | Yes | [9 empty] | cETL Damp | ALTURAS 9L CHAND-962 | Nine Light Chandelier |  | 3124609EN3-962.jpg | 3124609.jpg
3124904-846 | Four Light Chandelier | The transitional Socorro lighting collection by Sea Gull Lighting features a classic, barbed Quatrefoil profile - wholly updated by combining a distressed Cerused Oak finish on the decorative silhouette with the rich Stardust finish on the metal bobeches and decorative strapping to create undeniable rustic charm. While still offered in its original finish Stardust, the Socorro has been beautifully updated with our popular Washed Pine and Chrome finish to offer a modern take on this timeless industrial beauty. The collection includes a four-light mini-chandelier, medium and large six-light chandeliers, and four-light and six-light hall / foyer pendants. Incandescent candelabra base lamping. | CHANDELIERS | Socorro | Chandeliers | Stardust / Cerused Oak | 846 / 735 | Steel |  |  |  |  | 4 Candelabra Torpedo 60w |  | 4 | No | [14 empty] | 0 | [12 empty] | 188.98 | N/A | 566.94 | D:22'' H:18 3/8'' O:140 3/8'' | 8.9 | 22 |  |  | 18.375 | Center Lock-Up |  |  | 140.375 |  |  |  | No |  | No | [20 empty] | D:5'' H:1'' Round |  |  |  |  | 144 | Brown | 120 |  | Hardwired | 0 | 0 | 0 | 0 | 1 | 0 | 0 | 1 | 1 | 0 | 0 | 785652108280 | 19.25 | 19 | 17.5 | 11.2 | 3.704 | 250 | Yes | [9 empty] | cETL Damp | SOCORRO 4L CHAND-846 | Four Light Chandelier |  | 3124904-846.jpg | 3124904.jpg
3124904-872 | Four Light Chandelier | The transitional Socorro lighting collection by Sea Gull Lighting features a classic, barbed Quatrefoil profile - wholly updated by combining a distressed Cerused Oak finish on the decorative silhouette with the rich Stardust finish on the metal bobeches and decorative strapping to create undeniable rustic charm. While still offered in its original finish Stardust, the Socorro has been beautifully updated with our popular Washed Pine and Chrome finish to offer a modern take on this timeless industrial beauty. The collection includes a four-light mini-chandelier, medium and large six-light chandeliers, and four-light and six-light hall / foyer pendants. Incandescent candelabra base lamping. | CHANDELIERS | Socorro | Chandeliers | Washed Pine / Chrome | 872 / 05 | Steel |  |  |  |  | 4 Candelabra Torpedo 60w |  | 4 | No | [14 empty] | 0 | [12 empty] | 188.98 | N/A | 566.94 | D:22'' H:18 3/8'' O:140 3/8'' | 8.9 | 22 |  |  | 18.375 | Center Lock-Up |  |  | 140.375 |  |  |  | No |  | No | [20 empty] | D:5'' H:1'' Round |  |  |  |  | 144 | Clear Silver | 120 |  | Hardwired | 0 | 0 | 0 | 0 | 1 | 0 | 0 | 1 | 1 | 0 | 0 | 785652067877 | 19.25 | 19 | 17.25 | 11.1 | 3.651 | 250 | Yes | [9 empty] | cETL Damp | SOCORRO 4L CHAND-872 | Four Light Chandelier |  | 3124904-872.png | 3124904.jpg
3124904EN-846 | Four Light Chandelier | The transitional Socorro lighting collection by Sea Gull Lighting features a classic, barbed Quatrefoil profile - wholly updated by combining a distressed Cerused Oak finish on the decorative silhouette with the rich Stardust finish on the metal bobeches and decorative strapping to create undeniable rustic charm. While still offered in its original finish Stardust, the Socorro has been beautifully updated with our popular Washed Pine and Chrome finish to offer a modern take on this timeless industrial beauty. The collection includes a four-light mini-chandelier, medium and large six-light chandeliers, and four-light and six-light hall / foyer pendants. Incandescent candelabra base lamping. | CHANDELIERS | Socorro | Chandeliers | Stardust / Cerused Oak | 846 / 735 | Steel |  |  |  |  | 4 Candelabra Torpedo 3.5w |  | 4 | Yes | [14 empty] | 0 | [12 empty] | 213.48 | N/A | 640.44 | D:22'' H:18 3/8'' O:140 3/8'' | 8.9 | 22 |  |  | 18.375 | Center Lock-Up |  |  | 140.375 |  |  |  | No |  | No | [20 empty] | D:5'' H:1'' Round |  |  |  |  | 144 | Brown | 120 |  | Hardwired | 0 | 0 | 0 | 1 | 1 | 0 | 0 | 0 | 1 | 0 | 0 | 785652028519 | 19.25 | 19 | 17.5 | 11.2 | 3.704 | 250 | Yes | [9 empty] | cETL Damp | SOCORRO 4L CHAND-846 | Four Light Chandelier |  | 3124904EN-846.jpg | 3124904.jpg
3124904EN-872 | Four Light Chandelier | The transitional Socorro lighting collection by Sea Gull Lighting features a classic, barbed Quatrefoil profile - wholly updated by combining a distressed Cerused Oak finish on the decorative silhouette with the rich Stardust finish on the metal bobeches and decorative strapping to create undeniable rustic charm. While still offered in its original finish Stardust, the Socorro has been beautifully updated with our popular Washed Pine and Chrome finish to offer a modern take on this timeless industrial beauty. The collection includes a four-light mini-chandelier, medium and large six-light chandeliers, and four-light and six-light hall / foyer pendants. Incandescent candelabra base lamping. | CHANDELIERS | Socorro | Chandeliers | Washed Pine / Chrome | 872 / 05 | Steel |  |  |  |  | 4 Candelabra Torpedo 3.5w |  | 4 | Yes | [14 empty] | 0 | [12 empty] | 213.48 | N/A | 640.44 | D:22'' H:18 3/8'' O:140 3/8'' | 8.9 | 22 |  |  | 18.375 | Center Lock-Up |  |  | 140.375 |  |  |  | No |  | No | [20 empty] | D:5'' H:1'' Round |  |  |  |  | 144 | Clear Silver | 120 |  | Hardwired | 0 | 0 | 0 | 1 | 1 | 0 | 0 | 0 | 1 | 0 | 0 | 785652068652 | 19.25 | 19 | 17.25 | 11.1 | 3.651 | 250 | Yes | [9 empty] | cETL Damp | SOCORRO 4L LED CHAND-872 | Four Light Chandelier |  | 3124904EN-872.png | 3124904.jpg
3124906-846 | Six Light Chandelier | The transitional Socorro lighting collection by Sea Gull Lighting features a classic, barbed Quatrefoil profile - wholly updated by combining a distressed Cerused Oak finish on the decorative silhouette with the rich Stardust finish on the metal bobeches and decorative strapping to create undeniable rustic charm. While still offered in its original finish Stardust, the Socorro has been beautifully updated with our popular Washed Pine and Chrome finish to offer a modern take on this timeless industrial beauty. The collection includes a four-light mini-chandelier, medium and large six-light chandeliers, and four-light and six-light hall / foyer pendants. Incandescent candelabra base lamping. | CHANDELIERS | Socorro | Chandeliers | Stardust / Cerused Oak | 846 / 735 | Steel |  |  |  |  | 6 Candelabra Torpedo 60w |  | 6 | No | [14 empty] | 0 | [12 empty] | 269.98 | N/A | 809.94 | D:26'' H:22'' O:144 1/4'' | 15.8 | 26 |  |  | 22 | Center Lock-Up |  |  | 144.25 |  |  |  | No |  | No | [20 empty] | D:5'' H:1'' Round |  |  |  |  | 144 | Brown | 120 |  | Hardwired | 0 | 0 | 0 | 0 | 1 | 0 | 0 | 1 | 1 | 0 | 0 | 785652108297 | 29.25 | 26.25 | 21.5 | 19.1 | 9.553 | 250 | Yes | [9 empty] | cETL Damp | SOCORRO 6L CHAND-846 | Six Light Chandelier |  | 3124906-846.jpg | 3124906.jpg
3124906-872 | Six Light Chandelier | The transitional Socorro lighting collection by Sea Gull Lighting features a classic, barbed Quatrefoil profile - wholly updated by combining a distressed Cerused Oak finish on the decorative silhouette with the rich Stardust finish on the metal bobeches and decorative strapping to create undeniable rustic charm. While still offered in its original finish Stardust, the Socorro has been beautifully updated with our popular Washed Pine and Chrome finish to offer a modern take on this timeless industrial beauty. The collection includes a four-light mini-chandelier, medium and large six-light chandeliers, and four-light and six-light hall / foyer pendants. Incandescent candelabra base lamping. | CHANDELIERS | Socorro | Chandeliers | Washed Pine / Chrome | 872 / 05 | Steel |  |  |  |  | 6 Candelabra Torpedo 60w |  | 6 | No | [14 empty] | 0 | [12 empty] | 269.98 | N/A | 809.94 | D:26'' H:22'' O:144 1/4'' | 15.8 | 26 |  |  | 22 | Center Lock-Up |  |  | 144.25 |  |  |  | No |  | No | [20 empty] | D:5'' H:1'' Round |  |  |  |  | 144 | Clear Silver | 120 |  | Hardwired | 0 | 0 | 0 | 0 | 1 | 0 | 0 | 0 | 1 | 0 | 0 | 785652067884 | 45.5 | 36.25 | 16 | 48.5 | 15.272 | 250 | Yes | [9 empty] | cETL Damp | SOCORRO 6L CHAND-872 | Six Light Chandelier |  | 3124906-872.png | 3124906.jpg
3124906EN-846 | Six Light Chandelier | The transitional Socorro lighting collection by Sea Gull Lighting features a classic, barbed Quatrefoil profile - wholly updated by combining a distressed Cerused Oak finish on the decorative silhouette with the rich Stardust finish on the metal bobeches and decorative strapping to create undeniable rustic charm. While still offered in its original finish Stardust, the Socorro has been beautifully updated with our popular Washed Pine and Chrome finish to offer a modern take on this timeless industrial beauty. The collection includes a four-light mini-chandelier, medium and large six-light chandeliers, and four-light and six-light hall / foyer pendants. Incandescent candelabra base lamping. | CHANDELIERS | Socorro | Chandeliers | Stardust / Cerused Oak | 846 / 735 | Steel |  |  |  |  | 6 Candelabra Torpedo 3.5w |  | 6 | Yes | [14 empty] | 0 | [12 empty] | 299.98 | N/A | 899.94 | D:26'' H:22'' O:144 1/4'' | 15.8 | 26 |  |  | 22 | Center Lock-Up |  |  | 144.25 |  |  |  | No |  | No | [20 empty] | D:5'' H:1'' Round |  |  |  |  | 144 | Brown | 120 |  | Hardwired | 0 | 0 | 0 | 1 | 1 | 0 | 0 | 0 | 1 | 0 | 0 | 785652028625 | 29.25 | 26.25 | 21.5 | 19.1 | 9.553 | 250 | Yes | [9 empty] | cETL Damp | SOCORRO 4L CHAND-846 | Six Light Chandelier |  | 3124906EN-846.jpg | 3124906.jpg
3124906EN-872 | Six Light Chandelier | The transitional Socorro lighting collection by Sea Gull Lighting features a classic, barbed Quatrefoil profile - wholly updated by combining a distressed Cerused Oak finish on the decorative silhouette with the rich Stardust finish on the metal bobeches and decorative strapping to create undeniable rustic charm. While still offered in its original finish Stardust, the Socorro has been beautifully updated with our popular Washed Pine and Chrome finish to offer a modern take on this timeless industrial beauty. The collection includes a four-light mini-chandelier, medium and large six-light chandeliers, and four-light and six-light hall / foyer pendants. Incandescent candelabra base lamping. | CHANDELIERS | Socorro | Chandeliers | Washed Pine / Chrome | 872 / 05 | Steel |  |  |  |  | 6 Candelabra Torpedo 3.5w |  | 6 | Yes | [14 empty] | 0 | [12 empty] | 299.98 | N/A | 899.94 | D:26'' H:22'' O:144 1/4'' | 15.8 | 26 |  |  | 22 | Center Lock-Up |  |  | 144.25 |  |  |  | No |  | No | [20 empty] | D:5'' H:1'' Round |  |  |  |  | 144 | Clear Silver | 120 |  | Hardwired | 0 | 0 | 0 | 1 | 1 | 0 | 0 | 0 | 1 | 0 | 0 | 785652068669 | 45.5 | 36.25 | 16 | 48.5 | 15.272 | 250 | Yes | [9 empty] | cETL Damp | SOCORRO 4L LED CHAND-872 | Six Light Chandelier |  | 3124906EN-872.png | 3124906.jpg
3125003-782 | Three Light Chandelier | The strands of translucent natural Capiz shells featured on the transitional Corsicana lighting collection by Sea Gull Lighting lend an organic feel to this elegant collection and diffuse the light with a fantastic effect. The rich, tiered designs are created using multiple lengths of strands suspended from a steel frame. The assortment includes three- and five-light chandeliers and a one-light mini-pendant, all offered in an Heirloom Bronze finish. Incandescent and ENERGY STAR-qualified LED lamping are available; all fixtures are California Title 24 compliant. | CHANDELIERS | Corsicana | Chandeliers | Heirloom Bronze | 782 | Steel | White Capiz Shell Capiz Shell | W:8.625" H:10" |  |  | 3 Medium A19 100w |  | 3 | No | [14 empty] | 0 | [12 empty] | 158.45 | 316.9 | 475.35 | D:17'' H:13 1/2'' O:59 7/8'' | 8.6 | 17 |  |  | 13.5 | Center Lock-Up |  |  | 59.875 |  |  |  | No |  | No | [20 empty] | D:5'' H:7/8'' Round |  |  |  |  | 120 | Brown |  |  | Hardwired | 0 | 0 | 0 | 0 | 1 | 0 | 0 | 1 | 0 | 0 | 0 | 785652108440 | 19.25 | 19.25 | 8.25 | 11.5 | 1.769 | 125 | Yes | [9 empty] | cETL Damp | CORSICANA 3L CHAND-782 | Three Light Chandelier |  | 3125003-782.jpg | 3125003.jpg
3125003EN3-782 | Three Light Chandelier | The strands of translucent natural Capiz shells featured on the transitional Corsicana lighting collection by Sea Gull Lighting lend an organic feel to this elegant collection and diffuse the light with a fantastic effect. The rich, tiered designs are created using multiple lengths of strands suspended from a steel frame. The assortment includes three- and five-light chandeliers and a one-light mini-pendant, all offered in an Heirloom Bronze finish. Incandescent and ENERGY STAR-qualified LED lamping are available; all fixtures are California Title 24 compliant. | CHANDELIERS | Corsicana | Chandeliers | Heirloom Bronze | 782 | Steel | White Capiz Shell Capiz Shell | W:2" H:2.375" |  |  | 3 Medium A19 9.3w |  | 3 | Yes | [14 empty] | 0 | [12 empty] | 184.98 | 369.96 | 554.94 | D:17'' H:13 1/2'' O:59 7/8'' | 8.6 | 17 |  |  | 13.5 | Center Lock-Up |  |  | 59.875 |  |  |  | No |  | No | [20 empty] | D:5'' H:7/8'' Round |  |  |  |  | 120 | Brown |  |  | Hardwired | 0 | 0 | 0 | 1 | 1 | 0 | 0 | 0 | 0 | 0 | 0 | 785652048364 | 19.25 | 19.25 | 8.25 | 11.5 | 1.769 | 125 | Yes | [9 empty] | cETL Damp | CORSICANA 3L CHAND-782 | Three Light Chandelier |  | 3125003EN3-782.jpg | 3125003.jpg
3127803-839 | Three Light Chandelier | The Morill lighting collection by Sea Gull Lighting combines retro and industrial trends to make an impactful design statement. The warm, textured Blacksmith finish contrasts dramatically with the goblet-shaped, Clear Seeded glass shades which are especially dramatic when used with antique style Edison light bulbs, making the fixtures the perfect addition to any space. The rich Blacksmith finish adds another layer of retro design to the warm look. The assortment includes three-, five- and nine-light chandeliers; a three-light foyer pendant; a one-light sconce; and two-, three- and four-light bath vanity fixtures. All fixtures are California Title 24 compliant and easily convert to LED by purchasing LED lamps sold separately. | CHANDELIERS | Morill | Chandeliers | Blacksmith | 839 | Steel | Clear Seeded Glass | D:4.875" H:6.25" |  |  | 3 Medium ST19 60w |  | 3 | No | [14 empty] | 0 | [12 empty] | 97.98 | 195.96 | 293.94 | D:19 1/2'' H:18'' O:56 1/4'' |  | 19.5 |  |  | 18 | Center Lock-Up |  |  | 56.25 |  |  |  | No |  | No | [20 empty] | D:5'' H:3/4'' Round |  |  |  |  | 72 | Black | 36 |  | Hardwired | 0 | 0 | 0 | 0 | 1 | 0 | 0 | 0 | 1 | 0 | 0 | 785652001772 | 21.5 | 21 | 9.25 | 10 | 2.417 | 175 | Yes | [9 empty] | cETL Dry | MORILL 3L CHAND-839 | Three Light Chandelier |  | 3127803-839.jpg | 3127803.jpg
3127803EN7-839 | Three Light Chandelier | The Morill lighting collection by Sea Gull Lighting combines retro and industrial trends to make an impactful design statement. The warm, textured Blacksmith finish contrasts dramatically with the goblet-shaped, Clear Seeded glass shades which are especially dramatic when used with antique style Edison light bulbs, making the fixtures the perfect addition to any space. The rich Blacksmith finish adds another layer of retro design to the warm look. The assortment includes three-, five- and nine-light chandeliers; a three-light foyer pendant; a one-light sconce; and two-, three- and four-light bath vanity fixtures. All fixtures are California Title 24 compliant and easily convert to LED by purchasing LED lamps sold separately. | CHANDELIERS | Morill | Chandeliers | Blacksmith | 839 | Steel | Clear Seeded Glass | D:4.875" H:6.25" |  |  | 3 Medium A19 8.5w |  | 3 | Yes | [14 empty] | 0 | [12 empty] | 119.48 | 238.96 | 358.44 | D:19 1/2'' H:18'' O:56 1/4'' |  | 19.5 |  |  | 18 | Center Lock-Up |  |  | 56.25 |  |  |  | No |  | No | [20 empty] | D:5'' H:3/4'' Round |  |  |  |  | 72 | Black | 36 |  | Hardwired | 0 | 0 | 0 | 1 | 1 | 0 | 0 | 0 | 1 | 0 | 0 | 785652069185 | 21.5 | 21 | 9.25 | 10 | 2.417 | 175 | Yes | [9 empty] | cETL Dry | MORILL 3L LED CHAND-839 | Three Light Chandelier |  | 3127803EN7-839.jpg | 3127803.jpg
3127805-839 | Five Light Chandelier | The Morill lighting collection by Sea Gull Lighting combines retro and industrial trends to make an impactful design statement. The warm, textured Blacksmith finish contrasts dramatically with the goblet-shaped, Clear Seeded glass shades which are especially dramatic when used with antique style Edison light bulbs, making the fixtures the perfect addition to any space. The rich Blacksmith finish adds another layer of retro design to the warm look. The assortment includes three-, five- and nine-light chandeliers; a three-light foyer pendant; a one-light sconce; and two-, three- and four-light bath vanity fixtures. All fixtures are California Title 24 compliant and easily convert to LED by purchasing LED lamps sold separately. | CHANDELIERS | Morill | Chandeliers | Blacksmith | 839 | Steel | Clear Seeded Glass | D:4.875" H:6.25" |  |  | 5 Medium ST19 60w |  | 5 | No | [14 empty] | 0 | [12 empty] | 149.98 | 299.96 | 449.94 | D:26 3/8'' H:20 1/2'' O:95'' |  | 26.375 |  |  | 20.5 | Center Lock-Up |  |  | 95 |  |  |  | No |  | No | [20 empty] | D:5'' H:3/4'' Round |  |  |  |  | 120 | Black | 72 |  | Hardwired | 0 | 0 | 0 | 0 | 1 | 0 | 0 | 0 | 1 | 0 | 0 | 785652001154 | 28 | 23 | 11.75 | 16.1 | 4.379 | 250 | Yes | [9 empty] | cETL Dry | MORILL 5L CHAND-839 | Five Light Chandelier |  | 3127805-839.jpg | 3127805.jpg
3127805EN7-839 | Five Light Chandelier | The Morill lighting collection by Sea Gull Lighting combines retro and industrial trends to make an impactful design statement. The warm, textured Blacksmith finish contrasts dramatically with the goblet-shaped, Clear Seeded glass shades which are especially dramatic when used with antique style Edison light bulbs, making the fixtures the perfect addition to any space. The rich Blacksmith finish adds another layer of retro design to the warm look. The assortment includes three-, five- and nine-light chandeliers; a three-light foyer pendant; a one-light sconce; and two-, three- and four-light bath vanity fixtures. All fixtures are California Title 24 compliant and easily convert to LED by purchasing LED lamps sold separately. | CHANDELIERS | Morill | Chandeliers | Blacksmith | 839 | Steel | Clear Seeded Glass | D:4.875" H:6.25" |  |  | 5 Medium A19 8.5w |  | 5 | Yes | [14 empty] | 0 | [12 empty] | 188.98 | 377.96 | 566.94 | D:26 3/8'' H:20 1/2'' O:95'' |  | 26.375 |  |  | 20.5 | Center Lock-Up |  |  | 95 |  |  |  | No |  | No | [20 empty] | D:5'' H:3/4'' Round |  |  |  |  | 120 | Black | 72 |  | Hardwired | 0 | 0 | 0 | 1 | 1 | 0 | 0 | 0 | 1 | 0 | 0 | 785652069192 | 28 | 23 | 11.75 | 16.1 | 4.379 | 250 | Yes | [9 empty] | cETL Dry | MORILL 5L LED CHAND-839 | Five Light Chandelier |  | 3127805EN7-839.jpg | 3127805.jpg
3127809-839 | Nine Light Chandelier | The Morill lighting collection by Sea Gull Lighting combines retro and industrial trends to make an impactful design statement. The warm, textured Blacksmith finish contrasts dramatically with the goblet-shaped, Clear Seeded glass shades which are especially dramatic when used with antique style Edison light bulbs, making the fixtures the perfect addition to any space. The rich Blacksmith finish adds another layer of retro design to the warm look. The assortment includes three-, five- and nine-light chandeliers; a three-light foyer pendant; a one-light sconce; and two-, three- and four-light bath vanity fixtures. All fixtures are California Title 24 compliant and easily convert to LED by purchasing LED lamps sold separately. | CHANDELIERS | Morill | Chandeliers | Blacksmith | 839 | Steel | Undefined Glass | D:4.875" H:6.25" |  |  | 9 Medium ST19 60w |  | 9 | No | [14 empty] | 0 | [12 empty] | 299.98 | 599.96 | 899.94 | D:31 1/2'' H:30'' O:104 1/2'' |  | 31.5 |  |  | 30 | Center Lock-Up |  |  | 104.5 |  |  |  | No |  | No | [20 empty] | D:5'' H:3/4'' Round |  |  |  |  | 120 | Black | 72 |  | Hardwired | 0 | 0 | 0 | 0 | 1 | 0 | 0 | 0 | 1 | 0 | 0 | 785652001789 | 33 | 32.25 | 13.5 | 28.3 | 8.314 | 250 | Yes | [9 empty] | cETL Dry | MORILL 9L CHAND-839 | Nine Light Chandelier |  | 3127809-839.jpg | 3127809.jpg
3128003-962 | Three Light Chandelier | The mid-century inspired Nance lighting collection by Sea Gull Lighting is a versatile transitional design which fits in a wide array of traditional or contemporary settings. The tapered, off-white, faux silk shades add warmth and sophistication. The large pendant and semi-flush faux silk drum shades are complemented nicely with Satin Etched Opal glass diffusers to soften the downlight. In either of the available Brushed Nickel or Heirloom Bronze finishes, all the Nance fixtures are timeless additions to any foyer, kitchen or dining area. The assortment includes three- five- and nine-light chandeliers; a one-light wall sconce; two- and three-light bath vanities and a two-light semi-flush convertible drum pendant. Incandescent and ENERGY STAR-qualified LED lamping are available; all fixtures are California Title 24 compliant. | CHANDELIERS | Nance | Chandeliers | Brushed Nickel | 962 | Steel | Off-White Faux Silk Fabric | D:4.5" H:6.5" | D:3.5625" |  | 3 Candelabra Torpedo 60w |  | 3 | No | [14 empty] | 0 | [12 empty] | 75 | 150 | 225 | D:21'' H:15'' O:52 1/2'' | 4.9 | 21 |  |  | 15 | Center Lock-Up |  |  | 52.5 |  |  |  | No |  | No | [20 empty] | D:5'' H:1'' Round |  |  |  |  | 72 | Clear Silver | 36 |  | Hardwired | 0 | 0 | 0 | 0 | 1 | 0 | 0 | 0 | 1 | 0 | 0 | 785652001857 | 21 | 9 | 12 | 6.2 | 1.313 | 175 | Yes | [8 empty] | ETL Damp | cETL Damp | NANCE 3L CHAND-962 | Three Light Chandelier |  | 3128003-962.jpg | 3128003.jpg
3128003EN-782 | Three Light Chandelier | The mid-century inspired Nance lighting collection by Sea Gull Lighting is a versatile transitional design which fits in a wide array of traditional or contemporary settings. The tapered, off-white, faux silk shades add warmth and sophistication. The large pendant and semi-flush faux silk drum shades are complemented nicely with Satin Etched Opal glass diffusers to soften the downlight. In either of the available Brushed Nickel or Heirloom Bronze finishes, all the Nance fixtures are timeless additions to any foyer, kitchen or dining area. The assortment includes three- five- and nine-light chandeliers; a one-light wall sconce; two- and three-light bath vanities and a two-light semi-flush convertible drum pendant. Incandescent and ENERGY STAR-qualified LED lamping are available; all fixtures are California Title 24 compliant. | CHANDELIERS | Nance | Chandeliers | Heirloom Bronze | 782 | Steel | Undefined Fabric | D:4.5" H:6.5" | D:3.5625" |  | 3 Candelabra Torpedo 3.5w |  | 3 | Yes | [14 empty] | 0 | [12 empty] | 90 | 180 | 270 | D:21'' H:15'' O:52 1/2'' | 4.9 | 21 |  |  | 15 | Center Lock-Up |  |  | 52.5 |  |  |  | No |  | No | [20 empty] | D:5'' H:1'' Round |  |  |  |  | 72 | Brown | 36 |  | Hardwired | 0 | 0 | 0 | 1 | 1 | 0 | 0 | 0 | 1 | 0 | 0 | 785652028632 | 21 | 9 | 12 | 6.2 | 1.313 | 175 | Yes | [8 empty] | ETL Damp | cETL Damp | NANCE 3L CHAND-782 | Three Light Chandelier |  | 3128003-782.jpg | 3128003.jpg
3128003EN-962 | Three Light Chandelier | The mid-century inspired Nance lighting collection by Sea Gull Lighting is a versatile transitional design which fits in a wide array of traditional or contemporary settings. The tapered, off-white, faux silk shades add warmth and sophistication. The large pendant and semi-flush faux silk drum shades are complemented nicely with Satin Etched Opal glass diffusers to soften the downlight. In either of the available Brushed Nickel or Heirloom Bronze finishes, all the Nance fixtures are timeless additions to any foyer, kitchen or dining area. The assortment includes three- five- and nine-light chandeliers; a one-light wall sconce; two- and three-light bath vanities and a two-light semi-flush convertible drum pendant. Incandescent and ENERGY STAR-qualified LED lamping are available; all fixtures are California Title 24 compliant. | CHANDELIERS | Nance | Chandeliers | Brushed Nickel | 962 | Steel | Undefined Fabric | D:4.5" H:6.5" | D:3.5625" |  | 3 Candelabra Torpedo 3.5w |  | 3 | Yes | [14 empty] | 0 | [12 empty] | 90 | 180 | 270 | D:21'' H:15'' O:52 1/2'' | 4.9 | 21 |  |  | 15 | Center Lock-Up |  |  | 52.5 |  |  |  | No |  | No | [20 empty] | D:5'' H:1'' Round |  |  |  |  | 72 | Clear Silver | 36 |  | Hardwired | 0 | 0 | 0 | 1 | 1 | 0 | 0 | 0 | 1 | 0 | 0 | 785652028649 | 21 | 9 | 12 | 6.2 | 1.313 | 175 | Yes | [8 empty] | ETL Damp | cETL Damp | NANCE 3L CHAND-962 | Three Light Chandelier |  | 3128003-962.jpg | 3128003.jpg
3128009-962 | Nine Light Chandelier | The mid-century inspired Nance lighting collection by Sea Gull Lighting is a versatile transitional design which fits in a wide array of traditional or contemporary settings. The tapered, off-white, faux silk shades add warmth and sophistication. The large pendant and semi-flush faux silk drum shades are complemented nicely with Satin Etched Opal glass diffusers to soften the downlight. In either of the available Brushed Nickel or Heirloom Bronze finishes, all the Nance fixtures are timeless additions to any foyer, kitchen or dining area. The assortment includes three- five- and nine-light chandeliers; a one-light wall sconce; two- and three-light bath vanities and a two-light semi-flush convertible drum pendant. Incandescent and ENERGY STAR-qualified LED lamping are available; all fixtures are California Title 24 compliant. | CHANDELIERS | Nance | Chandeliers | Brushed Nickel | 962 | Steel | Off-White Faux Silk Fabric | D:4.5" H:6.5" | D:3.5625" |  | 9 Candelabra Torpedo 60w |  | 9 | No | [14 empty] | 0 | [12 empty] | 199 | 398 | 597 | D:31 1/2'' H:26 1/4'' O:99 3/4'' | 12.6 | 31.5 |  |  | 26.25 | Center Lock-Up |  |  | 99.75 |  |  |  | No |  | No | [20 empty] | D:5'' H:1'' Round |  |  |  |  | 120 | Clear Silver | 72 |  | Hardwired | 0 | 0 | 0 | 0 | 1 | 0 | 0 | 0 | 1 | 0 | 0 | 785652001208 | 32 | 12.25 | 17.25 | 15.8 | 3.913 | 175 | Yes | [8 empty] | ETL Damp | cETL Damp | NANCE 9L CHAND-962 | Nine Light Chandelier |  | 3128009-962.jpg | 3128009.jpg
3128009EN-962 | Nine Light Chandelier | The mid-century inspired Nance lighting collection by Sea Gull Lighting is a versatile transitional design which fits in a wide array of traditional or contemporary settings. The tapered, off-white, faux silk shades add warmth and sophistication. The large pendant and semi-flush faux silk drum shades are complemented nicely with Satin Etched Opal glass diffusers to soften the downlight. In either of the available Brushed Nickel or Heirloom Bronze finishes, all the Nance fixtures are timeless additions to any foyer, kitchen or dining area. The assortment includes three- five- and nine-light chandeliers; a one-light wall sconce; two- and three-light bath vanities and a two-light semi-flush convertible drum pendant. Incandescent and ENERGY STAR-qualified LED lamping are available; all fixtures are California Title 24 compliant. | CHANDELIERS | Nance | Chandeliers | Brushed Nickel | 962 | Steel | Undefined Fabric | D:4.5" H:6.5" | D:3.5625" |  | 9 Candelabra Torpedo 3.5w |  | 9 | Yes | [14 empty] | 0 | [12 empty] | 244 | 488 | 732 | D:31 1/2'' H:26 1/4'' O:99 3/4'' | 12.6 | 31.5 |  |  | 26.25 | Center Lock-Up |  |  | 99.75 |  |  |  | No |  | No | [20 empty] | D:5'' H:1'' Round |  |  |  |  | 120 | Clear Silver | 72 |  | Hardwired | 0 | 0 | 0 | 1 | 1 | 0 | 0 | 0 | 1 | 0 | 0 | 785652028670 | 32 | 12.25 | 17.25 | 15.8 | 3.913 | 175 | Yes | [8 empty] | ETL Damp | cETL Damp | NANCE 9L CHAND-962 | Nine Light Chandelier |  | 3128009-962.jpg | 3128009.jpg
3128803-710 | Three Light Chandelier | Behind every seemingly simple design lies unerring attention to restraint and obsessive attention to the tiniest details. The Canfield collection by Sea Gull Lighting draws on the modernist traditions of "less is more". Essential functional elements dictate the aesthetics, and clean lines prevail. Layers of intricately finished hand-brushed steel progress vertically to the soft glow of light diffused through finely etched glass diffusors. Canfield offers a "whole home" lighting solution; offering lighting in every imaginable category from the auspicious 15 light 3-tier chandelier, to the concise mini-pendant and one-light sconces. The collection is available in hand brushed Burnt Sienna for a warm, tactile, almost Craftsman design style, or a brushed nickel to emphasize the more architectural elements of your interior. | CHANDELIERS | Canfield | Chandeliers | Burnt Sienna | 710 | Steel | Etched / White Inside Glass | D:5.5" H:4.75" |  |  | 3 Medium A19 100w |  | 3 | No | [14 empty] | 0 | [12 empty] | 88.48 | 176.96 | 265.44 | D:19 5/8'' H:13 1/8'' O:57 1/2'' | 6.2 | 19.625 |  |  | 13.125 | Center Lock-Up |  |  | 57.5 |  |  |  | No |  | No | [20 empty] | D:5'' H:3/4'' Round |  |  |  |  | 72 | Brown |  |  | Hardwired | 0 | 0 | 0 | 0 | 1 | 0 | 0 | 1 | 0 | 0 | 0 | 785652059742 | 21 | 8.25 | 12.75 | 7.5 | 1.278 | 175 | Yes | [9 empty] | cETL Damp | CANFIELD 3L CHAND-710 | Three Light Chandelier |  | 3128803-710.png | 3128803.jpg
3128803-962 | Three Light Chandelier | Behind every seemingly simple design lies unerring attention to restraint and obsessive attention to the tiniest details. The Canfield collection by Sea Gull Lighting draws on the modernist traditions of "less is more". Essential functional elements dictate the aesthetics, and clean lines prevail. Layers of intricately finished hand-brushed steel progress vertically to the soft glow of light diffused through finely etched glass diffusors. Canfield offers a "whole home" lighting solution; offering lighting in every imaginable category from the auspicious 15 light 3-tier chandelier, to the concise mini-pendant and one-light sconces. The collection is available in hand brushed Burnt Sienna for a warm, tactile, almost Craftsman design style, or a brushed nickel to emphasize the more architectural elements of your interior. | CHANDELIERS | Canfield | Chandeliers | Brushed Nickel | 962 | Steel | Etched / White Inside Glass | D:5.5" H:4.75" |  |  | 3 Medium A19 100w |  | 3 | No | [14 empty] | 0 | [12 empty] | 88.48 | 176.96 | 265.44 | D:19 5/8'' H:13 1/8'' O:57 1/2'' | 6.2 | 19.625 |  |  | 13.125 | Center Lock-Up |  |  | 57.5 |  |  |  | No |  | No | [20 empty] | D:5'' H:3/4'' Round |  |  |  |  | 72 | Clear Silver |  |  | Hardwired | 0 | 0 | 0 | 0 | 1 | 0 | 0 | 1 | 0 | 0 | 0 | 785652059759 | 21 | 8.25 | 12.75 | 7.5 | 1.278 | 175 | Yes | [9 empty] | cETL Damp | CANFIELD 3L CHAND-962 | Three Light Chandelier |  | 3128803-962.png | 3128803.jpg
3128803EN3-710 | Three Light Chandelier | Behind every seemingly simple design lies unerring attention to restraint and obsessive attention to the tiniest details. The Canfield collection by Sea Gull Lighting draws on the modernist traditions of "less is more". Essential functional elements dictate the aesthetics, and clean lines prevail. Layers of intricately finished hand-brushed steel progress vertically to the soft glow of light diffused through finely etched glass diffusors. Canfield offers a "whole home" lighting solution; offering lighting in every imaginable category from the auspicious 15 light 3-tier chandelier, to the concise mini-pendant and one-light sconces. The collection is available in hand brushed Burnt Sienna for a warm, tactile, almost Craftsman design style, or a brushed nickel to emphasize the more architectural elements of your interior. | CHANDELIERS | Canfield | Chandeliers | Burnt Sienna | 710 | Steel | Etched / White Inside Glass | D:5.5" H:4.75" |  |  | 3 Medium A19 9.3w |  | 3 | Yes | [14 empty] | 0 | [12 empty] | 106.98 | 213.96 | 320.94 | D:19 5/8'' H:13 1/8'' O:57 1/2'' | 6.2 | 19.625 |  |  | 13.125 | Center Lock-Up |  |  | 57.5 |  |  |  | No |  | No | [20 empty] | D:5'' H:3/4'' Round |  |  |  |  | 72 | Brown |  |  | Hardwired | 0 | 0 | 0 | 1 | 1 | 0 | 0 | 0 | 0 | 0 | 0 | 785652060274 | 21 | 8.25 | 12.75 | 7.5 | 1.278 | 175 | Yes | [9 empty] | cETL Damp | CANFIELD 3L CHAND-710 | Three Light Chandelier |  | 3128803EN3-710.jpg | 3128803EN3.jpg
3128803EN3-962 | Three Light Chandelier | Behind every seemingly simple design lies unerring attention to restraint and obsessive attention to the tiniest details. The Canfield collection by Sea Gull Lighting draws on the modernist traditions of "less is more". Essential functional elements dictate the aesthetics, and clean lines prevail. Layers of intricately finished hand-brushed steel progress vertically to the soft glow of light diffused through finely etched glass diffusors. Canfield offers a "whole home" lighting solution; offering lighting in every imaginable category from the auspicious 15 light 3-tier chandelier, to the concise mini-pendant and one-light sconces. The collection is available in hand brushed Burnt Sienna for a warm, tactile, almost Craftsman design style, or a brushed nickel to emphasize the more architectural elements of your interior. | CHANDELIERS | Canfield | Chandeliers | Brushed Nickel | 962 | Steel | Etched / White Inside Glass | D:5.5" H:4.75" |  |  | 3 Medium A19 9.3w |  | 3 | Yes | [14 empty] | 0 | [12 empty] | 106.98 | 213.96 | 320.94 | D:19 5/8'' H:13 1/8'' O:57 1/2'' | 6.2 | 19.625 |  |  | 13.125 | Center Lock-Up |  |  | 57.5 |  |  |  | No |  | No | [20 empty] | D:5'' H:3/4'' Round |  |  |  |  | 72 | Clear Silver |  |  | Hardwired | 0 | 0 | 0 | 1 | 1 | 0 | 0 | 0 | 0 | 0 | 0 | 785652060281 | 21 | 8.25 | 12.75 | 7.5 | 1.278 | 175 | Yes | [9 empty] | cETL Damp | CANFIELD 3L CHAND-962 | Three Light Chandelier |  | 3128803EN3-962.jpg | 3128803EN3.jpg
3128805-710 | Five Light Chandelier | Behind every seemingly simple design lies unerring attention to restraint and obsessive attention to the tiniest details. The Canfield collection by Sea Gull Lighting draws on the modernist traditions of "less is more". Essential functional elements dictate the aesthetics, and clean lines prevail. Layers of intricately finished hand-brushed steel progress vertically to the soft glow of light diffused through finely etched glass diffusors. Canfield offers a "whole home" lighting solution; offering lighting in every imaginable category from the auspicious 15 light 3-tier chandelier, to the concise mini-pendant and one-light sconces. The collection is available in hand brushed Burnt Sienna for a warm, tactile, almost Craftsman design style, or a brushed nickel to emphasize the more architectural elements of your interior. | CHANDELIERS | Canfield | Chandeliers | Burnt Sienna | 710 | Steel | Etched / White Inside Glass | D:5.5" H:4.75" |  |  | 5 Medium A19 100w |  | 5 | No | [14 empty] | 0 | [12 empty] | 109.48 | 218.96 | 328.44 | D:23 7/8'' H:14 1/2'' O:59'' | 9 | 23.875 |  |  | 14.5 | Center Lock-Up |  |  | 59 |  |  |  | No |  | No | [20 empty] | D:5'' H:3/4'' Round |  |  |  |  | 72 | Brown |  |  | Hardwired | 0 | 0 | 0 | 0 | 1 | 0 | 0 | 1 | 0 | 0 | 0 | 785652059766 | 23 | 14.25 | 12.75 | 10.8 | 2.418 | 175 | Yes | [9 empty] | cETL Damp | CANFIELD 5L CHAND-710 | Five Light Chandelier |  | 3128805-710.png | 3128805.jpg
3128805-962 | Five Light Chandelier | Behind every seemingly simple design lies unerring attention to restraint and obsessive attention to the tiniest details. The Canfield collection by Sea Gull Lighting draws on the modernist traditions of "less is more". Essential functional elements dictate the aesthetics, and clean lines prevail. Layers of intricately finished hand-brushed steel progress vertically to the soft glow of light diffused through finely etched glass diffusors. Canfield offers a "whole home" lighting solution; offering lighting in every imaginable category from the auspicious 15 light 3-tier chandelier, to the concise mini-pendant and one-light sconces. The collection is available in hand brushed Burnt Sienna for a warm, tactile, almost Craftsman design style, or a brushed nickel to emphasize the more architectural elements of your interior. | CHANDELIERS | Canfield | Chandeliers | Brushed Nickel | 962 | Steel | Etched / White Inside Glass | D:5.5" H:4.75" |  |  | 5 Medium A19 100w |  | 5 | No | [14 empty] | 0 | [12 empty] | 109.48 | 218.96 | 328.44 | D:23 7/8'' H:14 1/2'' O:59'' | 9 | 23.875 |  |  | 14.5 | Center Lock-Up |  |  | 59 |  |  |  | No |  | No | [20 empty] | D:5'' H:3/4'' Round |  |  |  |  | 72 | Clear Silver |  |  | Hardwired | 0 | 0 | 0 | 0 | 1 | 0 | 0 | 1 | 0 | 0 | 0 | 785652059773 | 23 | 14.25 | 12.75 | 10.8 | 2.418 | 175 | Yes | [9 empty] | cETL Damp | CANFIELD 5L CHAND-962 | Five Light Chandelier |  | 3128805-962.png | 3128805.jpg
3128805EN3-710 | Five Light Chandelier | Behind every seemingly simple design lies unerring attention to restraint and obsessive attention to the tiniest details. The Canfield collection by Sea Gull Lighting draws on the modernist traditions of "less is more". Essential functional elements dictate the aesthetics, and clean lines prevail. Layers of intricately finished hand-brushed steel progress vertically to the soft glow of light diffused through finely etched glass diffusors. Canfield offers a "whole home" lighting solution; offering lighting in every imaginable category from the auspicious 15 light 3-tier chandelier, to the concise mini-pendant and one-light sconces. The collection is available in hand brushed Burnt Sienna for a warm, tactile, almost Craftsman design style, or a brushed nickel to emphasize the more architectural elements of your interior. | CHANDELIERS | Canfield | Chandeliers | Burnt Sienna | 710 | Steel | Etched / White Inside Glass | D:5.5" H:4.75" |  |  | 5 Medium A19 9.3w |  | 5 | Yes | [14 empty] | 0 | [12 empty] | 139.98 | 279.96 | 419.94 | D:23 7/8'' H:14 1/2'' O:59'' | 9 | 23.875 |  |  | 14.5 | Center Lock-Up |  |  | 59 |  |  |  | No |  | No | [20 empty] | D:5'' H:3/4'' Round |  |  |  |  | 72 | Brown |  |  | Hardwired | 0 | 0 | 0 | 1 | 1 | 0 | 0 | 0 | 0 | 0 | 0 | 785652060298 | 23 | 14.25 | 12.75 | 10.8 | 2.418 | 175 | Yes | [9 empty] | cETL Damp | CANFIELD 5L CHAND-710 | Five Light Chandelier |  | 3128805EN3-710.jpg | 3128805EN3.jpg
3128805EN3-962 | Five Light Chandelier | Behind every seemingly simple design lies unerring attention to restraint and obsessive attention to the tiniest details. The Canfield collection by Sea Gull Lighting draws on the modernist traditions of "less is more". Essential functional elements dictate the aesthetics, and clean lines prevail. Layers of intricately finished hand-brushed steel progress vertically to the soft glow of light diffused through finely etched glass diffusors. Canfield offers a "whole home" lighting solution; offering lighting in every imaginable category from the auspicious 15 light 3-tier chandelier, to the concise mini-pendant and one-light sconces. The collection is available in hand brushed Burnt Sienna for a warm, tactile, almost Craftsman design style, or a brushed nickel to emphasize the more architectural elements of your interior. | CHANDELIERS | Canfield | Chandeliers | Brushed Nickel | 962 | Steel | Etched / White Inside Glass | D:5.5" H:4.75" |  |  | 5 Medium A19 9.3w |  | 5 | Yes | [14 empty] | 0 | [12 empty] | 139.98 | 279.96 | 419.94 | D:23 7/8'' H:14 1/2'' O:59'' | 9 | 23.875 |  |  | 14.5 | Center Lock-Up |  |  | 59 |  |  |  | No |  | No | [20 empty] | D:5'' H:3/4'' Round |  |  |  |  | 72 | Clear Silver |  |  | Hardwired | 0 | 0 | 0 | 1 | 1 | 0 | 0 | 0 | 0 | 0 | 0 | 785652060304 | 23 | 14.25 | 12.75 | 10.8 | 2.418 | 175 | Yes | [9 empty] | cETL Damp | CANFIELD 5L CHAND-962 | Five Light Chandelier |  | 3128805EN3-962.jpg | 3128805EN3.jpg
3128809-710 | Nine Light Chandelier | Behind every seemingly simple design lies unerring attention to restraint and obsessive attention to the tiniest details. The Canfield collection by Sea Gull Lighting draws on the modernist traditions of "less is more". Essential functional elements dictate the aesthetics, and clean lines prevail. Layers of intricately finished hand-brushed steel progress vertically to the soft glow of light diffused through finely etched glass diffusors. Canfield offers a "whole home" lighting solution; offering lighting in every imaginable category from the auspicious 15 light 3-tier chandelier, to the concise mini-pendant and one-light sconces. The collection is available in hand brushed Burnt Sienna for a warm, tactile, almost Craftsman design style, or a brushed nickel to emphasize the more architectural elements of your interior. | CHANDELIERS | Canfield | Chandeliers | Burnt Sienna | 710 | Steel | Etched / White Inside Glass | D:5.5" H:4.75" |  |  | 9 Medium A19 75w |  | 9 | No | [14 empty] | 0 | [12 empty] | 214.48 | 428.96 | 643.44 | D:31 3/8'' H:26'' O:70 1/4'' | 15.7 | 31.375 |  |  | 26 | Center Lock-Up |  |  | 70.25 |  |  |  | No |  | No | [20 empty] | D:5'' H:3/4'' Round |  |  |  |  | 72 | Brown |  |  | Hardwired | 0 | 0 | 0 | 0 | 1 | 0 | 0 | 1 | 0 | 0 | 0 | 785652059780 | 31 | 17.75 | 15 | 20.7 | 4.776 | 175 | Yes | [9 empty] | cETL Damp | CANFIELD 9L CHAND-710 | Nine Light Chandelier |  | 3128809-710.png | 3128809.jpg
3128809-962 | Nine Light Chandelier | Behind every seemingly simple design lies unerring attention to restraint and obsessive attention to the tiniest details. The Canfield collection by Sea Gull Lighting draws on the modernist traditions of "less is more". Essential functional elements dictate the aesthetics, and clean lines prevail. Layers of intricately finished hand-brushed steel progress vertically to the soft glow of light diffused through finely etched glass diffusors. Canfield offers a "whole home" lighting solution; offering lighting in every imaginable category from the auspicious 15 light 3-tier chandelier, to the concise mini-pendant and one-light sconces. The collection is available in hand brushed Burnt Sienna for a warm, tactile, almost Craftsman design style, or a brushed nickel to emphasize the more architectural elements of your interior. | CHANDELIERS | Canfield | Chandeliers | Brushed Nickel | 962 | Steel | Etched / White Inside Glass | D:5.5" H:4.75" |  |  | 9 Medium A19 75w |  | 9 | No | [14 empty] | 0 | [12 empty] | 214.48 | 428.96 | 643.44 | D:31 3/8'' H:26'' O:70 1/4'' | 15.7 | 31.375 |  |  | 26 | Center Lock-Up |  |  | 70.25 |  |  |  | No |  | No | [20 empty] | D:5'' H:3/4'' Round |  |  |  |  | 72 | Clear Silver |  |  | Hardwired | 0 | 0 | 0 | 0 | 1 | 0 | 0 | 1 | 0 | 0 | 0 | 785652059797 | 31 | 17.75 | 15 | 20.7 | 4.776 | 175 | Yes | [9 empty] | cETL Damp | CANFIELD 9L CHAND-962 | Nine Light Chandelier |  | 3128809-962.png | 3128809.jpg
3128809EN3-710 | Nine Light Chandelier | Behind every seemingly simple design lies unerring attention to restraint and obsessive attention to the tiniest details. The Canfield collection by Sea Gull Lighting draws on the modernist traditions of "less is more". Essential functional elements dictate the aesthetics, and clean lines prevail. Layers of intricately finished hand-brushed steel progress vertically to the soft glow of light diffused through finely etched glass diffusors. Canfield offers a "whole home" lighting solution; offering lighting in every imaginable category from the auspicious 15 light 3-tier chandelier, to the concise mini-pendant and one-light sconces. The collection is available in hand brushed Burnt Sienna for a warm, tactile, almost Craftsman design style, or a brushed nickel to emphasize the more architectural elements of your interior. | CHANDELIERS | Canfield | Chandeliers | Burnt Sienna | 710 | Steel | Etched / White Inside Glass | D:5.5" H:4.75" |  |  | 9 Medium A19 9.3w |  | 9 | Yes | [14 empty] | 0 | [12 empty] | 269.98 | 539.96 | 809.94 | D:31 3/8'' H:26'' O:70 1/4'' | 15.7 | 31.375 |  |  | 26 | Center Lock-Up |  |  | 70.25 |  |  |  | No |  | No | [20 empty] | D:5'' H:3/4'' Round |  |  |  |  | 72 | Brown |  |  | Hardwired | 0 | 0 | 0 | 1 | 1 | 0 | 0 | 0 | 0 | 0 | 0 | 785652060311 | 31 | 17.75 | 15 | 20.7 | 4.776 | 175 | Yes | [9 empty] | cETL Damp | CANFIELD 9L CHAND-710 | Nine Light Chandelier |  | 3128809EN3-710.jpg | 3128809EN3.jpg
3128809EN3-962 | Nine Light Chandelier | Behind every seemingly simple design lies unerring attention to restraint and obsessive attention to the tiniest details. The Canfield collection by Sea Gull Lighting draws on the modernist traditions of "less is more". Essential functional elements dictate the aesthetics, and clean lines prevail. Layers of intricately finished hand-brushed steel progress vertically to the soft glow of light diffused through finely etched glass diffusors. Canfield offers a "whole home" lighting solution; offering lighting in every imaginable category from the auspicious 15 light 3-tier chandelier, to the concise mini-pendant and one-light sconces. The collection is available in hand brushed Burnt Sienna for a warm, tactile, almost Craftsman design style, or a brushed nickel to emphasize the more architectural elements of your interior. | CHANDELIERS | Canfield | Chandeliers | Brushed Nickel | 962 | Steel | Etched / White Inside Glass | D:5.5" H:4.75" |  |  | 9 Medium A19 9.3w |  | 9 | Yes | [14 empty] | 0 | [12 empty] | 269.98 | 539.96 | 809.94 | D:31 3/8'' H:26'' O:70 1/4'' | 15.7 | 31.375 |  |  | 26 | Center Lock-Up |  |  | 70.25 |  |  |  | No |  | No | [20 empty] | D:5'' H:3/4'' Round |  |  |  |  | 72 | Clear Silver |  |  | Hardwired | 0 | 0 | 0 | 1 | 1 | 0 | 0 | 0 | 0 | 0 | 0 | 785652060328 | 31 | 17.75 | 15 | 20.7 | 4.776 | 175 | Yes | [9 empty] | cETL Damp | CANFIELD 9L CHAND-962 | Nine Light Chandelier |  | 3128809EN3-962.jpg | 3128809EN3.jpg
3128815-710 | Fifteen Light Chandelier | Behind every seemingly simple design lies unerring attention to restraint and obsessive attention to the tiniest details. The Canfield collection by Sea Gull Lighting draws on the modernist traditions of "less is more". Essential functional elements dictate the aesthetics, and clean lines prevail. Layers of intricately finished hand-brushed steel progress vertically to the soft glow of light diffused through finely etched glass diffusors. Canfield offers a "whole home" lighting solution; offering lighting in every imaginable category from the auspicious 15 light 3-tier chandelier, to the concise mini-pendant and one-light sconces. The collection is available in hand brushed Burnt Sienna for a warm, tactile, almost Craftsman design style, or a brushed nickel to emphasize the more architectural elements of your interior. | CHANDELIERS | Canfield | Chandeliers | Burnt Sienna | 710 | Steel | Etched / White Inside Glass | D:5.5" H:4.75" |  |  | 15 Medium A19 60w |  | 15 | No | [14 empty] | 0 | [12 empty] | 367.98 | 735.96 | 1103.94 | D:40 1/8'' H:39'' O:161'' | 25 | 40.125 |  |  | 39 | Center Lock-Up |  |  | 161 |  |  |  | No |  | No | [20 empty] | D:5'' H:3/4'' Round |  |  |  |  | 144 | Brown | 120 |  | Hardwired | 0 | 0 | 0 | 0 | 1 | 0 | 0 | 1 | 0 | 0 | 0 | 785652059803 | 40 | 28.25 | 15.75 | 36.7 | 10.299 | 250 | Yes | [9 empty] | cETL Damp | CANFIELD 15L CHAND-710 | Fifteen Light Chandelier |  | 3128815-710.png | 3128815.jpg
3128815-962 | Fifteen Light Chandelier | Behind every seemingly simple design lies unerring attention to restraint and obsessive attention to the tiniest details. The Canfield collection by Sea Gull Lighting draws on the modernist traditions of "less is more". Essential functional elements dictate the aesthetics, and clean lines prevail. Layers of intricately finished hand-brushed steel progress vertically to the soft glow of light diffused through finely etched glass diffusors. Canfield offers a "whole home" lighting solution; offering lighting in every imaginable category from the auspicious 15 light 3-tier chandelier, to the concise mini-pendant and one-light sconces. The collection is available in hand brushed Burnt Sienna for a warm, tactile, almost Craftsman design style, or a brushed nickel to emphasize the more architectural elements of your interior. | CHANDELIERS | Canfield | Chandeliers | Brushed Nickel | 962 | Steel | Etched / White Inside Glass | D:5.5" H:4.75" |  |  | 15 Medium A19 60w |  | 15 | No | [14 empty] | 0 | [12 empty] | 367.98 | 735.96 | 1103.94 | D:40 1/8'' H:39'' O:161'' | 25 | 40.125 |  |  | 39 | Center Lock-Up |  |  | 161 |  |  |  | No |  | No | [20 empty] | D:5'' H:3/4'' Round |  |  |  |  | 144 | Clear Silver | 120 |  | Hardwired | 0 | 0 | 0 | 0 | 1 | 0 | 0 | 1 | 0 | 0 | 0 | 785652059810 | 40.25 | 28.5 | 15.5 | 36.6 | 10.29 | 250 | Yes | [9 empty] | cETL Damp | CANFIELD 15L CHAND-962 | Fifteen Light Chandelier |  | 3128815-962.png | 3128815.jpg
3128815EN3-710 | Fifteen Light Chandelier | Behind every seemingly simple design lies unerring attention to restraint and obsessive attention to the tiniest details. The Canfield collection by Sea Gull Lighting draws on the modernist traditions of "less is more". Essential functional elements dictate the aesthetics, and clean lines prevail. Layers of intricately finished hand-brushed steel progress vertically to the soft glow of light diffused through finely etched glass diffusors. Canfield offers a "whole home" lighting solution; offering lighting in every imaginable category from the auspicious 15 light 3-tier chandelier, to the concise mini-pendant and one-light sconces. The collection is available in hand brushed Burnt Sienna for a warm, tactile, almost Craftsman design style, or a brushed nickel to emphasize the more architectural elements of your interior. | CHANDELIERS | Canfield | Chandeliers | Burnt Sienna | 710 | Steel | Etched / White Inside Glass | D:5.5" H:4.75" |  |  | 15 Medium A19 9.3w |  | 15 | Yes | [14 empty] | 0 | [12 empty] | 449.98 | 899.96 | 1349.94 | D:40 1/8'' H:39'' O:161'' | 25 | 40.125 |  |  | 39 | Center Lock-Up |  |  | 161 |  |  |  | No |  | No | [20 empty] | D:5'' H:3/4'' Round |  |  |  |  | 144 | Brown | 120 |  | Hardwired | 0 | 0 | 0 | 1 | 1 | 0 | 0 | 0 | 0 | 0 | 0 | 785652060335 | 40 | 28.25 | 15.75 | 36.7 | 10.299 | 250 | Yes | [9 empty] | cETL Damp | CANFIELD 15L CHAND-710 | Fifteen Light Chandelier |  | 3128815EN3-710.jpg | 3128815EN3.jpg
3128815EN3-962 | Fifteen Light Chandelier | Behind every seemingly simple design lies unerring attention to restraint and obsessive attention to the tiniest details. The Canfield collection by Sea Gull Lighting draws on the modernist traditions of "less is more". Essential functional elements dictate the aesthetics, and clean lines prevail. Layers of intricately finished hand-brushed steel progress vertically to the soft glow of light diffused through finely etched glass diffusors. Canfield offers a "whole home" lighting solution; offering lighting in every imaginable category from the auspicious 15 light 3-tier chandelier, to the concise mini-pendant and one-light sconces. The collection is available in hand brushed Burnt Sienna for a warm, tactile, almost Craftsman design style, or a brushed nickel to emphasize the more architectural elements of your interior. | CHANDELIERS | Canfield | Chandeliers | Brushed Nickel | 962 | Steel | Etched / White Inside Glass | D:5.5" H:4.75" |  |  | 15 Medium A19 9.3w |  | 15 | Yes | [14 empty] | 0 | [12 empty] | 449.98 | 899.96 | 1349.94 | D:40 1/8'' H:39'' O:161'' | 25 | 40.125 |  |  | 39 | Center Lock-Up |  |  | 161 |  |  |  | No |  | No | [20 empty] | D:5'' H:3/4'' Round |  |  |  |  | 144 | Clear Silver | 120 |  | Hardwired | 0 | 0 | 0 | 1 | 1 | 0 | 0 | 0 | 0 | 0 | 0 | 785652060342 | 40.25 | 28.5 | 15.5 | 36.6 | 10.29 | 250 | Yes | [9 empty] | cETL Damp | CANFIELD 15L CHAND-962 | Fifteen Light Chandelier |  | 3128815EN3-962.jpg | 3128815EN3.jpg
3128903-710 | Three Light Chandelier | Modernist influences abound in the Franport Collection. Shades with sharp lines and simplified bases showcase the minimalist approach with a twist. Franport has fixtures for all parts of the property. Available in both Burnt Sienna and Brushed Nickel finish choices as well as Nickel for bath fixtures. With fixtures in various sizes and configurations, the Franport Collection will coordinate the same design theme across several different rooms. Its assortment includes three-, five-, nine- and fifteen-light chandeliers; and one- two-, three- and four- light bath vanity fixtures. The Franport collection pars wonderfully with Sea Gull Lighting Geary ceiling fixtures. Incandescent and ENERGY STAR-qualified LED lamping are available; all fixtures are California Title 24 compliant. | CHANDELIERS | Franport | Chandeliers | Burnt Sienna | 710 | Steel | Etched / White Inside Glass | D:4.25" H:5.75" |  |  | 3 Medium A19 100w |  | 3 | No | [14 empty] | 0 | [12 empty] | 110.48 | 220.96 | 331.44 | D:20'' H:21'' O:94 3/4'' | 7.3 | 20 |  |  | 21 | Center Lock-Up |  |  | 94.75 |  |  |  | No |  | No | [20 empty] | D:5'' H:7/8'' Round |  |  |  |  | 120 | Brown | 72 |  | Hardwired | 0 | 0 | 0 | 0 | 1 | 0 | 0 | 1 | 1 | 0 | 0 | 785652057533 | 23.5 | 13.5 | 8.25 | 10.2 | 1.515 | 125 | Yes | [9 empty] | cETL Damp | FRANPORT 3L CHAND-710 | Three Light Chandelier |  | 3128903-710.png | 3128903.jpg
3128903-962 | Three Light Chandelier | Modernist influences abound in the Franport Collection. Shades with sharp lines and simplified bases showcase the minimalist approach with a twist. Franport has fixtures for all parts of the property. Available in both Burnt Sienna and Brushed Nickel finish choices as well as Nickel for bath fixtures. With fixtures in various sizes and configurations, the Franport Collection will coordinate the same design theme across several different rooms. Its assortment includes three-, five-, nine- and fifteen-light chandeliers; and one- two-, three- and four- light bath vanity fixtures. The Franport collection pars wonderfully with Sea Gull Lighting Geary ceiling fixtures. Incandescent and ENERGY STAR-qualified LED lamping are available; all fixtures are California Title 24 compliant. | CHANDELIERS | Franport | Chandeliers | Brushed Nickel | 962 | Steel | Etched / White Inside Glass | D:4.25" H:5.75" |  |  | 3 Medium A19 100w |  | 3 | No | [14 empty] | 0 | [12 empty] | 110.48 | 220.96 | 331.44 | D:20'' H:21'' O:94 3/4'' | 7.3 | 20 |  |  | 21 | Center Lock-Up |  |  | 94.75 |  |  |  | No |  | No | [20 empty] | D:5'' H:7/8'' Round |  |  |  |  | 120 | Clear Silver | 72 |  | Hardwired | 0 | 0 | 0 | 0 | 1 | 0 | 0 | 1 | 1 | 0 | 0 | 785652057540 | 23.5 | 13.5 | 8.25 | 10.1 | 1.515 | 125 | Yes | [9 empty] | cETL Damp | FRANPORT 3L CHAND-962 | Three Light Chandelier |  | 3128903-962.png | 3128903.jpg
3128903EN3-710 | Three Light Chandelier | Modernist influences abound in the Franport Collection. Shades with sharp lines and simplified bases showcase the minimalist approach with a twist. Franport has fixtures for all parts of the property. Available in both Burnt Sienna and Brushed Nickel finish choices as well as Nickel for bath fixtures. With fixtures in various sizes and configurations, the Franport Collection will coordinate the same design theme across several different rooms. Its assortment includes three-, five-, nine- and fifteen-light chandeliers; and one- two-, three- and four- light bath vanity fixtures. The Franport collection pars wonderfully with Sea Gull Lighting Geary ceiling fixtures. Incandescent and ENERGY STAR-qualified LED lamping are available; all fixtures are California Title 24 compliant. | CHANDELIERS | Franport | Chandeliers | Burnt Sienna | 710 | Steel | Etched / White Inside Glass | D:4.25" H:5.75" |  |  | 3 Medium A19 9.3w |  | 3 | Yes | [14 empty] | 0 | [12 empty] | 124.98 | 249.96 | 374.94 | D:20'' H:21'' O:94 3/4'' | 7.3 | 20 |  |  | 21 | Center Lock-Up |  |  | 94.75 |  |  |  | No |  | No | [20 empty] | D:5'' H:7/8'' Round |  |  |  |  | 120 | Brown | 72 |  | Hardwired | 0 | 0 | 0 | 1 | 1 | 0 | 0 | 0 | 1 | 0 | 0 | 785652058363 | 23.5 | 13.5 | 8.25 | 10.2 | 1.515 | 125 | Yes | [9 empty] | cETL Damp | FRANPORT 3L CHAND-710 | Three Light Chandelier |  | 3128903EN3-710.png | 3128903EN3.jpg
3128903EN3-962 | Three Light Chandelier | Modernist influences abound in the Franport Collection. Shades with sharp lines and simplified bases showcase the minimalist approach with a twist. Franport has fixtures for all parts of the property. Available in both Burnt Sienna and Brushed Nickel finish choices as well as Nickel for bath fixtures. With fixtures in various sizes and configurations, the Franport Collection will coordinate the same design theme across several different rooms. Its assortment includes three-, five-, nine- and fifteen-light chandeliers; and one- two-, three- and four- light bath vanity fixtures. The Franport collection pars wonderfully with Sea Gull Lighting Geary ceiling fixtures. Incandescent and ENERGY STAR-qualified LED lamping are available; all fixtures are California Title 24 compliant. | CHANDELIERS | Franport | Chandeliers | Brushed Nickel | 962 | Steel | Etched / White Inside Glass | D:4.25" H:5.75" |  |  | 3 Medium A19 9.3w |  | 3 | Yes | [14 empty] | 0 | [12 empty] | 124.98 | 249.96 | 374.94 | D:20'' H:21'' O:94 3/4'' | 7.3 | 20 |  |  | 21 | Center Lock-Up |  |  | 94.75 |  |  |  | No |  | No | [20 empty] | D:5'' H:7/8'' Round |  |  |  |  | 120 | Clear Silver | 72 |  | Hardwired | 0 | 0 | 0 | 1 | 1 | 0 | 0 | 0 | 1 | 0 | 0 | 785652058370 | 23.5 | 13.5 | 8.25 | 10.1 | 1.515 | 125 | Yes | [9 empty] | cETL Damp | FRANPORT 3L CHAND-962 | Three Light Chandelier |  | 3128903EN3-962.png | 3128903EN3.jpg
3128905-710 | Five Light Chandelier | Modernist influences abound in the Franport Collection. Shades with sharp lines and simplified bases showcase the minimalist approach with a twist. Franport has fixtures for all parts of the property. Available in both Burnt Sienna and Brushed Nickel finish choices as well as Nickel for bath fixtures. With fixtures in various sizes and configurations, the Franport Collection will coordinate the same design theme across several different rooms. Its assortment includes three-, five-, nine- and fifteen-light chandeliers; and one- two-, three- and four- light bath vanity fixtures. The Franport collection pars wonderfully with Sea Gull Lighting Geary ceiling fixtures. Incandescent and ENERGY STAR-qualified LED lamping are available; all fixtures are California Title 24 compliant. | CHANDELIERS | Franport | Chandeliers | Burnt Sienna | 710 | Steel | Undefined Glass | D:4.25" H:5.75" |  |  | 5 Medium A19 100w |  | 5 | No | [14 empty] | 0 | [12 empty] | 122.98 | 245.96 | 368.94 | D:26'' H:22 7/8'' O:96 1/2'' | 11.33 | 26 |  |  | 22.875 | Center Lock-Up |  |  | 96.5 |  |  |  | No |  | No | [20 empty] | D:5'' H:7/8'' Round |  |  |  |  | 120 | Brown | 72 |  | Hardwired | 0 | 0 | 0 | 0 | 1 | 0 | 0 | 1 | 1 | 0 | 0 | 785652057557 | 26.5 | 24.25 | 9.25 | 16.1 | 3.44 | 175 | Yes | [9 empty] | cETL Damp | FRANPORT 5L CHAND-710 | Five Light Chandelier |  | 3128905-710.png | 3128905.jpg
3128905-962 | Five Light Chandelier | Modernist influences abound in the Franport Collection. Shades with sharp lines and simplified bases showcase the minimalist approach with a twist. Franport has fixtures for all parts of the property. Available in both Burnt Sienna and Brushed Nickel finish choices as well as Nickel for bath fixtures. With fixtures in various sizes and configurations, the Franport Collection will coordinate the same design theme across several different rooms. Its assortment includes three-, five-, nine- and fifteen-light chandeliers; and one- two-, three- and four- light bath vanity fixtures. The Franport collection pars wonderfully with Sea Gull Lighting Geary ceiling fixtures. Incandescent and ENERGY STAR-qualified LED lamping are available; all fixtures are California Title 24 compliant. | CHANDELIERS | Franport | Chandeliers | Brushed Nickel | 962 | Steel | Etched / White Inside Glass | D:4.25" H:5.75" |  |  | 5 Medium A19 100w |  | 5 | No | [14 empty] | 0 | [12 empty] | 122.98 | 245.96 | 368.94 | D:26'' H:22 7/8'' O:96 1/2'' | 11.33 | 26 |  |  | 22.875 | Center Lock-Up |  |  | 96.5 |  |  |  | No |  | No | [20 empty] | D:5'' H:7/8'' Round |  |  |  |  | 120 | Clear Silver | 72 |  | Hardwired | 0 | 0 | 0 | 0 | 1 | 0 | 0 | 1 | 1 | 0 | 0 | 785652057564 | 26.5 | 24.25 | 9.25 | 16.1 | 3.44 | 175 | Yes | [9 empty] | cETL Damp | FRANPORT 5L CHAND-962 | Five Light Chandelier |  | 3128905-962.png | 3128905.jpg
3128905EN3-710 | Five Light Chandelier | Modernist influences abound in the Franport Collection. Shades with sharp lines and simplified bases showcase the minimalist approach with a twist. Franport has fixtures for all parts of the property. Available in both Burnt Sienna and Brushed Nickel finish choices as well as Nickel for bath fixtures. With fixtures in various sizes and configurations, the Franport Collection will coordinate the same design theme across several different rooms. Its assortment includes three-, five-, nine- and fifteen-light chandeliers; and one- two-, three- and four- light bath vanity fixtures. The Franport collection pars wonderfully with Sea Gull Lighting Geary ceiling fixtures. Incandescent and ENERGY STAR-qualified LED lamping are available; all fixtures are California Title 24 compliant. | CHANDELIERS | Franport | Chandeliers | Burnt Sienna | 710 | Steel | Etched / White Inside Glass | D:4.25" H:5.75" |  |  | 5 Medium A19 9.3w |  | 5 | Yes | [14 empty] | 0 | [12 empty] | 149.98 | 299.96 | 449.94 | D:26'' H:22 7/8'' O:96 1/2'' | 11.33 | 26 |  |  | 22.875 | Center Lock-Up |  |  | 96.5 |  |  |  | No |  | No | [20 empty] | D:5'' H:7/8'' Round |  |  |  |  | 120 | Brown | 72 |  | Hardwired | 0 | 0 | 0 | 1 | 1 | 0 | 0 | 0 | 1 | 0 | 0 | 785652058387 | 26.5 | 24.25 | 9.25 | 16.1 | 3.44 | 175 | Yes | [9 empty] | cETL Damp | FRANPORT 5L CHAND-710 | Five Light Chandelier |  | 3128905EN3-710.png | 3128905EN3.jpg
3128905EN3-962 | Five Light Chandelier | Modernist influences abound in the Franport Collection. Shades with sharp lines and simplified bases showcase the minimalist approach with a twist. Franport has fixtures for all parts of the property. Available in both Burnt Sienna and Brushed Nickel finish choices as well as Nickel for bath fixtures. With fixtures in various sizes and configurations, the Franport Collection will coordinate the same design theme across several different rooms. Its assortment includes three-, five-, nine- and fifteen-light chandeliers; and one- two-, three- and four- light bath vanity fixtures. The Franport collection pars wonderfully with Sea Gull Lighting Geary ceiling fixtures. Incandescent and ENERGY STAR-qualified LED lamping are available; all fixtures are California Title 24 compliant. | CHANDELIERS | Franport | Chandeliers | Brushed Nickel | 962 | Steel | Etched / White Inside Glass | D:4.25" H:5.75" |  |  | 5 Medium A19 9.3w |  | 5 | Yes | [14 empty] | 0 | [12 empty] | 149.98 | 299.96 | 449.94 | D:26'' H:22 7/8'' O:96 1/2'' | 11.33 | 26 |  |  | 22.875 | Center Lock-Up |  |  | 96.5 |  |  |  | No |  | No | [20 empty] | D:5'' H:7/8'' Round |  |  |  |  | 120 | Clear Silver | 72 |  | Hardwired | 0 | 0 | 0 | 1 | 1 | 0 | 0 | 0 | 1 | 0 | 0 | 785652058394 | 26.5 | 24.25 | 9.25 | 16.1 | 3.44 | 175 | Yes | [9 empty] | cETL Damp | FRANPORT 5L CHAND-962 | Five Light Chandelier |  | 3128905EN3-962.png | 3128905EN3.jpg
3128909-710 | Nine Light Chandelier | Modernist influences abound in the Franport Collection. Shades with sharp lines and simplified bases showcase the minimalist approach with a twist. Franport has fixtures for all parts of the property. Available in both Burnt Sienna and Brushed Nickel finish choices as well as Nickel for bath fixtures. With fixtures in various sizes and configurations, the Franport Collection will coordinate the same design theme across several different rooms. Its assortment includes three-, five-, nine- and fifteen-light chandeliers; and one- two-, three- and four- light bath vanity fixtures. The Franport collection pars wonderfully with Sea Gull Lighting Geary ceiling fixtures. Incandescent and ENERGY STAR-qualified LED lamping are available; all fixtures are California Title 24 compliant. | CHANDELIERS | Franport | Chandeliers | Burnt Sienna | 710 | Steel | Etched / White Inside Glass | D:4.25" H:5.75" |  |  | 9 Medium A19 100w |  | 9 | No | [14 empty] | 0 | [12 empty] | 244.98 | 489.96 | 734.94 | D:30'' H:27 5/8'' O:101 7/8'' | 20.09 | 30 |  |  | 27.625 | Center Lock-Up |  |  | 101.875 |  |  |  | No |  | No | [20 empty] | D:5'' H:7/8'' Round |  |  |  |  | 120 | Brown | 72 |  | Hardwired | 0 | 0 | 0 | 0 | 1 | 0 | 0 | 1 | 1 | 0 | 0 | 785652057571 | 31 | 28.75 | 12.5 | 28.4 | 6.447 | 175 | Yes | [9 empty] | cETL Damp | FRANPORT 9L CHAND-710 | Nine Light Chandelier |  | 3128909-710.png | 3128909.jpg
3128909-962 | Nine Light Chandelier | Modernist influences abound in the Franport Collection. Shades with sharp lines and simplified bases showcase the minimalist approach with a twist. Franport has fixtures for all parts of the property. Available in both Burnt Sienna and Brushed Nickel finish choices as well as Nickel for bath fixtures. With fixtures in various sizes and configurations, the Franport Collection will coordinate the same design theme across several different rooms. Its assortment includes three-, five-, nine- and fifteen-light chandeliers; and one- two-, three- and four- light bath vanity fixtures. The Franport collection pars wonderfully with Sea Gull Lighting Geary ceiling fixtures. Incandescent and ENERGY STAR-qualified LED lamping are available; all fixtures are California Title 24 compliant. | CHANDELIERS | Franport | Chandeliers | Brushed Nickel | 962 | Steel | Etched / White Inside Glass | D:4.25" H:5.75" |  |  | 9 Medium A19 100w |  | 9 | No | [14 empty] | 0 | [12 empty] | 244.98 | 489.96 | 734.94 | D:30'' H:27 5/8'' O:101 7/8'' | 20.09 | 30 |  |  | 27.625 | Center Lock-Up |  |  | 101.875 |  |  |  | No |  | No | [20 empty] | D:5'' H:7/8'' Round |  |  |  |  | 120 | Clear Silver | 72 |  | Hardwired | 0 | 0 | 0 | 0 | 1 | 0 | 0 | 1 | 1 | 0 | 0 | 785652057588 | 31 | 28.75 | 12.5 | 28.4 | 6.447 | 175 | Yes | [9 empty] | cETL Damp | FRANPORT 9L CHAND-962 | Nine Light Chandelier |  | 3128909-962.png | 3128909.jpg
3128909EN3-710 | Nine Light Chandelier | Modernist influences abound in the Franport Collection. Shades with sharp lines and simplified bases showcase the minimalist approach with a twist. Franport has fixtures for all parts of the property. Available in both Burnt Sienna and Brushed Nickel finish choices as well as Nickel for bath fixtures. With fixtures in various sizes and configurations, the Franport Collection will coordinate the same design theme across several different rooms. Its assortment includes three-, five-, nine- and fifteen-light chandeliers; and one- two-, three- and four- light bath vanity fixtures. The Franport collection pars wonderfully with Sea Gull Lighting Geary ceiling fixtures. Incandescent and ENERGY STAR-qualified LED lamping are available; all fixtures are California Title 24 compliant. | CHANDELIERS | Franport | Chandeliers | Burnt Sienna | 710 | Steel | Etched / White Inside Glass | D:4.25" H:5.75" |  |  | 9 Medium A19 9.3w |  | 9 | Yes | [14 empty] | 0 | [12 empty] | 299.98 | 599.96 | 899.94 | D:30'' H:27 5/8'' O:101 7/8'' | 20.09 | 30 |  |  | 27.625 | Center Lock-Up |  |  | 101.875 |  |  |  | No |  | No | [20 empty] | D:5'' H:7/8'' Round |  |  |  |  | 120 | Brown | 72 |  | Hardwired | 0 | 0 | 0 | 1 | 1 | 0 | 0 | 0 | 1 | 0 | 0 | 785652058400 | 31 | 28.75 | 12.5 | 28.4 | 6.447 | 175 | Yes | [9 empty] | cETL Damp | FRANPORT 9L CHAND-710 | Nine Light Chandelier |  | 3128909EN3-710.png | 3128909EN3.jpg
3128909EN3-962 | Nine Light Chandelier | Modernist influences abound in the Franport Collection. Shades with sharp lines and simplified bases showcase the minimalist approach with a twist. Franport has fixtures for all parts of the property. Available in both Burnt Sienna and Brushed Nickel finish choices as well as Nickel for bath fixtures. With fixtures in various sizes and configurations, the Franport Collection will coordinate the same design theme across several different rooms. Its assortment includes three-, five-, nine- and fifteen-light chandeliers; and one- two-, three- and four- light bath vanity fixtures. The Franport collection pars wonderfully with Sea Gull Lighting Geary ceiling fixtures. Incandescent and ENERGY STAR-qualified LED lamping are available; all fixtures are California Title 24 compliant. | CHANDELIERS | Franport | Chandeliers | Brushed Nickel | 962 | Steel | Etched / White Inside Glass | D:4.25" H:5.75" |  |  | 9 Medium A19 9.3w |  | 9 | Yes | [14 empty] | 0 | [12 empty] | 299.98 | 599.96 | 899.94 | D:30'' H:27 5/8'' O:101 7/8'' | 20.09 | 30 |  |  | 27.625 | Center Lock-Up |  |  | 101.875 |  |  |  | No |  | No | [20 empty] | D:5'' H:7/8'' Round |  |  |  |  | 120 | Clear Silver | 72 |  | Hardwired | 0 | 0 | 0 | 1 | 1 | 0 | 0 | 0 | 1 | 0 | 0 | 785652058417 | 31 | 28.75 | 12.5 | 28.4 | 6.447 | 175 | Yes | [9 empty] | cETL Damp | FRANPORT 9L CHAND-962 | Nine Light Chandelier |  | 3128909EN3-962.png | 3128909EN3.jpg
3128915-710 | Fifteen Light Chandelier | Modernist influences abound in the Franport Collection. Shades with sharp lines and simplified bases showcase the minimalist approach with a twist. Franport has fixtures for all parts of the property. Available in both Burnt Sienna and Brushed Nickel finish choices as well as Nickel for bath fixtures. With fixtures in various sizes and configurations, the Franport Collection will coordinate the same design theme across several different rooms. Its assortment includes three-, five-, nine- and fifteen-light chandeliers; and one- two-, three- and four- light bath vanity fixtures. The Franport collection pars wonderfully with Sea Gull Lighting Geary ceiling fixtures. Incandescent and ENERGY STAR-qualified LED lamping are available; all fixtures are California Title 24 compliant. | CHANDELIERS | Franport | Chandeliers | Burnt Sienna | 710 | Steel | Etched / White Inside Glass | D:4.25" H:5.75" |  |  | 15 Medium A19 60w |  | 15 | No | [14 empty] | 0 | [12 empty] | 462.48 | 924.96 | 1387.44 | D:42 1/2'' H:35 5/8'' O:109 5/8'' | 32.82 | 42.5 |  |  | 35.625 | Center Lock-Up |  |  | 109.625 |  |  |  | No |  | No | [20 empty] | D:5'' H:7/8'' Round |  |  |  |  | 120 | Brown | 72 |  | Hardwired | 0 | 0 | 0 | 0 | 1 | 0 | 0 | 1 | 1 | 0 | 0 | 785652057595 | 45.5 | 36.25 | 16 | 48.5 | 15.272 | 250 | Yes | [9 empty] | cETL Damp | FRANPORT 15L CHAND-710 | Fifteen Light Chandelier |  | 3128915-710.png | 3128915.jpg
3128915-962 | Fifteen Light Chandelier | Modernist influences abound in the Franport Collection. Shades with sharp lines and simplified bases showcase the minimalist approach with a twist. Franport has fixtures for all parts of the property. Available in both Burnt Sienna and Brushed Nickel finish choices as well as Nickel for bath fixtures. With fixtures in various sizes and configurations, the Franport Collection will coordinate the same design theme across several different rooms. Its assortment includes three-, five-, nine- and fifteen-light chandeliers; and one- two-, three- and four- light bath vanity fixtures. The Franport collection pars wonderfully with Sea Gull Lighting Geary ceiling fixtures. Incandescent and ENERGY STAR-qualified LED lamping are available; all fixtures are California Title 24 compliant. | CHANDELIERS | Franport | Chandeliers | Brushed Nickel | 962 | Steel | Etched / White Inside Glass | D:4.25" H:5.75" |  |  | 15 Medium A19 60w |  | 15 | No | [14 empty] | 0 | [12 empty] | 462.48 | 924.96 | 1387.44 | D:42 1/2'' H:35 5/8'' O:109 5/8'' | 32.82 | 42.5 |  |  | 35.625 | Center Lock-Up |  |  | 109.625 |  |  |  | No |  | No | [20 empty] | D:5'' H:7/8'' Round |  |  |  |  | 120 | Clear Silver | 72 |  | Hardwired | 0 | 0 | 0 | 0 | 1 | 0 | 0 | 1 | 1 | 0 | 0 | 785652057601 | 45.5 | 36.25 | 16 | 48.5 | 15.272 | 250 | Yes | [9 empty] | cETL Damp | FRANPORT 15L CHAND-962 | Fifteen Light Chandelier |  | 3128915-962.png | 3128915.jpg
3128915EN3-710 | Fifteen Light Chandelier | Modernist influences abound in the Franport Collection. Shades with sharp lines and simplified bases showcase the minimalist approach with a twist. Franport has fixtures for all parts of the property. Available in both Burnt Sienna and Brushed Nickel finish choices as well as Nickel for bath fixtures. With fixtures in various sizes and configurations, the Franport Collection will coordinate the same design theme across several different rooms. Its assortment includes three-, five-, nine- and fifteen-light chandeliers; and one- two-, three- and four- light bath vanity fixtures. The Franport collection pars wonderfully with Sea Gull Lighting Geary ceiling fixtures. Incandescent and ENERGY STAR-qualified LED lamping are available; all fixtures are California Title 24 compliant. | CHANDELIERS | Franport | Chandeliers | Burnt Sienna | 710 | Steel | Etched / White Inside Glass | D:4.25" H:5.75" |  |  | 15 Medium A19 9.3w |  | 15 | Yes | [14 empty] | 0 | [12 empty] | 549.98 | 1099.96 | 1649.94 | D:42 1/2'' H:35 5/8'' O:109 5/8'' | 32.82 | 42.5 |  |  | 35.625 | Center Lock-Up |  |  | 109.625 |  |  |  | No |  | No | [20 empty] | D:5'' H:7/8'' Round |  |  |  |  | 120 | Brown | 72 |  | Hardwired | 0 | 0 | 0 | 1 | 1 | 0 | 0 | 0 | 1 | 0 | 0 | 785652058424 | 45.5 | 36.25 | 16 | 48.5 | 15.272 | 250 | Yes | [9 empty] | cETL Damp | FRANPORT 15L CHAND-710 | Fifteen Light Chandelier |  | 3128915EN3-710.png | 3128915EN3.jpg
3128915EN3-962 | Fifteen Light Chandelier | Modernist influences abound in the Franport Collection. Shades with sharp lines and simplified bases showcase the minimalist approach with a twist. Franport has fixtures for all parts of the property. Available in both Burnt Sienna and Brushed Nickel finish choices as well as Nickel for bath fixtures. With fixtures in various sizes and configurations, the Franport Collection will coordinate the same design theme across several different rooms. Its assortment includes three-, five-, nine- and fifteen-light chandeliers; and one- two-, three- and four- light bath vanity fixtures. The Franport collection pars wonderfully with Sea Gull Lighting Geary ceiling fixtures. Incandescent and ENERGY STAR-qualified LED lamping are available; all fixtures are California Title 24 compliant. | CHANDELIERS | Franport | Chandeliers | Brushed Nickel | 962 | Steel | Etched / White Inside Glass | D:4.25" H:5.75" |  |  | 15 Medium A19 9.3w |  | 15 | Yes | [14 empty] | 0 | [12 empty] | 549.98 | 1099.96 | 1649.94 | D:42 1/2'' H:35 5/8'' O:109 5/8'' | 32.82 | 42.5 |  |  | 35.625 | Center Lock-Up |  |  | 109.625 |  |  |  | No |  | No | [20 empty] | D:5'' H:7/8'' Round |  |  |  |  | 120 | Clear Silver | 72 |  | Hardwired | 0 | 0 | 0 | 1 | 1 | 0 | 0 | 0 | 1 | 0 | 0 | 785652058431 | 45.5 | 36.25 | 16 | 48.5 | 15.272 | 250 | Yes | [9 empty] | cETL Damp | FRANPORT 15L CHAND-962 | Fifteen Light Chandelier |  | 3128915EN3-962.png | 3128915EN3.jpg
3130703-112 | Three Light Chandelier |  | CHANDELIERS | Kemal | Chandeliers | Midnight Black | 112 | Steel | Etched / White Inside Glass | D:4" H:5.5" |  |  | 3 Medium A19 75w |  | 3 | No | [14 empty] | 0 | [12 empty] | 94.5 | 189 | 283.5 | D:18 5/8'' H:19'' O:58'' |  | 18.625 |  |  | 19 | Center Lock-Up |  |  | 58 |  |  |  | No |  | No | [20 empty] | D:5'' H:7/8'' Round |  |  |  |  | 72 | Black | 36 |  | Hardwired | 0 | 0 | 0 | 0 | 1 | 0 | 0 | 1 | 1 | 0 | 0 | 785652075414 | [16 empty] | cETL Damp | KEMAL 3L CHAND-112 | Three Light Chandelier |  | 3130703-112.jpg | 3130703.jpg
3130703-710 | Three Light Chandelier |  | CHANDELIERS | Kemal | Chandeliers | Burnt Sienna | 710 | Steel | Etched / White Inside Glass | D:4" H:5.5" |  |  | 3 Medium A19 75w |  | 3 | No | [14 empty] | 0 | [12 empty] | 94.5 | 189 | 283.5 | D:18 5/8'' H:19'' O:58'' |  | 18.625 |  |  | 19 | Center Lock-Up |  |  | 58 |  |  |  | No |  | No | [20 empty] | D:5'' H:7/8'' Round |  |  |  |  | 72 | Brown | 36 |  | Hardwired | 0 | 0 | 0 | 0 | 1 | 0 | 0 | 1 | 1 | 0 | 0 | 785652075421 | [16 empty] | cETL Damp | KEMAL 3L CHAND-710 | Three Light Chandelier |  | 3130703-710.jpg | 3130703.jpg
3130703-962 | Three Light Chandelier |  | CHANDELIERS | Kemal | Chandeliers | Brushed Nickel | 962 | Steel | Etched / White Inside Glass | D:4" H:5.5" |  |  | 3 Medium A19 75w |  | 3 | No | [14 empty] | 0 | [12 empty] | 94.5 | 189 | 283.5 | D:18 5/8'' H:19'' O:58'' |  | 18.625 |  |  | 19 | Center Lock-Up |  |  | 58 |  |  |  | No |  | No | [20 empty] | D:5'' H:7/8'' Round |  |  |  |  | 72 | Clear Silver | 36 |  | Hardwired | 0 | 0 | 0 | 0 | 1 | 0 | 0 | 1 | 1 | 0 | 0 | 785652075438 | [16 empty] | cETL Damp | KEMAL 3L CHAND-962 | Three Light Chandelier |  | 3130703-962.jpg | 3130703.jpg
3130703EN3-112 | Three Light Chandelier |  | CHANDELIERS | Kemal | Chandeliers | Midnight Black | 112 | Steel | Etched / White Inside Glass | D:4" H:5.5" |  |  | 3 Medium A19 9.3w |  | 3 | Yes | [14 empty] | 0 | [12 empty] | 109.5 | 219 | 328.5 | D:18 5/8'' H:19'' O:58'' |  | 18.625 |  |  | 19 | Center Lock-Up |  |  | 58 |  |  |  | No |  | No | [20 empty] | D:5'' H:7/8'' Round |  |  |  |  | 72 | Black | 36 |  | Hardwired | 0 | 0 | 0 | 1 | 1 | 0 | 0 | 0 | 1 | 0 | 0 | 785652079894 | [16 empty] | cETL Damp | KEMAL 3L CHAND-112 | Three Light Chandelier |  | 3130703EN3-112.jpg | 3130703EN3.jpg
3130703EN3-710 | Three Light Chandelier |  | CHANDELIERS | Kemal | Chandeliers | Burnt Sienna | 710 | Steel | Etched / White Inside Glass | D:4" H:5.5" |  |  | 3 Medium A19 9.3w |  | 3 | Yes | [14 empty] | 0 | [12 empty] | 109.5 | 219 | 328.5 | D:18 5/8'' H:19'' O:58'' |  | 18.625 |  |  | 19 | Center Lock-Up |  |  | 58 |  |  |  | No |  | No | [20 empty] | D:5'' H:7/8'' Round |  |  |  |  | 72 | Brown | 36 |  | Hardwired | 0 | 0 | 0 | 1 | 1 | 0 | 0 | 0 | 1 | 0 | 0 | 785652079900 | [16 empty] | cETL Damp | KEMAL 3L CHAND-710 | Three Light Chandelier |  | 3130703EN3-710.jpg | 3130703EN3.jpg
3130703EN3-962 | Three Light Chandelier |  | CHANDELIERS | Kemal | Chandeliers | Brushed Nickel | 962 | Steel | Etched / White Inside Glass | D:4" H:5.5" |  |  | 3 Medium A19 9.3w |  | 3 | Yes | [14 empty] | 0 | [12 empty] | 109.5 | 219 | 328.5 | D:18 5/8'' H:19'' O:58'' |  | 18.625 |  |  | 19 | Center Lock-Up |  |  | 58 |  |  |  | No |  | No | [20 empty] | D:5'' H:7/8'' Round |  |  |  |  | 72 | Clear Silver | 36 |  | Hardwired | 0 | 0 | 0 | 1 | 1 | 0 | 0 | 0 | 1 | 0 | 0 | 785652079917 | [16 empty] | cETL Damp | KEMAL 3L CHAND-962 | Three Light Chandelier |  | 3130703EN3-962.jpg | 3130703EN3.jpg
3130705-112 | Five Light Chandelier |  | CHANDELIERS | Kemal | Chandeliers | Midnight Black | 112 | Steel | Etched / White Inside Glass | D:4" H:5.5" |  |  | 5 Medium A19 75w |  | 5 | No | [14 empty] | 0 | [12 empty] | 139.5 | 279 | 418.5 | D:24'' H:24'' O:63'' |  | 24 |  |  | 24 | Center Lock-Up |  |  | 63 |  |  |  | No |  | No | [20 empty] | D:5'' H:7/8'' Round |  |  |  |  | 72 | Black | 36 |  | Hardwired | 0 | 0 | 0 | 0 | 1 | 0 | 0 | 1 | 1 | 0 | 0 | 785652075445 | [16 empty] | cETL Damp | KEMAL 5L CHAND-112 | Five Light Chandelier |  | 3130705-112.jpg | 3130705.jpg
3130705-710 | Five Light Chandelier |  | CHANDELIERS | Kemal | Chandeliers | Burnt Sienna | 710 | Steel | Etched / White Inside Glass | D:4" H:5.5" |  |  | 5 Medium A19 75w |  | 5 | No | [14 empty] | 0 | [12 empty] | 139.5 | 279 | 418.5 | D:24'' H:24'' O:63'' |  | 24 |  |  | 24 | Center Lock-Up |  |  | 63 |  |  |  | No |  | No | [20 empty] | D:5'' H:7/8'' Round |  |  |  |  | 72 | Brown | 36 |  | Hardwired | 0 | 0 | 0 | 0 | 1 | 0 | 0 | 1 | 1 | 0 | 0 | 785652075452 | 25.25 | 15.75 | 25.75 | 17.1 | 5.926 | 250 | Yes | [9 empty] | cETL Damp | KEMAL 5L CHAND-710 | Five Light Chandelier |  | 3130705-710.jpg | 3130705.jpg
3130705-962 | Five Light Chandelier |  | CHANDELIERS | Kemal | Chandeliers | Brushed Nickel | 962 | Steel | Etched / White Inside Glass | D:4" H:5.5" |  |  | 5 Medium A19 75w |  | 5 | No | [14 empty] | 0 | [12 empty] | 139.5 | 279 | 418.5 | D:24'' H:24'' O:63'' |  | 24 |  |  | 24 | Center Lock-Up |  |  | 63 |  |  |  | No |  | No | [20 empty] | D:5'' H:7/8'' Round |  |  |  |  | 72 | Clear Silver | 36 |  | Hardwired | 0 | 0 | 0 | 0 | 1 | 0 | 0 | 1 | 1 | 0 | 0 | 785652075469 | [16 empty] | cETL Damp | KEMAL 5L CHAND-962 | Five Light Chandelier |  | 3130705-962.jpg | 3130705.jpg
3130705EN3-112 | Five Light Chandelier |  | CHANDELIERS | Kemal | Chandeliers | Midnight Black | 112 | Steel | Etched / White Inside Glass | D:4" H:5.5" |  |  | 5 Medium A19 9.3w |  | 5 | Yes | [14 empty] | 0 | [12 empty] | 164.5 | 329 | 493.5 | D:24'' H:24'' O:63'' |  | 24 |  |  | 24 | Center Lock-Up |  |  | 63 |  |  |  | No |  | No | [20 empty] | D:5'' H:7/8'' Round |  |  |  |  | 72 | Black | 36 |  | Hardwired | 0 | 0 | 0 | 1 | 1 | 0 | 0 | 0 | 1 | 0 | 0 | 785652079924 | [16 empty] | cETL Damp | KEMAL 5L CHAND-112 | Five Light Chandelier |  | 3130705EN3-112.jpg | 3130705EN3.jpg
3130705EN3-710 | Five Light Chandelier |  | CHANDELIERS | Kemal | Chandeliers | Burnt Sienna | 710 | Steel | Etched / White Inside Glass | D:4" H:5.5" |  |  | 5 Medium A19 9.3w |  | 5 | Yes | [14 empty] | 0 | [12 empty] | 164.5 | 329 | 493.5 | D:24'' H:24'' O:63'' |  | 24 |  |  | 24 | Center Lock-Up |  |  | 63 |  |  |  | No |  | No | [20 empty] | D:5'' H:7/8'' Round |  |  |  |  | 72 | Brown | 36 |  | Hardwired | 0 | 0 | 0 | 1 | 1 | 0 | 0 | 0 | 1 | 0 | 0 | 785652079931 | [16 empty] | cETL Damp | KEMAL 5L CHAND-710 | Five Light Chandelier |  | 3130705EN3-710.jpg | 3130705EN3.jpg
3130705EN3-962 | Five Light Chandelier |  | CHANDELIERS | Kemal | Chandeliers | Brushed Nickel | 962 | Steel | Etched / White Inside Glass | D:4" H:5.5" |  |  | 5 Medium A19 9.3w |  | 5 | Yes | [14 empty] | 0 | [12 empty] | 164.5 | 329 | 493.5 | D:24'' H:24'' O:63'' |  | 24 |  |  | 24 | Center Lock-Up |  |  | 63 |  |  |  | No |  | No | [20 empty] | D:5'' H:7/8'' Round |  |  |  |  | 72 | Clear Silver | 36 |  | Hardwired | 0 | 0 | 0 | 1 | 1 | 0 | 0 | 0 | 1 | 0 | 0 | 785652079948 | [16 empty] | cETL Damp | KEMAL 5L CHAND-962 | Five Light Chandelier |  | 3130705EN3-962.jpg | 3130705EN3.jpg
3130709-112 | Nine Light Chandelier |  | CHANDELIERS | Kemal | Chandeliers | Midnight Black | 112 | Steel | Etched / White Inside Glass | D:4" H:5.5" |  |  | 9 Medium A19 75w |  | 9 | No | [14 empty] | 0 | [12 empty] | 279.5 | 559 | 838.5 | D:30'' H:29'' O:104'' |  | 30 |  |  | 29 | Center Lock-Up |  |  | 104 |  |  |  | No |  | No | [20 empty] | D:5'' H:7/8'' Round |  |  |  |  | 120 | Black | 72 |  | Hardwired | 0 | 0 | 0 | 0 | 1 | 0 | 0 | 1 | 1 | 0 | 0 | 785652075476 | [16 empty] | cETL Damp | KEMAL 9L CHAND-112 | Nine Light Chandelier |  | 3130709-112.jpg | 3130709.jpg
3130709-710 | Nine Light Chandelier |  | CHANDELIERS | Kemal | Chandeliers | Burnt Sienna | 710 | Steel | Etched / White Inside Glass | D:4" H:5.5" |  |  | 9 Medium A19 75w |  | 9 | No | [14 empty] | 0 | [12 empty] | 279.5 | 559 | 838.5 | D:30'' H:29'' O:104'' |  | 30 |  |  | 29 | Center Lock-Up |  |  | 104 |  |  |  | No |  | No | [20 empty] | D:5'' H:7/8'' Round |  |  |  |  | 120 | Brown | 72 |  | Hardwired | 0 | 0 | 0 | 0 | 1 | 0 | 0 | 1 | 1 | 0 | 0 | 785652075483 | [16 empty] | cETL Damp | KEMAL 9L CHAND-710 | Nine Light Chandelier |  | 3130709-710.jpg | 3130709.jpg
3130709-962 | Nine Light Chandelier |  | CHANDELIERS | Kemal | Chandeliers | Brushed Nickel | 962 | Steel | Etched / White Inside Glass | D:4" H:5.5" |  |  | 9 Medium A19 75w |  | 9 | No | [14 empty] | 0 | [12 empty] | 279.5 | 559 | 838.5 | D:30'' H:29'' O:104'' |  | 30 |  |  | 29 | Center Lock-Up |  |  | 104 |  |  |  | No |  | No | [20 empty] | D:5'' H:7/8'' Round |  |  |  |  | 120 | Clear Silver | 72 |  | Hardwired | 0 | 0 | 0 | 0 | 1 | 0 | 0 | 1 | 1 | 0 | 0 | 785652075490 | 32 | 20 | 32 | 32.2 | 11.852 | 250 | Yes | [9 empty] | cETL Damp | KEMAL 9L CHAND-962 | Nine Light Chandelier |  | 3130709-962.jpg | 3130709.jpg
3130709EN3-112 | Nine Light Chandelier |  | CHANDELIERS | Kemal | Chandeliers | Midnight Black | 112 | Steel | Etched / White Inside Glass | D:4" H:5.5" |  |  | 9 Medium A19 9.3w |  | 9 | Yes | [14 empty] | 0 | [12 empty] | 324.5 | 649 | 973.5 | D:30'' H:29'' O:104'' |  | 30 |  |  | 29 | Center Lock-Up |  |  | 104 |  |  |  | No |  | No | [20 empty] | D:5'' H:7/8'' Round |  |  |  |  | 120 | Black | 72 |  | Hardwired | 0 | 0 | 0 | 1 | 1 | 0 | 0 | 0 | 1 | 0 | 0 | 785652079955 | [16 empty] | cETL Damp | KEMAL 9L CHAND-112 | Nine Light Chandelier |  | 3130709EN3-112.jpg | 3130709EN3.jpg
3130709EN3-710 | Nine Light Chandelier |  | CHANDELIERS | Kemal | Chandeliers | Burnt Sienna | 710 | Steel | Etched / White Inside Glass | D:4" H:5.5" |  |  | 9 Medium A19 9.3w |  | 9 | Yes | [14 empty] | 0 | [12 empty] | 324.5 | 649 | 973.5 | D:30'' H:29'' O:104'' |  | 30 |  |  | 29 | Center Lock-Up |  |  | 104 |  |  |  | No |  | No | [20 empty] | D:5'' H:7/8'' Round |  |  |  |  | 120 | Brown | 72 |  | Hardwired | 0 | 0 | 0 | 1 | 1 | 0 | 0 | 0 | 1 | 0 | 0 | 785652079962 | [16 empty] | cETL Damp | KEMAL 9L CHAND-710 | Nine Light Chandelier |  | 3130709EN3-710.jpg | 3130709EN3.jpg
3130709EN3-962 | Nine Light Chandelier |  | CHANDELIERS | Kemal | Chandeliers | Brushed Nickel | 962 | Steel | Etched / White Inside Glass | D:4" H:5.5" |  |  | 9 Medium A19 9.3w |  | 9 | Yes | [14 empty] | 0 | [12 empty] | 324.5 | 649 | 973.5 | D:30'' H:29'' O:104'' |  | 30 |  |  | 29 | Center Lock-Up |  |  | 104 |  |  |  | No |  | No | [20 empty] | D:5'' H:7/8'' Round |  |  |  |  | 120 | Clear Silver | 72 |  | Hardwired | 0 | 0 | 0 | 1 | 1 | 0 | 0 | 0 | 1 | 0 | 0 | 785652079979 | [16 empty] | cETL Damp | KEMAL 9L CHAND-962 | Nine Light Chandelier |  | 3130709EN3-962.jpg | 3130709EN3.jpg
31317-710 | Five Light Chandelier | With classic proportions and minimalist glass accents, the Lemont lighting collection by Sea Gull Lighting offers transitional style in a beautiful profile. The design features just enough flourish to create a soft, romantic figure. For those looking for simple elegance, Lemont is a perfect choice. Offered in Antique Brushed Nickel finish with Etched White Alabaster glass or Burnt Sienna finish with Café Tint glass. The assortment includes nine-light, six-light, five-light and three-light chandeliers, pendants in five sizes, both flush and semi-flush ceiling fixtures, as well as one-light, two-light, three-light and four-light wall/bath fixtures. Both incandescent lamping and ENERGY STAR-qualified LED lamping are available. All fixtures are California Title 24 compliant. | CHANDELIERS | Lemont | Chandeliers | Burnt Sienna | 710 | Steel | Cafe Tint Glass | D:5" H:5" | D:5" |  | 5 Medium A19 100w |  | 5 | No | [14 empty] | 0 | [12 empty] | 115 | 230 | 345 | D:23'' H:24 1/4'' O:147 1/4'' | 11.9 | 23 |  |  | 24.25 | Center Lock-Up |  |  | 147.25 |  |  |  | No |  | No | [20 empty] | D:5'' H:1'' Round |  |  |  |  | 144 | Brown | 120 |  | Hardwired | 0 | 0 | 0 | 0 | 1 | 0 | 0 | 1 | 1 | 0 | 0 | 785652225543 | 25.25 | 22.25 | 9.25 | 16.5 | 3.007 | 175 | Yes | [8 empty] | UL Dry | cUL Dry | LEMONT 5L CHAND-710 | Five Light Chandelier |  | 31317-710.jpg | 31317.jpg
31317EN3-710 | Five Light Chandelier | With classic proportions and minimalist glass accents, the Lemont lighting collection by Sea Gull Lighting offers transitional style in a beautiful profile. The design features just enough flourish to create a soft, romantic figure. For those looking for simple elegance, Lemont is a perfect choice. Offered in Antique Brushed Nickel finish with Etched White Alabaster glass or Burnt Sienna finish with Café Tint glass. The assortment includes nine-light, six-light, five-light and three-light chandeliers, pendants in five sizes, both flush and semi-flush ceiling fixtures, as well as one-light, two-light, three-light and four-light wall/bath fixtures. Both incandescent lamping and ENERGY STAR-qualified LED lamping are available. All fixtures are California Title 24 compliant. | CHANDELIERS | Lemont | Chandeliers | Burnt Sienna | 710 | Steel | Cafe Tint Glass | D:5" H:5" |  |  | 5 Medium A19 9.3w |  | 5 | Yes | [14 empty] | 0 | [12 empty] | 138 | 276 | 414 | D:23'' H:24 1/4'' O:147 1/4'' | 11.9 | 23 |  |  | 24.25 | Center Lock-Up |  |  | 147.25 |  |  |  | No |  | No | [20 empty] | D:5'' H:1'' Round |  |  |  |  | 144 | Brown | 120 |  | Hardwired | 0 | 0 | 0 | 1 | 1 | 0 | 0 | 0 | 1 | 0 | 0 | 785652053764 | 25.25 | 22.25 | 9.25 | 16.4 | 3.007 | 175 | Yes | [8 empty] | C-UL-US Dry |  | LEMONT 5L CHAND-710 | Five Light Chandelier |  | 31317EN3-710.jpg | 31317.jpg
31319-710 | Nine Light Chandelier | With classic proportions and minimalist glass accents, the Lemont lighting collection by Sea Gull Lighting offers transitional style in a beautiful profile. The design features just enough flourish to create a soft, romantic figure. For those looking for simple elegance, Lemont is a perfect choice. Offered in Antique Brushed Nickel finish with Etched White Alabaster glass or Burnt Sienna finish with Café Tint glass. The assortment includes nine-light, six-light, five-light and three-light chandeliers, pendants in five sizes, both flush and semi-flush ceiling fixtures, as well as one-light, two-light, three-light and four-light wall/bath fixtures. Both incandescent lamping and ENERGY STAR-qualified LED lamping are available. All fixtures are California Title 24 compliant. | CHANDELIERS | Lemont | Chandeliers | Burnt Sienna | 710 | Steel | Clear Glass |  |  |  | 9 Candelabra Torpedo 60w |  | 9 | No | [14 empty] | 0 | [12 empty] | 198 | 396 | 594 | D:34'' H:37 1/2'' O:160 1/2'' | 14.2 | 34 |  |  | 37.5 | Center Lock-Up |  |  | 160.5 |  |  |  | No |  | No | [20 empty] | D:5'' H:1'' Round |  |  |  |  | 144 | Brown | 120 |  | Hardwired | 0 | 0 | 0 | 0 | 1 | 0 | 0 | 0 | 1 | 0 | 0 | 785652225567 | 32.25 | 8.5 | 38.25 | 18.8 | 6.068 | 250 | Yes | [8 empty] | UL Dry | cUL Dry | LEMONT 9L CHAND-710 | Nine Light Chandelier |  | 31319-710.jpg | 31319.jpg
31319EN-710 | Nine Light Chandelier | With classic proportions and minimalist glass accents, the Lemont lighting collection by Sea Gull Lighting offers transitional style in a beautiful profile. The design features just enough flourish to create a soft, romantic figure. For those looking for simple elegance, Lemont is a perfect choice. Offered in Antique Brushed Nickel finish with Etched White Alabaster glass or Burnt Sienna finish with Café Tint glass. The assortment includes nine-light, six-light, five-light and three-light chandeliers, pendants in five sizes, both flush and semi-flush ceiling fixtures, as well as one-light, two-light, three-light and four-light wall/bath fixtures. Both incandescent lamping and ENERGY STAR-qualified LED lamping are available. All fixtures are California Title 24 compliant. | CHANDELIERS | Lemont | Chandeliers | Burnt Sienna | 710 | Steel | Undefined Glass |  |  |  | 9 Candelabra Torpedo 3.5w |  | 9 | Yes | [14 empty] | 0 | [12 empty] | 240 | 480 | 720 | D:34'' H:37 1/2'' O:160 1/2'' | 14.2 | 34 |  |  | 37.5 | Center Lock-Up |  |  | 160.5 |  |  |  | No |  | No | [20 empty] | D:5'' H:1'' Round |  |  |  |  | 144 | Brown | 120 |  | Hardwired | 0 | 0 | 0 | 1 | 1 | 0 | 0 | 0 | 1 | 0 | 0 | 785652028717 | 38.25 | 8.5 | 32.25 | 18.8 | 6.068 | 250 | Yes | [8 empty] | UL Dry | cUL Dry | LEMONT 9L CHAND-710 | Nine Light Chandelier |  | 31319EN-710.jpg | 31319.jpg
31349EN3-965 | Three Light Chandelier | With the Laurel Leaf lighting collection by Sea Gull Lighting, the focus is on the beauty of the structure. Sweeping arms that reach out to hold generously shaped ripple glass shades with a soft contemporary finish transitions comfortably for today's lifestyles. Offered in Antique Brushed Nickel finish or Estate Bronze finish, both with Etched Ripple glass. The assortment includes 15-light, nine-light, five-light and three-light chandeliers, pendants in six sizes, both flush and semi-flush ceiling fixtures, as well as one-light, two-light, three-light and four-light wall/bath fixtures. Incandescent and ENERGY STAR-qualified LED lamping are available; all fixtures are California Title 24 compliant. | CHANDELIERS | Laurel Leaf | Chandeliers | Antique Brushed Nickel | 965 | Steel | Etched Ripple Glass | D:5.5625" |  |  | 3 Medium A19 9.3w |  | 3 | Yes | [14 empty] | 0 | [12 empty] | 179.5 | 359 | 538.5 | D:17 1/2'' H:21 1/4'' O:144 3/4'' | 10.2 | 17.5 |  |  | 21.25 | Center Lock-Up |  |  | 144.75 |  |  |  | No |  | No | 5 | 13 |  |  | 188.0 X 20.0 mm | [15 empty] | D:5 3/4'' DP:1 7/8'' Round |  |  |  |  | 144 | Clear | 120 | N/A | Hardwired | 0 | 0 | 0 | 1 | 1 | 0 | 0 | 0 | 1 | 0 | 0 | 785652053795 | 14 | 10 | 20 | 11.35 | 1.62 | 125 | Yes | [8 empty] | UL Dry | cUL Dry | LAUREL LEAF 3L CHAND-965 | Three Light Chandelier |  | 31349EN3-965.jpg | 31349.jpg
3137303-782 | Three Light Chandelier | Elmwood Park by Sea Gull Collection has clear glass tube shades with an inner white glass element that softens the light and helps cast an even glow. A cylinder of etched glass is centered within a larger cylinder of clear glass which encircles each light bulb to create this stunning visual effect. The full assortment includes three-, five-and nine-light chandeliers, a four-light linear, one-light mini pendant, a three-light pendant, a two-light semi flush which is convertible into a pendant, and one-, two-, three- and four-light bath fixtures. All fixtures offered in either a Brushed Nickel or Brushed Oil Rubbed Bronze. Incandescent and ENERGY STAR-qualified LED lamping are available; all fixtures are California Title 24 compliant. | CHANDELIERS | Elmwood Park | Chandeliers | Heirloom Bronze | 782 | Steel | Satin Etched Glass | D:3.125" H:5.5" |  |  | 3 Medium A19 75w |  | 3 | No | [14 empty] | 0 | [12 empty] | 99.98 | 199.96 | 299.94 | D:20 1/2'' H:21'' O:94 3/4'' | 8.4 | 20.5 |  |  | 21 | Screw Collar - Chain |  |  | 94.75 |  |  |  | No |  | No | [20 empty] | D:5'' H:3/4'' Round |  |  |  |  | 72 | Brown | 36 |  | Hardwired | 0 | 0 | 0 | 0 | 1 | 0 | 0 | 1 | 1 | 0 | 0 | 785652069802 | 22.5 | 12.75 | 12.75 | 10.5 | 2.117 | 175 | Yes | [9 empty] | cETL Damp | ELMWOOD PARK 3L CHAND-782 | Three Light Chandelier |  | 3137303-782.jpg | 3137303.jpg
3137303-962 | Three Light Chandelier | Elmwood Park by Sea Gull Collection has clear glass tube shades with an inner white glass element that softens the light and helps cast an even glow. A cylinder of etched glass is centered within a larger cylinder of clear glass which encircles each light bulb to create this stunning visual effect. The full assortment includes three-, five-and nine-light chandeliers, a four-light linear, one-light mini pendant, a three-light pendant, a two-light semi flush which is convertible into a pendant, and one-, two-, three- and four-light bath fixtures. All fixtures offered in either a Brushed Nickel or Brushed Oil Rubbed Bronze. Incandescent and ENERGY STAR-qualified LED lamping are available; all fixtures are California Title 24 compliant. | CHANDELIERS | Elmwood Park | Chandeliers | Brushed Nickel | 962 | Steel | Clear Glass | D:4.375" H:5.875" |  |  | 3 Medium A19 75w |  | 3 | No | [14 empty] | 0 | [12 empty] | 99.98 | 199.96 | 299.94 | D:20 1/2'' H:21'' O:94 3/4'' | 8.4 | 20.5 |  |  | 21 | Screw Collar - Chain |  |  | 94.75 |  |  |  | No |  | No | [20 empty] | D:5'' H:3/4'' Round |  |  |  |  | 72 | Clear Silver | 36 |  | Hardwired | 0 | 0 | 0 | 0 | 1 | 0 | 0 | 1 | 1 | 0 | 0 | 785652069819 | 22.5 | 12.75 | 12.75 | 10.5 | 2.117 | 175 | Yes | [9 empty] | cETL Damp | ELMWOOD PARK 3L CHAND-962 | Three Light Chandelier |  | 3137303-962.jpg | 3137303.jpg
3137303EN3-782 | Three Light Chandelier | Elmwood Park by Sea Gull Collection has clear glass tube shades with an inner white glass element that softens the light and helps cast an even glow. A cylinder of etched glass is centered within a larger cylinder of clear glass which encircles each light bulb to create this stunning visual effect. The full assortment includes three-, five-and nine-light chandeliers, a four-light linear, one-light mini pendant, a three-light pendant, a two-light semi flush which is convertible into a pendant, and one-, two-, three- and four-light bath fixtures. All fixtures offered in either a Brushed Nickel or Brushed Oil Rubbed Bronze. Incandescent and ENERGY STAR-qualified LED lamping are available; all fixtures are California Title 24 compliant. | CHANDELIERS | Elmwood Park | Chandeliers | Heirloom Bronze | 782 | Steel | Satin Etched Glass | D:3.125" H:5.5" |  |  | 3 Medium A19 9.3w |  | 3 | Yes | [14 empty] | 0 | [12 empty] | 117.98 | 235.96 | 353.94 | D:20 1/2'' H:21'' O:94 3/4'' | 8.4 | 20.5 |  |  | 21 | Screw Collar - Chain |  |  | 94.75 |  |  |  | No |  | No | [20 empty] | D:5'' H:3/4'' Round |  |  |  |  | 72 | Brown | 36 |  | Hardwired | 0 | 0 | 0 | 1 | 1 | 0 | 0 | 0 | 1 | 0 | 0 | 785652071577 | 22.5 | 22.25 | 12.5 | 10.7 | 3.621 | 250 | Yes | [9 empty] | cETL Damp | ELMWOOD PRK 3L LED CHAND-782 | Three Light Chandelier |  | 3137303EN3-782.jpg | 3137303EN3.jpg
3137303EN3-962 | Three Light Chandelier | Elmwood Park by Sea Gull Collection has clear glass tube shades with an inner white glass element that softens the light and helps cast an even glow. A cylinder of etched glass is centered within a larger cylinder of clear glass which encircles each light bulb to create this stunning visual effect. The full assortment includes three-, five-and nine-light chandeliers, a four-light linear, one-light mini pendant, a three-light pendant, a two-light semi flush which is convertible into a pendant, and one-, two-, three- and four-light bath fixtures. All fixtures offered in either a Brushed Nickel or Brushed Oil Rubbed Bronze. Incandescent and ENERGY STAR-qualified LED lamping are available; all fixtures are California Title 24 compliant. | CHANDELIERS | Elmwood Park | Chandeliers | Brushed Nickel | 962 | Steel | Clear Glass | D:4.375" H:5.875" |  |  | 3 Medium A19 9.3w |  | 3 | Yes | [14 empty] | 0 | [12 empty] | 117.98 | 235.96 | 353.94 | D:20 1/2'' H:21'' O:94 3/4'' | 8.4 | 20.5 |  |  | 21 | Screw Collar - Chain |  |  | 94.75 |  |  |  | No |  | No | [20 empty] | D:5'' H:3/4'' Round |  |  |  |  | 72 | Clear Silver | 36 |  | Hardwired | 0 | 0 | 0 | 1 | 1 | 0 | 0 | 0 | 1 | 0 | 0 | 785652071584 | 23 | 12.78 | 12.38 | 10.7 | 2.106 | 175 | Yes | [9 empty] | cETL Damp | ELMWOOD PRK 3L LED CHAND-962 | Three Light Chandelier |  | 3137303EN3-962.jpg | 3137303EN3.jpg
3137305-782 | Five Light Chandelier | Elmwood Park by Sea Gull Collection has clear glass tube shades with an inner white glass element that softens the light and helps cast an even glow. A cylinder of etched glass is centered within a larger cylinder of clear glass which encircles each light bulb to create this stunning visual effect. The full assortment includes three-, five-and nine-light chandeliers, a four-light linear, one-light mini pendant, a three-light pendant, a two-light semi flush which is convertible into a pendant, and one-, two-, three- and four-light bath fixtures. All fixtures offered in either a Brushed Nickel or Brushed Oil Rubbed Bronze. Incandescent and ENERGY STAR-qualified LED lamping are available; all fixtures are California Title 24 compliant. | CHANDELIERS | Elmwood Park | Chandeliers | Heirloom Bronze | 782 | Steel | Satin Etched Glass | D:3.125" H:5.5" |  |  | 5 Medium A19 75w |  | 5 | No | [14 empty] | 0 | [12 empty] | 157.98 | 315.96 | 473.94 | D:26'' H:24 1/8'' O:62 1/2'' | 13.6 | 26 |  |  | 24.125 | Screw Collar - Chain |  |  | 62.5 |  |  |  | No |  | No | [20 empty] | D:5'' H:3/4'' Round |  |  |  |  | 144 | Brown | 72 |  | Hardwired | 0 | 0 | 0 | 0 | 1 | 0 | 0 | 1 | 1 | 0 | 0 | 785652069826 | 27 | 26.25 | 12.58 | 18.5 | 5.16 | 250 | Yes | [9 empty] | cETL Damp | ELMWOOD PARK 5L CHAND-782 | Five Light Chandelier |  | 3137305-782.jpg | 3137305.jpg
3137305-962 | Five Light Chandelier | Elmwood Park by Sea Gull Collection has clear glass tube shades with an inner white glass element that softens the light and helps cast an even glow. A cylinder of etched glass is centered within a larger cylinder of clear glass which encircles each light bulb to create this stunning visual effect. The full assortment includes three-, five-and nine-light chandeliers, a four-light linear, one-light mini pendant, a three-light pendant, a two-light semi flush which is convertible into a pendant, and one-, two-, three- and four-light bath fixtures. All fixtures offered in either a Brushed Nickel or Brushed Oil Rubbed Bronze. Incandescent and ENERGY STAR-qualified LED lamping are available; all fixtures are California Title 24 compliant. | CHANDELIERS | Elmwood Park | Chandeliers | Brushed Nickel | 962 | Steel | Clear Glass | D:4.375" H:5.875" |  |  | 5 Medium A19 75w |  | 5 | No | [14 empty] | 0 | [12 empty] | 157.98 | 315.96 | 473.94 | D:26'' H:24 1/8'' O:62 1/2'' | 13.6 | 26 |  |  | 24.125 | Screw Collar - Chain |  |  | 62.5 |  |  |  | No |  | No | [20 empty] | D:5'' H:3/4'' Round |  |  |  |  | 144 | Clear Silver | 72 |  | Hardwired | 0 | 0 | 0 | 0 | 1 | 0 | 0 | 1 | 1 | 0 | 0 | 785652069833 | 27 | 26.25 | 12.58 | 18.3 | 5.16 | 250 | Yes | [9 empty] | cETL Damp | ELMWOOD PARK 5L CHAND-962 | Five Light Chandelier |  | 3137305-962.jpg | 3137305.jpg
3137305EN3-782 | Five Light Chandelier | Elmwood Park by Sea Gull Collection has clear glass tube shades with an inner white glass element that softens the light and helps cast an even glow. A cylinder of etched glass is centered within a larger cylinder of clear glass which encircles each light bulb to create this stunning visual effect. The full assortment includes three-, five-and nine-light chandeliers, a four-light linear, one-light mini pendant, a three-light pendant, a two-light semi flush which is convertible into a pendant, and one-, two-, three- and four-light bath fixtures. All fixtures offered in either a Brushed Nickel or Brushed Oil Rubbed Bronze. Incandescent and ENERGY STAR-qualified LED lamping are available; all fixtures are California Title 24 compliant. | CHANDELIERS | Elmwood Park | Chandeliers | Heirloom Bronze | 782 | Steel | Satin Etched Glass | D:3.125" H:5.5" |  |  | 5 Medium A19 9.3w |  | 5 | Yes | [14 empty] | 0 | [12 empty] | 186.48 | 372.96 | 559.44 | D:26'' H:24 1/8'' O:62 1/2'' | 13.6 | 26 |  |  | 24.125 | Screw Collar - Chain |  |  | 62.5 |  |  |  | No |  | No | [20 empty] | D:5'' H:3/4'' Round |  |  |  |  | 144 | Brown | 72 |  | Hardwired | 0 | 0 | 0 | 1 | 1 | 0 | 0 | 0 | 1 | 0 | 0 | 785652071591 | 27 | 26.25 | 12.58 | 18.5 | 5.16 | 250 | Yes | [9 empty] | cETL Damp | ELMWOOD PRK 5L LED CHAND-782 | Five Light Chandelier |  | 3137305EN3-782.jpg | 3137305EN3.jpg
3137305EN3-962 | Five Light Chandelier | Elmwood Park by Sea Gull Collection has clear glass tube shades with an inner white glass element that softens the light and helps cast an even glow. A cylinder of etched glass is centered within a larger cylinder of clear glass which encircles each light bulb to create this stunning visual effect. The full assortment includes three-, five-and nine-light chandeliers, a four-light linear, one-light mini pendant, a three-light pendant, a two-light semi flush which is convertible into a pendant, and one-, two-, three- and four-light bath fixtures. All fixtures offered in either a Brushed Nickel or Brushed Oil Rubbed Bronze. Incandescent and ENERGY STAR-qualified LED lamping are available; all fixtures are California Title 24 compliant. | CHANDELIERS | Elmwood Park | Chandeliers | Brushed Nickel | 962 | Steel | Clear Glass | D:4.375" H:5.875" |  |  | 5 Medium A19 9.3w |  | 5 | Yes | [14 empty] | 0 | [12 empty] | 186.48 | 372.96 | 559.44 | D:26'' H:24 1/8'' O:62 1/2'' | 13.6 | 26 |  |  | 24.125 | Screw Collar - Chain |  |  | 62.5 |  |  |  | No |  | No | [20 empty] | D:5'' H:3/4'' Round |  |  |  |  | 144 | Clear Silver | 72 |  | Hardwired | 0 | 0 | 0 | 1 | 1 | 0 | 0 | 0 | 1 | 0 | 0 | 785652071607 | 27 | 26.25 | 12.58 | 18.3 | 5.16 | 250 | Yes | [9 empty] | cETL Damp | ELMWOOD PRK 5L LED CHAND-962 | Five Light Chandelier |  | 3137305EN3-962.jpg | 3137305EN3.jpg
3137309-782 | Nine Light Chandelier | Elmwood Park by Sea Gull Collection has clear glass tube shades with an inner white glass element that softens the light and helps cast an even glow. A cylinder of etched glass is centered within a larger cylinder of clear glass which encircles each light bulb to create this stunning visual effect. The full assortment includes three-, five-and nine-light chandeliers, a four-light linear, one-light mini pendant, a three-light pendant, a two-light semi flush which is convertible into a pendant, and one-, two-, three- and four-light bath fixtures. All fixtures offered in either a Brushed Nickel or Brushed Oil Rubbed Bronze. Incandescent and ENERGY STAR-qualified LED lamping are available; all fixtures are California Title 24 compliant. | CHANDELIERS | Elmwood Park | Chandeliers | Heirloom Bronze | 782 | Steel | Satin Etched Glass | D:3.125" H:5.5" |  |  | 9 Medium A19 75w |  | 9 | No | [14 empty] | 0 | [12 empty] | 269.98 | 539.96 | 809.94 | D:32'' H:27 5/8'' O:102'' | 21.4 | 32 |  |  | 27.625 | Screw Collar - Chain |  |  | 102 |  |  |  | No |  | No | [20 empty] | D:5'' H:3/4'' Round |  |  |  |  | 144 | Brown | 72 |  | Hardwired | 0 | 0 | 0 | 0 | 1 | 0 | 0 | 1 | 1 | 0 | 0 | 785652069840 | 33.2 | 13 | 29.25 | 28.2 | 7.306 | 250 | Yes | [9 empty] | cETL Damp | ELMWOOD PARK 9L CHAND-782 | Nine Light Chandelier |  | 3137309-782.jpg | 3137309.jpg
3137309-962 | Nine Light Chandelier | Elmwood Park by Sea Gull Collection has clear glass tube shades with an inner white glass element that softens the light and helps cast an even glow. A cylinder of etched glass is centered within a larger cylinder of clear glass which encircles each light bulb to create this stunning visual effect. The full assortment includes three-, five-and nine-light chandeliers, a four-light linear, one-light mini pendant, a three-light pendant, a two-light semi flush which is convertible into a pendant, and one-, two-, three- and four-light bath fixtures. All fixtures offered in either a Brushed Nickel or Brushed Oil Rubbed Bronze. Incandescent and ENERGY STAR-qualified LED lamping are available; all fixtures are California Title 24 compliant. | CHANDELIERS | Elmwood Park | Chandeliers | Brushed Nickel | 962 | Steel | Clear Glass | D:4.375" H:5.875" |  |  | 9 Medium A19 75w |  | 9 | No | [14 empty] | 0 | [12 empty] | 269.98 | 539.96 | 809.94 | D:32'' H:27 5/8'' O:102'' | 21.4 | 32 |  |  | 27.625 | Screw Collar - Chain |  |  | 102 |  |  |  | No |  | No | [20 empty] | D:5'' H:3/4'' Round |  |  |  |  | 144 | Clear Silver | 72 |  | Hardwired | 0 | 0 | 0 | 0 | 1 | 0 | 0 | 1 | 1 | 0 | 0 | 785652069857 | 29.25 | 33 | 13.5 | 28.3 | 7.541 | 250 | Yes | [9 empty] | cETL Damp | ELMWOOD PARK 9L CHAND-962 | Nine Light Chandelier |  | 3137309-962.jpg | 3137309.jpg
3137309EN3-782 | Nine Light Chandelier | Elmwood Park by Sea Gull Collection has clear glass tube shades with an inner white glass element that softens the light and helps cast an even glow. A cylinder of etched glass is centered within a larger cylinder of clear glass which encircles each light bulb to create this stunning visual effect. The full assortment includes three-, five-and nine-light chandeliers, a four-light linear, one-light mini pendant, a three-light pendant, a two-light semi flush which is convertible into a pendant, and one-, two-, three- and four-light bath fixtures. All fixtures offered in either a Brushed Nickel or Brushed Oil Rubbed Bronze. Incandescent and ENERGY STAR-qualified LED lamping are available; all fixtures are California Title 24 compliant. | CHANDELIERS | Elmwood Park | Chandeliers | Heirloom Bronze | 782 | Steel | Satin Etched Glass | D:3.125" H:5.5" |  |  | 9 Medium A19 9.3w |  | 9 | Yes | [14 empty] | 0 | [12 empty] | 324.98 | 649.96 | 974.94 | D:32'' H:27 5/8'' O:102'' | 21.4 | 32 |  |  | 27.625 | Screw Collar - Chain |  |  | 102 |  |  |  | No |  | No | [20 empty] | D:5'' H:3/4'' Round |  |  |  |  | 144 | Brown | 72 |  | Hardwired | 0 | 0 | 0 | 1 | 1 | 0 | 0 | 0 | 1 | 0 | 0 | 785652071614 | 33.2 | 13 | 29.25 | 28.2 | 7.306 | 250 | Yes | [9 empty] | cETL Damp | ELMWOOD PRK 9L LED CHAND-782 | Nine Light Chandelier |  | 3137309EN3-782.jpg | 3137309EN3.jpg
3137309EN3-962 | Nine Light Chandelier | Elmwood Park by Sea Gull Collection has clear glass tube shades with an inner white glass element that softens the light and helps cast an even glow. A cylinder of etched glass is centered within a larger cylinder of clear glass which encircles each light bulb to create this stunning visual effect. The full assortment includes three-, five-and nine-light chandeliers, a four-light linear, one-light mini pendant, a three-light pendant, a two-light semi flush which is convertible into a pendant, and one-, two-, three- and four-light bath fixtures. All fixtures offered in either a Brushed Nickel or Brushed Oil Rubbed Bronze. Incandescent and ENERGY STAR-qualified LED lamping are available; all fixtures are California Title 24 compliant. | CHANDELIERS | Elmwood Park | Chandeliers | Brushed Nickel | 962 | Steel | Clear Glass | D:4.375" H:5.875" |  |  | 9 Medium A19 9.3w |  | 9 | Yes | [14 empty] | 0 | [12 empty] | 324.98 | 649.96 | 974.94 | D:32'' H:27 5/8'' O:102'' | 21.4 | 32 |  |  | 27.625 | Screw Collar - Chain |  |  | 102 |  |  |  | No |  | No | [20 empty] | D:5'' H:3/4'' Round |  |  |  |  | 144 | Clear Silver | 72 |  | Hardwired | 0 | 0 | 0 | 1 | 1 | 0 | 0 | 0 | 1 | 0 | 0 | 785652071621 | 29.25 | 33 | 13.5 | 28.3 | 7.541 | 250 | Yes | [9 empty] | cETL Damp | ELMWOOD PRK 9L LED CHAND-962 | Nine Light Chandelier |  | 3137309EN3-962.jpg | 3137309EN3.jpg
31375EN3-965 | Three Light Chandelier | The Somerton lighting collection from Sea Gull Lighting mixes modern and traditional lines in harmony to create the perfect coupling of transitional contemporary styling. Bold angles are balanced with flowing curves, and a minimalist glass design. Offered in Antique Brushed Nickel finish with Satin Etched glass or textured Blacksmith finish with Café Tint glass. The assortment includes 9-light, 5-light and 3-light chandeliers, pendants in six sizes (two of which are perfect for the foyer), both flush and semi-flush ceiling fixtures, as well as one-light, two-light, three-light and four-light wall/bath fixtures. Both incandescent lamping and ENERGY STAR-qualified LED lamping are available. Most of these fixtures easily convert to LED by purchasing LED replacement lamps sold separately. | CHANDELIERS | Somerton | Chandeliers | Antique Brushed Nickel | 965 | Steel | Satin Etched Glass | D:5.5" |  |  | 3 Medium A19 9.3w |  | 3 | Yes | [14 empty] | 0 | [12 empty] | 132.85 | 265.7 | 398.55 | D:20'' H:19'' O:141 1/2'' | 8.4 | 20 |  |  | 19 | Center Lock-Up |  |  | 141.5 |  |  |  | No |  | No | 5 | 13 |  |  | 188.0 X 20.0 mm | [15 empty] | D:5 1/2'' H:1'' Round |  |  |  |  | 144 | Clear | 120 | N/A | Hardwired | 0 | 0 | 0 | 1 | 1 | 0 | 0 | 0 | 1 | 0 | 0 | 785652053870 | 12.58 | 10.18 | 17.5 | 10.45 | 1.297 | 100 | Yes | [8 empty] | UL Dry | cUL Dry | SOMERTON 3L CHAND-965 | Three Light Chandelier |  | 31375EN3-965.jpg | 31375.jpg
3139003-782 | Three Light Chandelier | The Emmons lighting collection by Sea Gull Lighting combines form and function in a traditional empire silhouette. Trumpeted Satin Etched glass shades and a circular finial further enhance the design. Cluster three sizes together in a multi-fixture installation to make a beautifully dramatic statement in the living room, foyer, entryway or family room. The Emmons collection comes in two finishes: Brushed Nickel and Heirloom Bronze. Its assortment includes three-, five- and nine-light chandeliers; one-light mini pendant, three-light pendant, two-light semi-flush mount; one-light wall sconce; and two-, three- and four- light bath vanity fixtures. Incandescent and ENERGY STAR-qualified LED lamping are available; all fixtures are California Title 24 compliant. | CHANDELIERS | Emmons | Chandeliers | Heirloom Bronze | 782 | Steel | Satin Etched Glass | D:5.875" H:5.125" |  |  | 3 Medium A19 100w |  | 3 | No | [14 empty] | 0 | [12 empty] | 99.98 | 199.96 | 299.94 | D:19 1/2'' H:22 1/2'' O:61 1/2'' | 6.4 | 19.5 |  |  | 22.5 | Center Lock-Up |  |  | 61.5 |  |  |  | No |  | No | [20 empty] | D:5 1/2'' H:1 1/4'' Round |  |  |  |  | 72 | Brown | 36 |  | Hardwired | 0 | 0 | 0 | 0 | 1 | 0 | 0 | 1 | 1 | 0 | 0 | 785652002724 | 20 | 14 | 12 | 9.2 | 1.944 | 175 | Yes | [9 empty] | cETL Damp | EMMONS 3L CHAND-782 | Three Light Chandelier |  | 3139003-782.jpg | 3139003.jpg
3139003-962 | Three Light Chandelier | The Emmons lighting collection by Sea Gull Lighting combines form and function in a traditional empire silhouette. Trumpeted Satin Etched glass shades and a circular finial further enhance the design. Cluster three sizes together in a multi-fixture installation to make a beautifully dramatic statement in the living room, foyer, entryway or family room. The Emmons collection comes in two finishes: Brushed Nickel and Heirloom Bronze. Its assortment includes three-, five- and nine-light chandeliers; one-light mini pendant, three-light pendant, two-light semi-flush mount; one-light wall sconce; and two-, three- and four- light bath vanity fixtures. Incandescent and ENERGY STAR-qualified LED lamping are available; all fixtures are California Title 24 compliant. | CHANDELIERS | Emmons | Chandeliers | Brushed Nickel | 962 | Steel | Satin Etched Glass | D:5.875" H:5.125" |  |  | 3 Medium A19 100w |  | 3 | No | [14 empty] | 0 | [12 empty] | 99.98 | 199.96 | 299.94 | D:19 1/2'' H:22 1/2'' O:61 1/2'' | 6.4 | 19.5 |  |  | 22.5 | Center Lock-Up |  |  | 61.5 |  |  |  | No |  | No | [20 empty] | D:5 1/2'' H:1 1/4'' Round |  |  |  |  | 72 | Clear Silver | 36 |  | Hardwired | 0 | 0 | 0 | 0 | 1 | 0 | 0 | 1 | 1 | 0 | 0 | 785652002748 | 20 | 14 | 12 | 9.2 | 1.944 | 175 | Yes | [9 empty] | cETL Damp | EMMONS 3L CHAND-962 | Three Light Chandelier |  | 3139003-962.jpg | 3139003.jpg
3139003EN3-782 | Three Light Chandelier | The Emmons lighting collection by Sea Gull Lighting combines form and function in a traditional empire silhouette. Trumpeted Satin Etched glass shades and a circular finial further enhance the design. Cluster three sizes together in a multi-fixture installation to make a beautifully dramatic statement in the living room, foyer, entryway or family room. The Emmons collection comes in two finishes: Brushed Nickel and Heirloom Bronze. Its assortment includes three-, five- and nine-light chandeliers; one-light mini pendant, three-light pendant, two-light semi-flush mount; one-light wall sconce; and two-, three- and four- light bath vanity fixtures. Incandescent and ENERGY STAR-qualified LED lamping are available; all fixtures are California Title 24 compliant. | CHANDELIERS | Emmons | Chandeliers | Heirloom Bronze | 782 | Steel | Satin Etched Glass | D:5.875" H:5.125" |  |  | 3 Medium A19 9.3w |  | 3 | Yes | [14 empty] | 0 | [12 empty] | 122.98 | 245.96 | 368.94 | D:19 1/2'' H:22 1/2'' O:61 1/2'' | 6.4 | 19.5 |  |  | 22.5 | Center Lock-Up |  |  | 61.5 |  |  |  | No |  | No | [20 empty] | D:5 1/2'' H:1 1/4'' Round |  |  |  |  | 72 | Brown | 36 |  | Hardwired | 0 | 0 | 0 | 1 | 1 | 0 | 0 | 0 | 1 | 0 | 0 | 785652048371 | 20 | 14 | 12 | 9.2 | 1.944 | 175 | Yes | [9 empty] | cETL Damp | EMMONS 3L CHAND-782 | Three Light Chandelier |  | 3139003EN3-782.jpg | 313900.jpg
3139003EN3-962 | Three Light Chandelier | The Emmons lighting collection by Sea Gull Lighting combines form and function in a traditional empire silhouette. Trumpeted Satin Etched glass shades and a circular finial further enhance the design. Cluster three sizes together in a multi-fixture installation to make a beautifully dramatic statement in the living room, foyer, entryway or family room. The Emmons collection comes in two finishes: Brushed Nickel and Heirloom Bronze. Its assortment includes three-, five- and nine-light chandeliers; one-light mini pendant, three-light pendant, two-light semi-flush mount; one-light wall sconce; and two-, three- and four- light bath vanity fixtures. Incandescent and ENERGY STAR-qualified LED lamping are available; all fixtures are California Title 24 compliant. | CHANDELIERS | Emmons | Chandeliers | Brushed Nickel | 962 | Steel | Satin Etched Glass | D:5.875" H:5.125" |  |  | 3 Medium A19 9.3w |  | 3 | Yes | [14 empty] | 0 | [12 empty] | 122.98 | 245.96 | 368.94 | D:19 1/2'' H:22 1/2'' O:61 1/2'' | 6.4 | 19.5 |  |  | 22.5 | Center Lock-Up |  |  | 61.5 |  |  |  | No |  | No | [20 empty] | D:5 1/2'' H:1 1/4'' Round |  |  |  |  | 72 | Clear Silver | 36 |  | Hardwired | 0 | 0 | 0 | 1 | 1 | 0 | 0 | 0 | 1 | 0 | 0 | 785652048388 | 20 | 14 | 12 | 9.2 | 1.944 | 175 | Yes | [9 empty] | cETL Damp | EMMONS 3L CHAND-962 | Three Light Chandelier |  | 3139003EN3-962.jpg | 3139003.jpg
3139005-782 | Five Light Chandelier | The Emmons lighting collection by Sea Gull Lighting combines form and function in a traditional empire silhouette. Trumpeted Satin Etched glass shades and a circular finial further enhance the design. Cluster three sizes together in a multi-fixture installation to make a beautifully dramatic statement in the living room, foyer, entryway or family room. The Emmons collection comes in two finishes: Brushed Nickel and Heirloom Bronze. Its assortment includes three-, five- and nine-light chandeliers; one-light mini pendant, three-light pendant, two-light semi-flush mount; one-light wall sconce; and two-, three- and four- light bath vanity fixtures. Incandescent and ENERGY STAR-qualified LED lamping are available; all fixtures are California Title 24 compliant. | CHANDELIERS | Emmons | Chandeliers | Heirloom Bronze | 782 | Steel | Satin Etched Glass | D:5.875" H:5.125" |  |  | 5 Medium A19 100w |  | 5 | No | [14 empty] | 0 | [12 empty] | 144.98 | 289.96 | 434.94 | D:23 7/8'' H:26 3/4'' O:98 3/4'' | 9.5 | 23.875 |  |  | 26.75 | Center Lock-Up |  |  | 98.75 |  |  |  | No |  | No | [20 empty] | D:5 1/2'' H:1 1/4'' Round |  |  |  |  | 120 | Brown | 72 |  | Hardwired | 0 | 0 | 0 | 0 | 1 | 0 | 0 | 1 | 1 | 0 | 0 | 785652002755 | 23.5 | 23.5 | 13.5 | 14.6 | 4.314 | 250 | Yes | [9 empty] | cETL Damp | EMMONS 5L CHAND-782 | Five Light Chandelier |  | 3139005-782.jpg | 3139005.jpg
3139005-962 | Five Light Chandelier | The Emmons lighting collection by Sea Gull Lighting combines form and function in a traditional empire silhouette. Trumpeted Satin Etched glass shades and a circular finial further enhance the design. Cluster three sizes together in a multi-fixture installation to make a beautifully dramatic statement in the living room, foyer, entryway or family room. The Emmons collection comes in two finishes: Brushed Nickel and Heirloom Bronze. Its assortment includes three-, five- and nine-light chandeliers; one-light mini pendant, three-light pendant, two-light semi-flush mount; one-light wall sconce; and two-, three- and four- light bath vanity fixtures. Incandescent and ENERGY STAR-qualified LED lamping are available; all fixtures are California Title 24 compliant. | CHANDELIERS | Emmons | Chandeliers | Brushed Nickel | 962 | Steel | Satin Etched Glass | D:5.875" H:5.125" |  |  | 5 Medium A19 100w |  | 5 | No | [14 empty] | 0 | [12 empty] | 144.98 | 289.96 | 434.94 | D:23 7/8'' H:26 3/4'' O:98 3/4'' | 9.5 | 23.875 |  |  | 26.75 | Center Lock-Up |  |  | 98.75 |  |  |  | No |  | No | [20 empty] | D:5 1/2'' H:1 1/4'' Round |  |  |  |  | 120 | Clear Silver | 72 |  | Hardwired | 0 | 0 | 0 | 0 | 1 | 0 | 0 | 1 | 1 | 0 | 0 | 785652002762 | 23.5 | 23.5 | 13.5 | 14.6 | 4.314 | 250 | Yes | [9 empty] | cETL Damp | EMMONS 5L CHAND-962 | Five Light Chandelier |  | 3139005-962.jpg | 3139005.jpg
3139005EN3-782 | Five Light Chandelier | The Emmons lighting collection by Sea Gull Lighting combines form and function in a traditional empire silhouette. Trumpeted Satin Etched glass shades and a circular finial further enhance the design. Cluster three sizes together in a multi-fixture installation to make a beautifully dramatic statement in the living room, foyer, entryway or family room. The Emmons collection comes in two finishes: Brushed Nickel and Heirloom Bronze. Its assortment includes three-, five- and nine-light chandeliers; one-light mini pendant, three-light pendant, two-light semi-flush mount; one-light wall sconce; and two-, three- and four- light bath vanity fixtures. Incandescent and ENERGY STAR-qualified LED lamping are available; all fixtures are California Title 24 compliant. | CHANDELIERS | Emmons | Chandeliers | Heirloom Bronze | 782 | Steel | Satin Etched Glass | D:5.875" H:5.125" |  |  | 5 Medium A19 9.3w |  | 5 | Yes | [14 empty] | 0 | [12 empty] | 174.98 | 349.96 | 524.94 | D:23 7/8'' H:26 3/4'' O:98 3/4'' | 9.5 | 23.875 |  |  | 26.75 | Center Lock-Up |  |  | 98.75 |  |  |  | No |  | No | [20 empty] | D:5 1/2'' H:1 1/4'' Round |  |  |  |  | 120 | Brown | 72 |  | Hardwired | 0 | 0 | 0 | 1 | 1 | 0 | 0 | 0 | 1 | 0 | 0 | 785652048395 | 23.5 | 23.5 | 13.5 | 14.6 | 4.314 | 250 | Yes | [9 empty] | cETL Damp | EMMONS 5L CHAND-782 | Five Light Chandelier |  | 3139005EN3-782.jpg | 3139005.jpg
3139005EN3-962 | Five Light Chandelier | The Emmons lighting collection by Sea Gull Lighting combines form and function in a traditional empire silhouette. Trumpeted Satin Etched glass shades and a circular finial further enhance the design. Cluster three sizes together in a multi-fixture installation to make a beautifully dramatic statement in the living room, foyer, entryway or family room. The Emmons collection comes in two finishes: Brushed Nickel and Heirloom Bronze. Its assortment includes three-, five- and nine-light chandeliers; one-light mini pendant, three-light pendant, two-light semi-flush mount; one-light wall sconce; and two-, three- and four- light bath vanity fixtures. Incandescent and ENERGY STAR-qualified LED lamping are available; all fixtures are California Title 24 compliant. | CHANDELIERS | Emmons | Chandeliers | Brushed Nickel | 962 | Steel | Satin Etched Glass | D:5.875" H:5.125" |  |  | 5 Medium A19 9.3w |  | 5 | Yes | [14 empty] | 0 | [12 empty] | 174.98 | 349.96 | 524.94 | D:23 7/8'' H:26 3/4'' O:98 3/4'' | 9.5 | 23.875 |  |  | 26.75 | Center Lock-Up |  |  | 98.75 |  |  |  | No |  | No | [20 empty] | D:5 1/2'' H:1 1/4'' Round |  |  |  |  | 120 | Clear Silver | 72 |  | Hardwired | 0 | 0 | 0 | 1 | 1 | 0 | 0 | 0 | 1 | 0 | 0 | 785652048401 | 23.5 | 23.5 | 13.5 | 14.6 | 4.314 | 250 | Yes | [9 empty] | cETL Damp | EMMONS 5L CHAND-962 | Five Light Chandelier |  | 3139005EN3-962.jpg | 3139005.jpg
3139009-782 | Nine Light Chandelier | The Emmons lighting collection by Sea Gull Lighting combines form and function in a traditional empire silhouette. Trumpeted Satin Etched glass shades and a circular finial further enhance the design. Cluster three sizes together in a multi-fixture installation to make a beautifully dramatic statement in the living room, foyer, entryway or family room. The Emmons collection comes in two finishes: Brushed Nickel and Heirloom Bronze. Its assortment includes three-, five- and nine-light chandeliers; one-light mini pendant, three-light pendant, two-light semi-flush mount; one-light wall sconce; and two-, three- and four- light bath vanity fixtures. Incandescent and ENERGY STAR-qualified LED lamping are available; all fixtures are California Title 24 compliant. | CHANDELIERS | Emmons | Chandeliers | Heirloom Bronze | 782 | Steel | Satin Etched Glass | D:5.875" H:5.125" |  |  | 9 Medium A19 75w |  | 9 | No | [14 empty] | 0 | [12 empty] | 299.98 | 599.96 | 899.94 | D:35'' H:35'' O:110'' | 20.4 | 35 |  |  | 35 | Center Lock-Up |  |  | 110 |  |  |  | No |  | No | [20 empty] | D:5 1/2'' H:1 1/4'' Round |  |  |  |  | 120 | Brown | 72 |  | Hardwired | 0 | 0 | 0 | 0 | 1 | 0 | 0 | 1 | 1 | 0 | 0 | 785652001109 | 36.25 | 34.75 | 21 | 31.3 | 15.309 | 250 | Yes | [9 empty] | cETL Damp | EMMONS 9L CHAND-782 | Nine Light Chandelier |  | 3139009-782.jpg | 3139009.jpg
3139009-962 | Nine Light Chandelier | The Emmons lighting collection by Sea Gull Lighting combines form and function in a traditional empire silhouette. Trumpeted Satin Etched glass shades and a circular finial further enhance the design. Cluster three sizes together in a multi-fixture installation to make a beautifully dramatic statement in the living room, foyer, entryway or family room. The Emmons collection comes in two finishes: Brushed Nickel and Heirloom Bronze. Its assortment includes three-, five- and nine-light chandeliers; one-light mini pendant, three-light pendant, two-light semi-flush mount; one-light wall sconce; and two-, three- and four- light bath vanity fixtures. Incandescent and ENERGY STAR-qualified LED lamping are available; all fixtures are California Title 24 compliant. | CHANDELIERS | Emmons | Chandeliers | Brushed Nickel | 962 | Steel | Satin Etched Glass | D:5.875" H:5.125" |  |  | 9 Medium A19 75w |  | 9 | No | [14 empty] | 0 | [12 empty] | 299.98 | 599.96 | 899.94 | D:35'' H:35'' O:110'' | 20.4 | 35 |  |  | 35 | Center Lock-Up |  |  | 110 |  |  |  | No |  | No | [20 empty] | D:5 1/2'' H:1 1/4'' Round |  |  |  |  | 120 | Clear Silver | 72 |  | Hardwired | 0 | 0 | 0 | 0 | 1 | 0 | 0 | 1 | 1 | 0 | 0 | 785652002779 | 36.25 | 34.75 | 21 | 31.3 | 15.309 | 250 | Yes | [9 empty] | cETL Damp | EMMONS 9L CHAND-962 | Nine Light Chandelier |  | 3139009-962.jpg | 3139009.jpg
3139009EN3-782 | Nine Light Chandelier | The Emmons lighting collection by Sea Gull Lighting combines form and function in a traditional empire silhouette. Trumpeted Satin Etched glass shades and a circular finial further enhance the design. Cluster three sizes together in a multi-fixture installation to make a beautifully dramatic statement in the living room, foyer, entryway or family room. The Emmons collection comes in two finishes: Brushed Nickel and Heirloom Bronze. Its assortment includes three-, five- and nine-light chandeliers; one-light mini pendant, three-light pendant, two-light semi-flush mount; one-light wall sconce; and two-, three- and four- light bath vanity fixtures. Incandescent and ENERGY STAR-qualified LED lamping are available; all fixtures are California Title 24 compliant. | CHANDELIERS | Emmons | Chandeliers | Heirloom Bronze | 782 | Steel | Satin Etched Glass | D:5.875" H:5.125" |  |  | 9 Medium A19 9.3w |  | 9 | Yes | [14 empty] | 0 | [12 empty] | 346.45 | 692.9 | 1039.35 | D:35'' H:35'' O:110'' | 20.4 | 35 |  |  | 35 | Center Lock-Up |  |  | 110 |  |  |  | No |  | No | [20 empty] | D:5 1/2'' H:1 1/4'' Round |  |  |  |  | 120 | Brown | 72 |  | Hardwired | 0 | 0 | 0 | 1 | 1 | 0 | 0 | 0 | 1 | 0 | 0 | 785652048418 | 36.25 | 34.75 | 21 | 31.3 | 15.309 | 250 | No | [9 empty] | cETL Damp | EMMONS 9L CHAND-782 | Nine Light Chandelier |  | 3139009EN3-782.jpg | 3139009.jpg
3139009EN3-962 | Nine Light Chandelier | The Emmons lighting collection by Sea Gull Lighting combines form and function in a traditional empire silhouette. Trumpeted Satin Etched glass shades and a circular finial further enhance the design. Cluster three sizes together in a multi-fixture installation to make a beautifully dramatic statement in the living room, foyer, entryway or family room. The Emmons collection comes in two finishes: Brushed Nickel and Heirloom Bronze. Its assortment includes three-, five- and nine-light chandeliers; one-light mini pendant, three-light pendant, two-light semi-flush mount; one-light wall sconce; and two-, three- and four- light bath vanity fixtures. Incandescent and ENERGY STAR-qualified LED lamping are available; all fixtures are California Title 24 compliant. | CHANDELIERS | Emmons | Chandeliers | Brushed Nickel | 962 | Steel | Satin Etched Glass | D:5.875" H:5.125" |  |  | 9 Medium A19 9.3w |  | 9 | Yes | [14 empty] | 0 | [12 empty] | 360.48 | 720.96 | 1081.44 | D:35'' H:35'' O:110'' | 20.4 | 35 |  |  | 35 | Center Lock-Up |  |  | 110 |  |  |  | No |  | No | [20 empty] | D:5 1/2'' H:1 1/4'' Round |  |  |  |  | 120 | Clear Silver | 72 |  | Hardwired | 0 | 0 | 0 | 1 | 1 | 0 | 0 | 0 | 1 | 0 | 0 | 785652048425 | 36.25 | 34.75 | 21 | 31.3 | 15.309 | 250 | Yes | [9 empty] | cETL Damp | EMMONS 9L CHAND-962 | Nine Light Chandelier |  | 3139009EN3-962.jpg | 3139009.jpg
3139012-782 | Twelve Light Chandelier | The Emmons lighting collection by Sea Gull Lighting combines form and function in a traditional empire silhouette. Trumpeted Satin Etched glass shades and a circular finial further enhance the design. Cluster three sizes together in a multi-fixture installation to make a beautifully dramatic statement in the living room, foyer, entryway or family room. The Emmons collection comes in two finishes: Brushed Nickel and Heirloom Bronze. Its assortment includes three-, five- and nine-light chandeliers; one-light mini pendant, three-light pendant, two-light semi-flush mount; one-light wall sconce; and two-, three- and four- light bath vanity fixtures. Incandescent and ENERGY STAR-qualified LED lamping are available; all fixtures are California Title 24 compliant. | CHANDELIERS | Emmons | Chandeliers | Heirloom Bronze | 782 | Steel | Satin Etched Glass | D:5.875" H:5.125" |  |  | 12 Medium A19 60w |  | 12 | No | [14 empty] | 0 | [12 empty] | 449.5 | 899 | 1348.5 | D:44 1/2'' H:44'' O:167 1/2'' |  | 44.5 |  |  | 44 | Center Lock-Up |  |  | 167.5 |  |  |  | No |  | No | [20 empty] | D:5 1/2'' H:1 1/4'' Round |  |  |  |  | 144 | Brown | 120 |  | Hardwired | 0 | 0 | 0 | 0 | 1 | 0 | 0 | 1 | 1 | 0 | 0 | 785652077753 | [16 empty] | cETL Damp | EMMONS 12L CHAND-782 | Twelve Light Chandelier |  | 3139012-782.jpg | 3139012.jpg
3139012-962 | Twelve Light Chandelier | The Emmons lighting collection by Sea Gull Lighting combines form and function in a traditional empire silhouette. Trumpeted Satin Etched glass shades and a circular finial further enhance the design. Cluster three sizes together in a multi-fixture installation to make a beautifully dramatic statement in the living room, foyer, entryway or family room. The Emmons collection comes in two finishes: Brushed Nickel and Heirloom Bronze. Its assortment includes three-, five- and nine-light chandeliers; one-light mini pendant, three-light pendant, two-light semi-flush mount; one-light wall sconce; and two-, three- and four- light bath vanity fixtures. Incandescent and ENERGY STAR-qualified LED lamping are available; all fixtures are California Title 24 compliant. | CHANDELIERS | Emmons | Chandeliers | Brushed Nickel | 962 | Steel | Satin Etched Glass | D:5.875" H:5.125" |  |  | 12 Medium A19 60w |  | 12 | No | [14 empty] | 0 | [12 empty] | 449.5 | 899 | 1348.5 | D:44 1/2'' H:44'' O:167 1/2'' |  | 44.5 |  |  | 44 | Center Lock-Up |  |  | 167.5 |  |  |  | No |  | No | [20 empty] | D:5 1/2'' H:1 1/4'' Round |  |  |  |  | 144 | Clear Silver | 120 |  | Hardwired | 0 | 0 | 0 | 0 | 1 | 0 | 0 | 1 | 1 | 0 | 0 | 785652077760 | [16 empty] | cETL Damp | EMMONS 12L CHAND-962 | Twelve Light Chandelier |  | 3139012-962.jpg | 3139012.jpg
3139012EN3-782 | Twelve Light Chandelier | The Emmons lighting collection by Sea Gull Lighting combines form and function in a traditional empire silhouette. Trumpeted Satin Etched glass shades and a circular finial further enhance the design. Cluster three sizes together in a multi-fixture installation to make a beautifully dramatic statement in the living room, foyer, entryway or family room. The Emmons collection comes in two finishes: Brushed Nickel and Heirloom Bronze. Its assortment includes three-, five- and nine-light chandeliers; one-light mini pendant, three-light pendant, two-light semi-flush mount; one-light wall sconce; and two-, three- and four- light bath vanity fixtures. Incandescent and ENERGY STAR-qualified LED lamping are available; all fixtures are California Title 24 compliant. | CHANDELIERS | Emmons | Chandeliers | Heirloom Bronze | 782 | Steel | Satin Etched Glass | D:5.875" H:5.125" |  |  | 12 Medium A19 9.3w |  | 12 | Yes | [14 empty] | 0 | [12 empty] | 509.5 | 1019 | 1528.5 | D:44 1/2'' H:44'' O:167 1/2'' |  | 44.5 |  |  | 44 | Center Lock-Up |  |  | 167.5 |  |  |  | No |  | No | [20 empty] | D:5 1/2'' H:1 1/4'' Round |  |  |  |  | 144 | Brown | 120 |  | Hardwired | 0 | 0 | 0 | 1 | 1 | 0 | 0 | 0 | 1 | 0 | 0 | 785652081224 | [16 empty] | cETL Damp | EMMONS 12L CHAND-782 | Twelve Light Chandelier |  | 3139012EN3-782.jpg | 3139012EN3.jpg
3139012EN3-962 | Twelve Light Chandelier | The Emmons lighting collection by Sea Gull Lighting combines form and function in a traditional empire silhouette. Trumpeted Satin Etched glass shades and a circular finial further enhance the design. Cluster three sizes together in a multi-fixture installation to make a beautifully dramatic statement in the living room, foyer, entryway or family room. The Emmons collection comes in two finishes: Brushed Nickel and Heirloom Bronze. Its assortment includes three-, five- and nine-light chandeliers; one-light mini pendant, three-light pendant, two-light semi-flush mount; one-light wall sconce; and two-, three- and four- light bath vanity fixtures. Incandescent and ENERGY STAR-qualified LED lamping are available; all fixtures are California Title 24 compliant. | CHANDELIERS | Emmons | Chandeliers | Brushed Nickel | 962 | Steel | Satin Etched Glass | D:5.875" H:5.125" |  |  | 12 Medium A19 9.3w |  | 12 | Yes | [14 empty] | 0 | [12 empty] | 509.5 | 1019 | 1528.5 | D:44 1/2'' H:44'' O:167 1/2'' |  | 44.5 |  |  | 44 | Center Lock-Up |  |  | 167.5 |  |  |  | No |  | No | [20 empty] | D:5 1/2'' H:1 1/4'' Round |  |  |  |  | 144 | Clear Silver | 120 |  | Hardwired | 0 | 0 | 0 | 1 | 1 | 0 | 0 | 0 | 1 | 0 | 0 | 785652081231 | [16 empty] | cETL Damp | EMMONS 12L CHAND-962 | Twelve Light Chandelier |  | 3139012EN3-962.jpg | 3139012EN3.jpg
3139106-710 | Six Light Chandelier | The Hettinger lighting collection by Sea Gull Lighting combines a traditional look with chic, modern charm. The minimalism of the tubular glass shades balances with the unique, outward-curve of the semi-circular arm detail. It’s available in three finishes - Burnt Sienna and Brushed Nickel for the whole collection, and Chrome for the bath vanities. The assortment includes six- and nine-light chandeliers; a one-light wall sconce; two-, three- and four-light bath vanity fixtures; a three-light pendant and two- light semi-flush convertible pendant. Incandescent and ENERGY STAR-qualified LED lamping are available; all fixtures are California Title 24 compliant. | CHANDELIERS | Hettinger | Chandeliers | Burnt Sienna | 710 | Steel | Etched / White Inside Glass | D:3.5" H:6.125" |  |  | 6 Medium A19 100w |  | 6 | No | [14 empty] | 0 | [12 empty] | 194.98 | 389.96 | 584.94 | D:24 1/2'' H:18 1/4'' O:92'' | 11.1 | 24.5 |  |  | 18.25 | Center Lock-Up |  |  | 92 |  |  |  | No |  | No | [20 empty] | D:5 1/8'' H:3/4'' Round |  |  |  |  | 120 | Brown | 72 |  | Hardwired | 0 | 0 | 0 | 0 | 1 | 0 | 0 | 1 | 1 | 0 | 0 | 785652002007 | 23.5 | 20.5 | 20.25 | 16.4 | 5.646 | 250 | Yes | [9 empty] | cETL Damp | HETTINGER 6L CHAND-710 | Six Light Chandelier |  | 3139106-710.jpg | 3139106.jpg
3139106-962 | Six Light Chandelier | The Hettinger lighting collection by Sea Gull Lighting combines a traditional look with chic, modern charm. The minimalism of the tubular glass shades balances with the unique, outward-curve of the semi-circular arm detail. It’s available in three finishes - Burnt Sienna and Brushed Nickel for the whole collection, and Chrome for the bath vanities. The assortment includes six- and nine-light chandeliers; a one-light wall sconce; two-, three- and four-light bath vanity fixtures; a three-light pendant and two- light semi-flush convertible pendant. Incandescent and ENERGY STAR-qualified LED lamping are available; all fixtures are California Title 24 compliant. | CHANDELIERS | Hettinger | Chandeliers | Brushed Nickel | 962 | Steel | Etched / White Inside Glass | D:3.5" H:6.125" |  |  | 6 Medium A19 100w |  | 6 | No | [14 empty] | 0 | [12 empty] | 194.98 | 389.96 | 584.94 | D:24 1/2'' H:18 1/4'' O:92'' | 11.1 | 24.5 |  |  | 18.25 | Center Lock-Up |  |  | 92 |  |  |  | No |  | No | [20 empty] | D:5 1/8'' H:3/4'' Round |  |  |  |  | 120 | Clear Silver | 72 |  | Hardwired | 0 | 0 | 0 | 0 | 1 | 0 | 0 | 1 | 1 | 0 | 0 | 785652001222 | 23.5 | 20.5 | 20.25 | 13.7 | 5.646 | 250 | Yes | [9 empty] | cETL Damp | HETTINGER 6L CHAND-962 | Six Light Chandelier |  | 3139106-962.jpg | 3139106.jpg
3139106EN3-710 | Six Light Chandelier | The Hettinger lighting collection by Sea Gull Lighting combines a traditional look with chic, modern charm. The minimalism of the tubular glass shades balances with the unique, outward-curve of the semi-circular arm detail. It’s available in three finishes - Burnt Sienna and Brushed Nickel for the whole collection, and Chrome for the bath vanities. The assortment includes six- and nine-light chandeliers; a one-light wall sconce; two-, three- and four-light bath vanity fixtures; a three-light pendant and two- light semi-flush convertible pendant. Incandescent and ENERGY STAR-qualified LED lamping are available; all fixtures are California Title 24 compliant. | CHANDELIERS | Hettinger | Chandeliers | Burnt Sienna | 710 | Steel | Etched / White Inside Glass | D:3.5" H:6.125" |  |  | 6 Medium A19 9.3w |  | 6 | Yes | [14 empty] | 0 | [12 empty] | 224.98 | 449.96 | 674.94 | D:24 1/2'' H:18 1/4'' O:92'' | 11.1 | 24.5 |  |  | 18.25 | Center Lock-Up |  |  | 92 |  |  |  | No |  | No | [20 empty] | D:5 1/8'' H:3/4'' Round |  |  |  |  | 120 | Brown | 72 |  | Hardwired | 0 | 0 | 0 | 1 | 1 | 0 | 0 | 0 | 1 | 0 | 0 | 785652048432 | 23.5 | 20.5 | 20.25 | 16.4 | 5.646 | 250 | Yes | [9 empty] | cETL Damp | HETTINGER 6L CHAND-710 | Six Light Chandelier |  | 3139106EN3-710.jpg | 3139106.jpg
3139106EN3-962 | Six Light Chandelier | The Hettinger lighting collection by Sea Gull Lighting combines a traditional look with chic, modern charm. The minimalism of the tubular glass shades balances with the unique, outward-curve of the semi-circular arm detail. It’s available in three finishes - Burnt Sienna and Brushed Nickel for the whole collection, and Chrome for the bath vanities. The assortment includes six- and nine-light chandeliers; a one-light wall sconce; two-, three- and four-light bath vanity fixtures; a three-light pendant and two- light semi-flush convertible pendant. Incandescent and ENERGY STAR-qualified LED lamping are available; all fixtures are California Title 24 compliant. | CHANDELIERS | Hettinger | Chandeliers | Brushed Nickel | 962 | Steel | Etched / White Inside Glass | D:3.5" H:6.125" |  |  | 6 Medium A19 9.3w |  | 6 | Yes | [14 empty] | 0 | [12 empty] | 224.98 | 449.96 | 674.94 | D:24 1/2'' H:18 1/4'' O:92'' | 11.1 | 24.5 |  |  | 18.25 | Center Lock-Up |  |  | 92 |  |  |  | No |  | No | [20 empty] | D:5 1/8'' H:3/4'' Round |  |  |  |  | 120 | Clear Silver | 72 |  | Hardwired | 0 | 0 | 0 | 1 | 1 | 0 | 0 | 0 | 1 | 0 | 0 | 785652048449 | 23.5 | 20.5 | 20.25 | 13.7 | 5.646 | 250 | Yes | [9 empty] | cETL Damp | HETTINGER 6L CHAND-962 | Six Light Chandelier |  | 3139106EN3-962.jpg | 3139106.jpg
3139109-710 | Nine Light Chandelier | The Hettinger lighting collection by Sea Gull Lighting combines a traditional look with chic, modern charm. The minimalism of the tubular glass shades balances with the unique, outward-curve of the semi-circular arm detail. It’s available in three finishes - Burnt Sienna and Brushed Nickel for the whole collection, and Chrome for the bath vanities. The assortment includes six- and nine-light chandeliers; a one-light wall sconce; two-, three- and four-light bath vanity fixtures; a three-light pendant and two- light semi-flush convertible pendant. Incandescent and ENERGY STAR-qualified LED lamping are available; all fixtures are California Title 24 compliant. | CHANDELIERS | Hettinger | Chandeliers | Burnt Sienna | 710 | Steel | Etched / White Inside Glass | D:3.5" H:6.125" |  |  | 9 Medium A19 60w |  | 9 | No | [14 empty] | 0 | [12 empty] | 294.98 | 589.96 | 884.94 | D:30'' H:24 5/8'' O:99 1/2'' | 16.6 | 30 |  |  | 24.625 | Center Lock-Up |  |  | 99.5 |  |  |  | No |  | No | [20 empty] | D:5 1/8'' H:3/4'' Round |  |  |  |  | 120 | Brown | 72 |  | Hardwired | 0 | 0 | 0 | 0 | 1 | 0 | 0 | 1 | 1 | 0 | 0 | 785652002014 | 28.5 | 25.25 | 20 | 21.2 | 8.329 | 250 | Yes | [9 empty] | cETL Damp | HETTINGER 9L CHAND-710 | Nine Light Chandelier |  | 3139109-710.jpg | 3139109.jpg
3139109-962 | Nine Light Chandelier | The Hettinger lighting collection by Sea Gull Lighting combines a traditional look with chic, modern charm. The minimalism of the tubular glass shades balances with the unique, outward-curve of the semi-circular arm detail. It’s available in three finishes - Burnt Sienna and Brushed Nickel for the whole collection, and Chrome for the bath vanities. The assortment includes six- and nine-light chandeliers; a one-light wall sconce; two-, three- and four-light bath vanity fixtures; a three-light pendant and two- light semi-flush convertible pendant. Incandescent and ENERGY STAR-qualified LED lamping are available; all fixtures are California Title 24 compliant. | CHANDELIERS | Hettinger | Chandeliers | Brushed Nickel | 962 | Steel | Etched / White Inside Glass | D:3.5" H:6.125" |  |  | 9 Medium A19 60w |  | 9 | No | [14 empty] | 0 | [12 empty] | 294.98 | 589.96 | 884.94 | D:30'' H:24 5/8'' O:99 1/2'' | 16.6 | 30 |  |  | 24.625 | Center Lock-Up |  |  | 99.5 |  |  |  | No |  | No | [20 empty] | D:5 1/8'' H:3/4'' Round |  |  |  |  | 120 | Clear Silver | 72 |  | Hardwired | 0 | 0 | 0 | 0 | 1 | 0 | 0 | 1 | 1 | 0 | 0 | 785652002021 | 28.5 | 25.25 | 20 | 21.2 | 8.329 | 250 | Yes | [9 empty] | cETL Damp | HETTINGER 9L CHAND-962 | Nine Light Chandelier |  | 3139109-962.jpg | 3139109.jpg
3139109EN3-710 | Nine Light Chandelier | The Hettinger lighting collection by Sea Gull Lighting combines a traditional look with chic, modern charm. The minimalism of the tubular glass shades balances with the unique, outward-curve of the semi-circular arm detail. It’s available in three finishes - Burnt Sienna and Brushed Nickel for the whole collection, and Chrome for the bath vanities. The assortment includes six- and nine-light chandeliers; a one-light wall sconce; two-, three- and four-light bath vanity fixtures; a three-light pendant and two- light semi-flush convertible pendant. Incandescent and ENERGY STAR-qualified LED lamping are available; all fixtures are California Title 24 compliant. | CHANDELIERS | Hettinger | Chandeliers | Burnt Sienna | 710 | Steel | Etched / White Inside Glass | D:3.5" H:6.125" |  |  | 9 Medium A19 9.3w |  | 9 | Yes | [14 empty] | 0 | [12 empty] | 349.98 | 699.96 | 1049.94 | D:30'' H:24 5/8'' O:99 1/2'' | 16.6 | 30 |  |  | 24.625 | Center Lock-Up |  |  | 99.5 |  |  |  | No |  | No | [20 empty] | D:5 1/8'' H:3/4'' Round |  |  |  |  | 120 | Brown | 72 |  | Hardwired | 0 | 0 | 0 | 1 | 1 | 0 | 0 | 0 | 1 | 0 | 0 | 785652048456 | 28.5 | 25.25 | 20 | 21.2 | 8.329 | 250 | Yes | [9 empty] | cETL Damp | HETTINGER 9L CHAND-710 | Nine Light Chandelier |  | 3139109EN3-710.jpg | 3139109.jpg
3139109EN3-962 | Nine Light Chandelier | The Hettinger lighting collection by Sea Gull Lighting combines a traditional look with chic, modern charm. The minimalism of the tubular glass shades balances with the unique, outward-curve of the semi-circular arm detail. It’s available in three finishes - Burnt Sienna and Brushed Nickel for the whole collection, and Chrome for the bath vanities. The assortment includes six- and nine-light chandeliers; a one-light wall sconce; two-, three- and four-light bath vanity fixtures; a three-light pendant and two- light semi-flush convertible pendant. Incandescent and ENERGY STAR-qualified LED lamping are available; all fixtures are California Title 24 compliant. | CHANDELIERS | Hettinger | Chandeliers | Brushed Nickel | 962 | Steel | Etched / White Inside Glass | D:3.5" H:6.125" |  |  | 9 Medium A19 9.3w |  | 9 | Yes | [14 empty] | 0 | [12 empty] | 349.98 | 699.96 | 1049.94 | D:30'' H:24 5/8'' O:99 1/2'' | 16.6 | 30 |  |  | 24.625 | Center Lock-Up |  |  | 99.5 |  |  |  | No |  | No | [20 empty] | D:5 1/8'' H:3/4'' Round |  |  |  |  | 120 | Clear Silver | 72 |  | Hardwired | 0 | 0 | 0 | 1 | 1 | 0 | 0 | 0 | 1 | 0 | 0 | 785652048463 | 28.5 | 25.25 | 20 | 21.2 | 8.329 | 250 | Yes | [9 empty] | cETL Damp | HETTINGER 9L CHAND-962 | Nine Light Chandelier |  | 3139109EN3-962.jpg | 3139109.jpg
3139803-710 | Three Light Chandelier |  | CHANDELIERS | Norwood | Chandeliers | Burnt Sienna | 710 | Steel | Clear Highlighted Satin Etched Glass | D:4.375" H:5.25" |  |  | 3 Medium A19 75w |  | 3 | No | [14 empty] | 0 | [12 empty] | 89.5 | 179 | 268.5 | D:20'' H:14'' O:58 1/2'' |  | 20 |  |  | 14 | Screw Collar - Stem |  |  | 58.5 |  |  |  | No |  | No | [20 empty] | D:5'' H:3/4'' Round |  |  |  |  | 72 | Brown |  |  | Hardwired | 0 | 0 | 0 | 0 | 1 | 0 | 0 | 1 | 0 | 0 | 0 | 785652075919 | [16 empty] | cETL Damp | NORWOOD 3L CHAND-710 | Three Light Chandelier |  | 3139803-710.jpg | 3139803.jpg
3139803-962 | Three Light Chandelier |  | CHANDELIERS | Norwood | Chandeliers | Brushed Nickel | 962 | Steel | Clear Highlighted Satin Etched Glass | D:4.375" H:5.25" |  |  | 3 Medium A19 75w |  | 3 | No | [14 empty] | 0 | [12 empty] | 89.5 | 179 | 268.5 | D:20'' H:14'' O:58 1/2'' |  | 20 |  |  | 14 | Screw Collar - Stem |  |  | 58.5 |  |  |  | No |  | No | [20 empty] | D:5'' H:3/4'' Round |  |  |  |  | 72 | Clear Silver |  |  | Hardwired | 0 | 0 | 0 | 0 | 1 | 0 | 0 | 1 | 0 | 0 | 0 | 785652075926 | [16 empty] | cETL Damp | NORWOOD 3L CHAND-962 | Three Light Chandelier |  | 3139803-962.jpg | 3139803.jpg
3139803EN3-710 | Three Light Chandelier |  | CHANDELIERS | Norwood | Chandeliers | Burnt Sienna | 710 | Steel | Clear Highlighted Satin Etched Glass | D:4.375" H:5.25" |  |  | 3 Medium A19 9.3w |  | 3 | Yes | [14 empty] | 0 | [12 empty] | 104.5 | 209 | 313.5 | D:20'' H:14'' O:58 1/2'' |  | 20 |  |  | 14 | Screw Collar - Stem |  |  | 58.5 |  |  |  | No |  | No | [20 empty] | D:5'' H:3/4'' Round |  |  |  |  | 72 | Brown |  |  | Hardwired | 0 | 0 | 0 | 1 | 1 | 0 | 0 | 0 | 0 | 0 | 0 | 785652080159 | [16 empty] | cETL Damp | NORWOOD 3L CHAND-710 | Three Light Chandelier |  | 3139803EN3-710.jpg | 3139803EN3.jpg
3139803EN3-962 | Three Light Chandelier |  | CHANDELIERS | Norwood | Chandeliers | Brushed Nickel | 962 | Steel | Clear Highlighted Satin Etched Glass | D:4.375" H:5.25" |  |  | 3 Medium A19 9.3w |  | 3 | Yes | [14 empty] | 0 | [12 empty] | 104.5 | 209 | 313.5 | D:20'' H:14'' O:58 1/2'' |  | 20 |  |  | 14 | Screw Collar - Stem |  |  | 58.5 |  |  |  | No |  | No | [20 empty] | D:5'' H:3/4'' Round |  |  |  |  | 72 | Clear Silver |  |  | Hardwired | 0 | 0 | 0 | 1 | 1 | 0 | 0 | 0 | 0 | 0 | 0 | 785652080166 | [16 empty] | cETL Damp | NORWOOD 3L CHAND-962 | Three Light Chandelier |  | 3139803EN3-962.jpg | 3139803EN3.jpg
3139805-710 | Five Light Chandelier |  | CHANDELIERS | Norwood | Chandeliers | Burnt Sienna | 710 | Steel | Clear Highlighted Satin Etched Glass | D:4.375" H:5.25" |  |  | 5 Medium A19 75w |  | 5 | No | [14 empty] | 0 | [12 empty] | 119.5 | 239 | 358.5 | D:24 1/2'' H:20'' O:64 1/2'' |  | 24.5 |  |  | 20 | Screw Collar - Stem |  |  | 64.5 |  |  |  | No |  | No | [20 empty] | D:5'' H:3/4'' Round |  |  |  |  | 72 | Brown |  |  | Hardwired | 0 | 0 | 0 | 0 | 1 | 0 | 0 | 1 | 0 | 0 | 0 | 785652075933 | [16 empty] | cETL Damp | NORWOOD 5L CHAND-710 | Five Light Chandelier |  | 3139805-710.jpg | 3139805.jpg
3139805-962 | Five Light Chandelier |  | CHANDELIERS | Norwood | Chandeliers | Brushed Nickel | 962 | Steel | Clear Highlighted Satin Etched Glass | D:4.375" H:5.25" |  |  | 5 Medium A19 75w |  | 5 | No | [14 empty] | 0 | [12 empty] | 119.5 | 239 | 358.5 | D:24 1/2'' H:20'' O:64 1/2'' |  | 24.5 |  |  | 20 | Screw Collar - Stem |  |  | 64.5 |  |  |  | No |  | No | [20 empty] | D:5'' H:3/4'' Round |  |  |  |  | 72 | Clear Silver |  |  | Hardwired | 0 | 0 | 0 | 0 | 1 | 0 | 0 | 1 | 0 | 0 | 0 | 785652075957 | 23.75 | 28.25 | 11.25 | 12.9 | 4.368 | 250 | Yes | [9 empty] | cETL Damp | NORWOOD 5L CHAND-962 | Fivee Light Chandelier |  | 3139805-962.jpg | 3139805.jpg
3139805EN3-710 | Five Light Chandelier |  | CHANDELIERS | Norwood | Chandeliers | Burnt Sienna | 710 | Steel | Clear Highlighted Satin Etched Glass | D:4.375" H:5.25" |  |  | 5 Medium A19 9.3w |  | 5 | Yes | [14 empty] | 0 | [12 empty] | 144.5 | 289 | 433.5 | D:24 1/2'' H:20'' O:64 1/2'' |  | 24.5 |  |  | 20 | Screw Collar - Stem |  |  | 64.5 |  |  |  | No |  | No | [20 empty] | D:5'' H:3/4'' Round |  |  |  |  | 72 | Brown |  |  | Hardwired | 0 | 0 | 0 | 1 | 1 | 0 | 0 | 0 | 0 | 0 | 0 | 785652080173 | 1 | 1 | 1000 | 1 | 0.579 | 300 | No | [9 empty] | cETL Damp | NORWOOD 5L CHAND-710 | Five Light Chandelier |  | 3139805EN3-710.jpg | 3139805EN3.jpg
3139805EN3-962 | Five Light Chandelier |  | CHANDELIERS | Norwood | Chandeliers | Brushed Nickel | 962 | Steel | Clear Highlighted Satin Etched Glass | D:4.375" H:5.25" |  |  | 5 Medium A19 9.3w |  | 5 | Yes | [14 empty] | 0 | [12 empty] | 144.5 | 289 | 433.5 | D:24 1/2'' H:20'' O:64 1/2'' |  | 24.5 |  |  | 20 | Screw Collar - Stem |  |  | 64.5 |  |  |  | No |  | No | [20 empty] | D:5'' H:3/4'' Round |  |  |  |  | 72 | Clear Silver |  |  | Hardwired | 0 | 0 | 0 | 1 | 1 | 0 | 0 | 0 | 0 | 0 | 0 | 785652080180 | [16 empty] | cETL Damp | NORWOOD 5L CHAND-962 | Five Light Chandelier |  | 3139805EN3-962.jpg | 3139805EN3.jpg
3139809-710 | Nine Light Chandelier |  | CHANDELIERS | Norwood | Chandeliers | Burnt Sienna | 710 | Steel | Clear Highlighted Satin Etched Glass | D:4.375" H:5.25" |  |  | 9 Medium A19 75w |  | 9 | No | [14 empty] | 0 | [12 empty] | 209.5 | 419 | 628.5 | D:28'' H:24 5/8'' O:69 1/8'' |  | 28 |  |  | 24.625 | Screw Collar - Stem |  |  | 69.125 |  |  |  | No |  | No | [20 empty] | D:5'' H:3/4'' Round |  |  |  |  | 120 | Brown |  |  | Hardwired | 0 | 0 | 0 | 0 | 1 | 0 | 0 | 1 | 0 | 0 | 0 | 785652076008 | [16 empty] | cETL Damp | NORWOOD 9L CHAND-710 | Nine Light Chandelier |  | 3139809-710.jpg | 3139809.jpg
3139809-962 | Nine Light Chandelier |  | CHANDELIERS | Norwood | Chandeliers | Brushed Nickel | 962 | Steel | Clear Highlighted Satin Etched Glass | D:4.375" H:5.25" |  |  | 9 Medium A19 75w |  | 9 | No | [14 empty] | 0 | [12 empty] | 209.5 | 419 | 628.5 | D:28'' H:24 5/8'' O:69 1/8'' |  | 28 |  |  | 24.625 | Screw Collar - Stem |  |  | 69.125 |  |  |  | No |  | No | [20 empty] | D:5'' H:3/4'' Round |  |  |  |  | 120 | Clear Silver |  |  | Hardwired | 0 | 0 | 0 | 0 | 1 | 0 | 0 | 1 | 0 | 0 | 0 | 785652076015 | [16 empty] | cETL Damp | NORWOOD 9L CHAND-962 | Nine Light Chandelier |  | 3139809-962.jpg | 3139809.jpg
3139809EN3-710 | Nine Light Chandelier |  | CHANDELIERS | Norwood | Chandeliers | Burnt Sienna | 710 | Steel | Clear Highlighted Satin Etched Glass | D:4.375" H:5.25" |  |  | 9 Medium A19 9.3w |  | 9 | Yes | [14 empty] | 0 | [12 empty] | 254.5 | 509 | 763.5 | D:28'' H:24 5/8'' O:69 1/8'' |  | 28 |  |  | 24.625 | Screw Collar - Stem |  |  | 69.125 |  |  |  | No |  | No | [20 empty] | D:5'' H:3/4'' Round |  |  |  |  | 120 | Brown |  |  | Hardwired | 0 | 0 | 0 | 1 | 1 | 0 | 0 | 0 | 0 | 0 | 0 | 785652080197 | [16 empty] | cETL Damp | NORWOOD 9L CHAND-710 | Nine Light Chandelier |  | 3139809EN3-710.jpg | 3139809EN3.jpg
3139809EN3-962 | Nine Light Chandelier |  | CHANDELIERS | Norwood | Chandeliers | Brushed Nickel | 962 | Steel | Clear Highlighted Satin Etched Glass | D:4.375" H:5.25" |  |  | 9 Medium A19 9.3w |  | 9 | Yes | [14 empty] | 0 | [12 empty] | 254.5 | 509 | 763.5 | D:28'' H:24 5/8'' O:69 1/8'' |  | 28 |  |  | 24.625 | Screw Collar - Stem |  |  | 69.125 |  |  |  | No |  | No | [20 empty] | D:5'' H:3/4'' Round |  |  |  |  | 120 | Clear Silver |  |  | Hardwired | 0 | 0 | 0 | 1 | 1 | 0 | 0 | 0 | 0 | 0 | 0 | 785652080203 | [16 empty] | cETL Damp | NORWOOD 9L CHAND-962 | Nine Light Chandelier |  | 3139809EN3-962.jpg | 3139809EN3.jpg
3139812-710 | Twelve Light Chandelier |  | CHANDELIERS | Norwood | Chandeliers | Burnt Sienna | 710 | Steel | Clear Highlighted Satin Etched Glass | D:4.375" H:5.25" |  |  | 12 Medium A19 75w |  | 12 | No | [14 empty] | 0 | [12 empty] | 264.5 | 529 | 793.5 | D:36'' H:36'' O:110 1/2'' |  | 36 |  |  | 36 | Screw Collar - Chain |  |  | 110.5 |  |  |  | No |  | No | [20 empty] | D:5'' H:3/4'' Round |  |  |  |  | 120 | Brown | 72 |  | Hardwired | 0 | 0 | 0 | 0 | 1 | 0 | 0 | 1 | 1 | 0 | 0 | 785652076022 | 42 | 18 | 29.5 | 31.3 | 12.906 | 250 | Yes | [9 empty] | cETL Damp | NORWOOD 12L CHAND-710 | Twelve Light Chandelier |  | 3139812-710.jpg | 3139812.jpg
3139812-962 | Twelve Light Chandelier |  | CHANDELIERS | Norwood | Chandeliers | Brushed Nickel | 962 | Steel | Clear Highlighted Satin Etched Glass | D:4.375" H:5.25" |  |  | 12 Medium A19 75w |  | 12 | No | [14 empty] | 0 | [12 empty] | 264.5 | 529 | 793.5 | D:36'' H:36'' O:110 1/2'' |  | 36 |  |  | 36 | Screw Collar - Chain |  |  | 110.5 |  |  |  | No |  | No | [20 empty] | D:5'' H:3/4'' Round |  |  |  |  | 120 | Clear Silver | 72 |  | Hardwired | 0 | 0 | 0 | 0 | 1 | 0 | 0 | 1 | 1 | 0 | 0 | 785652076060 | [16 empty] | cETL Damp | NORWOOD 12L CHAND-962 | Twelve Light Chandelier |  | 3139812-962.jpg | 3139812.jpg
3139812EN3-710 | Twelve Light Chandelier |  | CHANDELIERS | Norwood | Chandeliers | Burnt Sienna | 710 | Steel | Clear Highlighted Satin Etched Glass | D:4.375" H:5.25" |  |  | 12 Medium A19 9.3w |  | 12 | Yes | [14 empty] | 0 | [12 empty] | 324.5 | 649 | 973.5 | D:36'' H:36'' O:110 1/2'' |  | 36 |  |  | 36 | Screw Collar - Chain |  |  | 110.5 |  |  |  | No |  | No | [20 empty] | D:5'' H:3/4'' Round |  |  |  |  | 120 | Brown | 72 |  | Hardwired | 0 | 0 | 0 | 1 | 1 | 0 | 0 | 0 | 1 | 0 | 0 | 785652080210 | [16 empty] | cETL Damp | NORWOOD 12L CHAND-710 | Twelve Light Chandelier |  | 3139812EN3-710.jpg | 3139812EN3.jpg
3139812EN3-962 | Twelve Light Chandelier |  | CHANDELIERS | Norwood | Chandeliers | Brushed Nickel | 962 | Steel | Clear Highlighted Satin Etched Glass | D:4.375" H:5.25" |  |  | 12 Medium A19 9.3w |  | 12 | Yes | [14 empty] | 0 | [12 empty] | 324.5 | 649 | 973.5 | D:36'' H:36'' O:110 1/2'' |  | 36 |  |  | 36 | Screw Collar - Chain |  |  | 110.5 |  |  |  | No |  | No | [20 empty] | D:5'' H:3/4'' Round |  |  |  |  | 120 | Clear Silver | 72 |  | Hardwired | 0 | 0 | 0 | 1 | 1 | 0 | 0 | 0 | 1 | 0 | 0 | 785652080227 | [16 empty] | cETL Damp | NORWOOD 12L CHAND-962 | Twelve Light Chandelier |  | 3139812EN3-962.jpg | 3139812EN3.jpg
3140403-848 | Three Light Chandelier | The 1960’s-inspired Driscoll collection by Sea Gull Lighting features the clean lines of tapered stems and glass shades. Simplicity combined with sophistication creates this strikingly modern look. Offered in a Brushed Nickel finish in addition to the Chrome finish also offered for wall/bath fixtures – all of which feature Etched White glass shades. The assortment includes nine-light, five-light and three-light chandeliers, a mini pendant, as well as one-light, two-light, three-light and four-light wall/bath fixtures. Both incandescent lamping and ENERGY STAR-qualified LED lamping are available; all fixtures are California Title 24 compliant. | CHANDELIERS | Driscoll | Chandeliers | Satin Bronze | 848 | Steel | Cased Opal Etched Glass | D:5.15625" H:6.5" | L:3.6875" |  | 3 Medium A19 100w |  | 3 | No | [14 empty] | 0 | [12 empty] | 124.98 | 249.96 | 374.94 | D:20 1/2'' H:16 3/4'' O:55'' | 6.9 | 20.5 |  |  | 16.75 | Screw Collar - Chain |  |  | 55 |  |  |  | No |  | No | [20 empty] | D:5 1/2'' H:1 1/4'' Round |  |  |  |  | 120 | Gold | 36 |  | Hardwired | 0 | 0 | 0 | 0 | 1 | 0 | 0 | 1 | 1 | 0 | 0 | 785652239540 | 18 | 18.25 | 10.5 | 9.2 | 1.996 | 175 | Yes | [8 empty] | ETL Dry |  | DRISCOLL 3L CHAND-848 | Three Light Chandelier |  | 3140403-848.jpg | 3140403.jpg
3140403-962 | Three Light Chandelier | The 1960’s-inspired Driscoll collection by Sea Gull Lighting features the clean lines of tapered stems and glass shades. Simplicity combined with sophistication creates this strikingly modern look. Offered in a Brushed Nickel finish in addition to the Chrome finish also offered for wall/bath fixtures – all of which feature Etched White glass shades. The assortment includes nine-light, five-light and three-light chandeliers, a mini pendant, as well as one-light, two-light, three-light and four-light wall/bath fixtures. Both incandescent lamping and ENERGY STAR-qualified LED lamping are available; all fixtures are California Title 24 compliant. | CHANDELIERS | Driscoll | Chandeliers | Brushed Nickel | 962 | Steel | Cased Opal Etched Glass | D:5.15625" H:6.5" | L:3.6875" |  | 3 Medium A19 100w |  | 3 | No | [14 empty] | 0 | [12 empty] | 124.98 | 249.96 | 374.94 | D:20 1/2'' H:16 3/4'' O:55'' | 6.9 | 20.5 |  |  | 16.75 | Screw Collar - Chain |  |  | 55 |  |  |  | No |  | No | [20 empty] | D:5 1/2'' H:1 1/4'' Round |  |  |  |  | 120 | Clear | 36 |  | Hardwired | 0 | 0 | 0 | 0 | 1 | 0 | 0 | 1 | 1 | 0 | 0 | 785652242977 | 18.25 | 18.25 | 10 | 9.3 | 1.927 | 175 | Yes | [8 empty] | ETL Dry |  | DRISCOLL 3L CHAND-962 | Three Light Chandelier |  | 3140403-962.jpg | 3140403.jpg
3140403EN3-848 | Three Light Chandelier | The 1960’s-inspired Driscoll collection by Sea Gull Lighting features the clean lines of tapered stems and glass shades. Simplicity combined with sophistication creates this strikingly modern look. Offered in a Brushed Nickel finish in addition to the Chrome finish also offered for wall/bath fixtures – all of which feature Etched White glass shades. The assortment includes nine-light, five-light and three-light chandeliers, a mini pendant, as well as one-light, two-light, three-light and four-light wall/bath fixtures. Both incandescent lamping and ENERGY STAR-qualified LED lamping are available; all fixtures are California Title 24 compliant. | CHANDELIERS | Driscoll | Chandeliers | Satin Bronze | 848 | Steel | Cased Opal Etched Glass | D:5.15625" H:6.5" | L:3.6875" |  | 3 Medium A19 9.3w |  | 3 | Yes | [14 empty] | 0 | [12 empty] | 140.48 | 280.96 | 421.44 | D:20 1/2'' H:16 3/4'' O:55'' | 6.9 | 20.5 |  |  | 16.75 | Screw Collar - Chain |  |  | 55 |  |  |  | No |  | No | [20 empty] | D:5 1/2'' H:1 1/4'' Round |  |  |  |  | 120 | Gold | 36 |  | Hardwired | 0 | 0 | 0 | 1 | 1 | 0 | 0 | 0 | 1 | 0 | 0 | 785652048470 | 18 | 18.25 | 10.5 | 9.2 | 1.996 | 175 | Yes | [8 empty] | ETL Dry |  | DRISCOLL 3L CHAND-848 | Three Light Chandelier |  | 3140403EN3-848.jpg | 3140403.jpg
3140403EN3-962 | Three Light Chandelier | The 1960’s-inspired Driscoll collection by Sea Gull Lighting features the clean lines of tapered stems and glass shades. Simplicity combined with sophistication creates this strikingly modern look. Offered in a Brushed Nickel finish in addition to the Chrome finish also offered for wall/bath fixtures – all of which feature Etched White glass shades. The assortment includes nine-light, five-light and three-light chandeliers, a mini pendant, as well as one-light, two-light, three-light and four-light wall/bath fixtures. Both incandescent lamping and ENERGY STAR-qualified LED lamping are available; all fixtures are California Title 24 compliant. | CHANDELIERS | Driscoll | Chandeliers | Brushed Nickel | 962 | Steel | Cased Opal Etched Glass | D:5.15625" H:6.5" | L:3.6875" |  | 3 Medium A19 9.3w |  | 3 | Yes | [14 empty] | 0 | [12 empty] | 140.48 | 280.96 | 421.44 | D:20 1/2'' H:16 3/4'' O:55'' | 6.9 | 20.5 |  |  | 16.75 | Screw Collar - Chain |  |  | 55 |  |  |  | No |  | No | [20 empty] | D:5 1/2'' H:1 1/4'' Round |  |  |  |  | 120 | Clear Silver | 36 |  | Hardwired | 0 | 0 | 0 | 1 | 1 | 0 | 0 | 0 | 1 | 0 | 0 | 785652045431 | 18.25 | 18.25 | 10 | 9.3 | 1.927 | 175 | Yes | [8 empty] | ETL Dry |  | DRISCOLL 3L CHAND-962 | Three Light Chandelier |  | 3140403EN3-962.jpg | 3140403.jpg
3140405-848 | Five Light Chandelier | The 1960’s-inspired Driscoll collection by Sea Gull Lighting features the clean lines of tapered stems and glass shades. Simplicity combined with sophistication creates this strikingly modern look. Offered in a Brushed Nickel finish in addition to the Chrome finish also offered for wall/bath fixtures – all of which feature Etched White glass shades. The assortment includes nine-light, five-light and three-light chandeliers, a mini pendant, as well as one-light, two-light, three-light and four-light wall/bath fixtures. Both incandescent lamping and ENERGY STAR-qualified LED lamping are available; all fixtures are California Title 24 compliant. | CHANDELIERS | Driscoll | Chandeliers | Satin Bronze | 848 | Steel | Cased Opal Etched Glass | D:5.15625" H:6.5" | L:3.6875" |  | 5 Medium A19 100w |  | 5 | No | [14 empty] | 0 | [12 empty] | 149.98 | 299.96 | 449.94 | D:25 1/4'' H:17 3/4'' O:56'' | 10.6 | 25.25 |  |  | 17.75 | Screw Collar - Chain |  |  | 56 |  |  |  | No |  | No | [20 empty] | D:5 1/2'' H:1 1/4'' Round |  |  |  |  | 120 | Gold | 36 |  | Hardwired | 0 | 0 | 0 | 0 | 1 | 0 | 0 | 1 | 1 | 0 | 0 | 785652239564 | 24.75 | 25 | 10 | 14.1 | 3.581 | 250 | Yes | [8 empty] | ETL Dry |  | DRISCOLL 5L CHAND-848 | Five Light Chandelier |  | 3140405-848.jpg | 3140405.jpg
3140405-962 | Five Light Chandelier | The 1960’s-inspired Driscoll collection by Sea Gull Lighting features the clean lines of tapered stems and glass shades. Simplicity combined with sophistication creates this strikingly modern look. Offered in a Brushed Nickel finish in addition to the Chrome finish also offered for wall/bath fixtures – all of which feature Etched White glass shades. The assortment includes nine-light, five-light and three-light chandeliers, a mini pendant, as well as one-light, two-light, three-light and four-light wall/bath fixtures. Both incandescent lamping and ENERGY STAR-qualified LED lamping are available; all fixtures are California Title 24 compliant. | CHANDELIERS | Driscoll | Chandeliers | Brushed Nickel | 962 | Steel | Cased Opal Etched Glass | D:5.15625" H:6.5" | L:3.6875" |  | 5 Medium A19 100w |  | 5 | No | [14 empty] | 0 | [12 empty] | 149.98 | 299.96 | 449.94 | D:25 1/4'' H:17 3/4'' O:56'' | 10.6 | 25.25 |  |  | 17.75 | Screw Collar - Chain |  |  | 56 |  |  |  | No |  | No | [20 empty] | D:5 1/2'' H:1 1/4'' Round |  |  |  |  | 120 | Clear | 36 |  | Hardwired | 0 | 0 | 0 | 0 | 1 | 0 | 0 | 1 | 1 | 0 | 0 | 785652242984 | 25 | 25 | 10 | 14.2 | 3.617 | 250 | Yes | [8 empty] | ETL Dry |  | DRISCOLL 5L CHAND-962 | Five Light Chandelier |  | 3140405-962.jpg | 3140405.jpg
3140405EN3-848 | Five Light Chandelier | The 1960’s-inspired Driscoll collection by Sea Gull Lighting features the clean lines of tapered stems and glass shades. Simplicity combined with sophistication creates this strikingly modern look. Offered in a Brushed Nickel finish in addition to the Chrome finish also offered for wall/bath fixtures – all of which feature Etched White glass shades. The assortment includes nine-light, five-light and three-light chandeliers, a mini pendant, as well as one-light, two-light, three-light and four-light wall/bath fixtures. Both incandescent lamping and ENERGY STAR-qualified LED lamping are available; all fixtures are California Title 24 compliant. | CHANDELIERS | Driscoll | Chandeliers | Satin Bronze | 848 | Steel | Cased Opal Etched Glass | D:5.15625" H:6.5" | L:3.6875" |  | 5 Medium A19 9.3w |  | 5 | Yes | [14 empty] | 0 | [12 empty] | 182.98 | 365.96 | 548.94 | D:25 1/4'' H:17 3/4'' O:56'' | 10.6 | 25.25 |  |  | 17.75 | Screw Collar - Chain |  |  | 56 |  |  |  | No |  | No | [20 empty] | D:5 1/2'' H:1 1/4'' Round |  |  |  |  | 120 | Gold | 36 |  | Hardwired | 0 | 0 | 0 | 1 | 1 | 0 | 0 | 0 | 1 | 0 | 0 | 785652045462 | 24.75 | 25 | 10 | 14.1 | 3.581 | 250 | Yes | [8 empty] | ETL Dry |  | DRISCOLL 5L CHAND-848 | Five Light Chandelier |  | 3140405EN3-848.jpg | 3140405.jpg
3140405EN3-962 | Five Light Chandelier | The 1960’s-inspired Driscoll collection by Sea Gull Lighting features the clean lines of tapered stems and glass shades. Simplicity combined with sophistication creates this strikingly modern look. Offered in a Brushed Nickel finish in addition to the Chrome finish also offered for wall/bath fixtures – all of which feature Etched White glass shades. The assortment includes nine-light, five-light and three-light chandeliers, a mini pendant, as well as one-light, two-light, three-light and four-light wall/bath fixtures. Both incandescent lamping and ENERGY STAR-qualified LED lamping are available; all fixtures are California Title 24 compliant. | CHANDELIERS | Driscoll | Chandeliers | Brushed Nickel | 962 | Steel | Cased Opal Etched Glass | D:5.15625" H:6.5" | L:3.6875" |  | 5 Medium A19 9.3w |  | 5 | Yes | [14 empty] | 0 | [12 empty] | 182.98 | 365.96 | 548.94 | D:25 1/4'' H:17 3/4'' O:56'' | 10.6 | 25.25 |  |  | 17.75 | Screw Collar - Chain |  |  | 56 |  |  |  | No |  | No | [20 empty] | D:5 1/2'' H:1 1/4'' Round |  |  |  |  | 120 | Clear Silver | 36 |  | Hardwired | 0 | 0 | 0 | 1 | 1 | 0 | 0 | 0 | 1 | 0 | 0 | 785652045479 | 25 | 25 | 10 | 14.2 | 3.617 | 250 | Yes | [8 empty] | ETL Dry |  | DRISCOLL 5L CHAND-962 | Five Light Chandelier |  | 3140405EN3-962.jpg | 3140405.jpg
3140409-848 | Nine Light Chandelier | The 1960’s-inspired Driscoll collection by Sea Gull Lighting features the clean lines of tapered stems and glass shades. Simplicity combined with sophistication creates this strikingly modern look. Offered in a Brushed Nickel finish in addition to the Chrome finish also offered for wall/bath fixtures – all of which feature Etched White glass shades. The assortment includes nine-light, five-light and three-light chandeliers, a mini pendant, as well as one-light, two-light, three-light and four-light wall/bath fixtures. Both incandescent lamping and ENERGY STAR-qualified LED lamping are available; all fixtures are California Title 24 compliant. | CHANDELIERS | Driscoll | Chandeliers | Satin Bronze | 848 | Steel | Cased Opal Etched Glass | D:5.15625" H:6.5" | L:3.6875" |  | 9 Medium A19 100w |  | 9 | No | [14 empty] | 0 | [12 empty] | 399.98 | 799.96 | 1199.94 | D:32'' H:29 3/4'' O:68'' | 20.5 | 32 |  |  | 29.75 | Screw Collar - Chain |  |  | 68 |  |  |  | No |  | No | [20 empty] | D:5 1/2'' H:1 1/4'' Round |  |  |  |  | 120 | Gold | 36 |  | Hardwired | 0 | 0 | 0 | 0 | 1 | 0 | 0 | 1 | 1 | 0 | 0 | 785652239588 | 32.625 | 28.375 | 17.75 | 27.3 | 9.509 | 250 | Yes | [8 empty] | ETL Dry |  | DRISCOLL 9L CHAND-848 | Nine Light Chandelier |  | 3140409-848.jpg | 3140409.jpg
3140409-962 | Nine Light Chandelier | The 1960’s-inspired Driscoll collection by Sea Gull Lighting features the clean lines of tapered stems and glass shades. Simplicity combined with sophistication creates this strikingly modern look. Offered in a Brushed Nickel finish in addition to the Chrome finish also offered for wall/bath fixtures – all of which feature Etched White glass shades. The assortment includes nine-light, five-light and three-light chandeliers, a mini pendant, as well as one-light, two-light, three-light and four-light wall/bath fixtures. Both incandescent lamping and ENERGY STAR-qualified LED lamping are available; all fixtures are California Title 24 compliant. | CHANDELIERS | Driscoll | Chandeliers | Brushed Nickel | 962 | Steel | Cased Opal Etched Glass | D:5.15625" H:6.5" | L:3.6875" |  | 9 Medium A19 100w |  | 9 | No | [14 empty] | 0 | [12 empty] | 399.98 | 799.96 | 1199.94 | D:32'' H:29 3/4'' O:68'' | 20.5 | 32 |  |  | 29.75 | Screw Collar - Chain |  |  | 68 |  |  |  | No |  | No | [20 empty] | D:5 1/2'' H:1 1/4'' Round |  |  |  |  | 120 | Clear | 36 |  | Hardwired | 0 | 0 | 0 | 0 | 1 | 0 | 0 | 1 | 1 | 0 | 0 | 785652242991 | 32.4 | 28.75 | 18.25 | 26.9 | 9.838 | 250 | Yes | [8 empty] | ETL Dry |  | DRISCOLL 9L CHAND-962 | Nine Light Chandelier |  | 3140409-962.jpg | 3140409.jpg
3140409EN3-848 | Nine Light Chandelier | The 1960’s-inspired Driscoll collection by Sea Gull Lighting features the clean lines of tapered stems and glass shades. Simplicity combined with sophistication creates this strikingly modern look. Offered in a Brushed Nickel finish in addition to the Chrome finish also offered for wall/bath fixtures – all of which feature Etched White glass shades. The assortment includes nine-light, five-light and three-light chandeliers, a mini pendant, as well as one-light, two-light, three-light and four-light wall/bath fixtures. Both incandescent lamping and ENERGY STAR-qualified LED lamping are available; all fixtures are California Title 24 compliant. | CHANDELIERS | Driscoll | Chandeliers | Satin Bronze | 848 | Steel | Cased Opal Etched Glass | D:5.15625" H:6.5" | L:3.6875" |  | 9 Medium A19 9.3w |  | 9 | Yes | [14 empty] | 0 | [12 empty] | 449.98 | 899.96 | 1349.94 | D:32'' H:29 3/4'' O:68'' | 20.5 | 32 |  |  | 29.75 | Screw Collar - Chain |  |  | 68 |  |  |  | No |  | No | [20 empty] | D:5 1/2'' H:1 1/4'' Round |  |  |  |  | 120 | Gold | 36 |  | Hardwired | 0 | 0 | 0 | 1 | 1 | 0 | 0 | 0 | 1 | 0 | 0 | 785652048487 | 32.625 | 28.375 | 17.75 | 27.3 | 9.509 | 250 | Yes | [8 empty] | ETL Dry |  | DRISCOLL 9L CHAND-848 | Nine Light Chandelier |  | 3140409EN3-848.jpg | 3140409.jpg
3140409EN3-962 | Nine Light Chandelier | The 1960’s-inspired Driscoll collection by Sea Gull Lighting features the clean lines of tapered stems and glass shades. Simplicity combined with sophistication creates this strikingly modern look. Offered in a Brushed Nickel finish in addition to the Chrome finish also offered for wall/bath fixtures – all of which feature Etched White glass shades. The assortment includes nine-light, five-light and three-light chandeliers, a mini pendant, as well as one-light, two-light, three-light and four-light wall/bath fixtures. Both incandescent lamping and ENERGY STAR-qualified LED lamping are available; all fixtures are California Title 24 compliant. | CHANDELIERS | Driscoll | Chandeliers | Brushed Nickel | 962 | Steel | Cased Opal Etched Glass | D:5.15625" H:6.5" | L:3.6875" |  | 9 Medium A19 9.3w |  | 9 | Yes | [14 empty] | 0 | [12 empty] | 449.98 | 899.96 | 1349.94 | D:32'' H:29 3/4'' O:68'' | 20.5 | 32 |  |  | 29.75 | Screw Collar - Chain |  |  | 68 |  |  |  | No |  | No | [20 empty] | D:5 1/2'' H:1 1/4'' Round |  |  |  |  | 120 | Clear Silver | 36 |  | Hardwired | 0 | 0 | 0 | 1 | 1 | 0 | 0 | 0 | 1 | 0 | 0 | 785652045486 | 32.625 | 28.375 | 17.75 | 27.3 | 9.509 | 250 | Yes | [8 empty] | ETL Dry |  | DRISCOLL 9L CHAND-962 | Nine Light Chandelier |  | 3140409EN3-962.jpg | 3140409.jpg
3140503-71 | Three Light Chandelier | The Chatauqua lighting collection by Sea Gull Lighting exudes a retro-industrial style via the striking beveled edges inspired by raw steel girders, finished with functioning corner-connection details. In contrast, the cylindrical, white glass shades add a modern touch. Available in a remarkable Antique Bronze or Stardust finish that creates the look of a traditional wooden box that would be at home in either a rustic lodge or a modern loft. The retro-industrial design comes to life with distressed gold metal accents. The assortment includes five-light chandeliers; three-light foyer pendants; one-light mini pendants; and four-light island pendants. Incandescent and ENERGY STAR-qualified LED lamping are available; all fixtures are California Title 24 compliant. | CHANDELIERS | Chatauqua | Chandeliers | Antique Bronze | 71 | Steel | Etched / White Inside Glass | D:3.875" H:6.5" |  |  | 3 Medium A19 100w |  | 3 | No | [14 empty] | 0 | [12 empty] | 184.48 | 368.96 | 553.44 | L:17 3/8'' W:17 3/8'' H:12 1/2'' O:58 1/2'' | 19.4 |  | 17.375 | 17.375 | 12.5 | Center Lock-Up |  |  | 58.5 |  |  |  | No |  | No | [20 empty] | D:5'' H:3/4'' Round |  |  |  |  | 120 | Brown |  |  | Hardwired | 0 | 0 | 0 | 0 | 1 | 0 | 0 | 1 | 0 | 0 | 0 | 785652059483 | 20.5 | 15.5 | 19 | 22.9 | 3.494 | 125 | Yes | [9 empty] | cETL Damp | CHATAUQUA 3L CHAND-71 | Three Light Chandelier |  | 3140503-71_ALT.png | 3140503.jpg
3140503-846 | Three Light Chandelier | The Chatauqua lighting collection by Sea Gull Lighting exudes a retro-industrial style via the striking beveled edges inspired by raw steel girders, finished with functioning corner-connection details. In contrast, the cylindrical, white glass shades add a modern touch. Available in a remarkable Antique Bronze or Stardust finish that creates the look of a traditional wooden box that would be at home in either a rustic lodge or a modern loft. The retro-industrial design comes to life with distressed gold metal accents. The assortment includes five-light chandeliers; three-light foyer pendants; one-light mini pendants; and four-light island pendants. Incandescent and ENERGY STAR-qualified LED lamping are available; all fixtures are California Title 24 compliant. | CHANDELIERS | Chatauqua | Chandeliers | Stardust / Satin Bronze | 846 / 848 | Steel | Etched / White Inside Glass | D:3.875" H:6.5" |  |  | 3 Medium A19 100w |  | 3 | No | [14 empty] | 0 | [12 empty] | 184.48 | 368.96 | 553.44 | L:17 3/8'' W:17 3/8'' H:12 1/2'' O:58 1/2'' | 19.4 |  | 17.375 | 17.375 | 12.5 | Center Lock-Up |  |  | 58.5 |  |  |  | No |  | No | [20 empty] | D:5'' H:3/4'' Round |  |  |  |  | 120 | Black |  |  | Hardwired | 0 | 0 | 0 | 0 | 1 | 0 | 0 | 1 | 0 | 0 | 0 | 785652059490 | 20.25 | 19 | 15.5 | 22.8 | 3.451 | 125 | Yes | [9 empty] | cETL Damp | CHATAUQUA 3L CHAND-846 | Three Light Chandelier |  | 3140503-846.png | 3140503.jpg
3140503EN3-71 | Three Light Chandelier | The Chatauqua lighting collection by Sea Gull Lighting exudes a retro-industrial style via the striking beveled edges inspired by raw steel girders, finished with functioning corner-connection details. In contrast, the cylindrical, white glass shades add a modern touch. Available in a remarkable Antique Bronze or Stardust finish that creates the look of a traditional wooden box that would be at home in either a rustic lodge or a modern loft. The retro-industrial design comes to life with distressed gold metal accents. The assortment includes five-light chandeliers; three-light foyer pendants; one-light mini pendants; and four-light island pendants. Incandescent and ENERGY STAR-qualified LED lamping are available; all fixtures are California Title 24 compliant. | CHANDELIERS | Chatauqua | Chandeliers | Antique Bronze | 71 | Steel | Etched / White Inside Glass | D:3.875" H:6.5" |  |  | 3 Medium A19 9.3w |  | 3 | Yes | [14 empty] | 0 | [12 empty] | 199.98 | 399.96 | 599.94 | L:17 3/8'' W:17 3/8'' H:12 1/2'' O:58 1/2'' | 19.4 |  | 17.375 | 17.375 | 12.5 | Center Lock-Up |  |  | 58.5 |  |  |  | No |  | No | [20 empty] | D:5'' H:3/4'' Round |  |  |  |  | 120 | Brown |  |  | Hardwired | 0 | 0 | 0 | 1 | 1 | 0 | 0 | 0 | 0 | 0 | 0 | 785652065521 | 20.5 | 15.5 | 19 | 22.9 | 3.494 | 125 | Yes | [9 empty] | cETL Damp | CHATAUQUA 3L CHAND-71 | Three Light Chandelier |  | 3140503EN3-71.jpg | 3140503EN3.jpg
3140503EN3-846 | Three Light Chandelier | The Chatauqua lighting collection by Sea Gull Lighting exudes a retro-industrial style via the striking beveled edges inspired by raw steel girders, finished with functioning corner-connection details. In contrast, the cylindrical, white glass shades add a modern touch. Available in a remarkable Antique Bronze or Stardust finish that creates the look of a traditional wooden box that would be at home in either a rustic lodge or a modern loft. The retro-industrial design comes to life with distressed gold metal accents. The assortment includes five-light chandeliers; three-light foyer pendants; one-light mini pendants; and four-light island pendants. Incandescent and ENERGY STAR-qualified LED lamping are available; all fixtures are California Title 24 compliant. | CHANDELIERS | Chatauqua | Chandeliers | Stardust / Satin Bronze | 846 / 848 | Steel | Etched / White Inside Glass | D:3.875" H:6.5" |  |  | 3 Medium A19 9.3w |  | 3 | Yes | [14 empty] | 0 | [12 empty] | 199.98 | 399.96 | 599.94 | L:17 3/8'' W:17 3/8'' H:12 1/2'' O:58 1/2'' | 19.4 |  | 17.375 | 17.375 | 12.5 | Center Lock-Up |  |  | 58.5 |  |  |  | No |  | No | [20 empty] | D:5'' H:3/4'' Round |  |  |  |  | 120 | Black |  |  | Hardwired | 0 | 0 | 0 | 1 | 1 | 0 | 0 | 0 | 0 | 0 | 0 | 785652060038 | 20.25 | 19 | 15.5 | 22.8 | 3.451 | 125 | Yes | [9 empty] | cETL Damp | CHATAUQUA 3L CHAND-846 | Three Light Chandelier |  | 3140503EN3-846.jpg | 3140503EN3.jpg
3140505-71 | Five Light Chandelier | The Chatauqua lighting collection by Sea Gull Lighting exudes a retro-industrial style via the striking beveled edges inspired by raw steel girders, finished with functioning corner-connection details. In contrast, the cylindrical, white glass shades add a modern touch. Available in a remarkable Antique Bronze or Stardust finish that creates the look of a traditional wooden box that would be at home in either a rustic lodge or a modern loft. The retro-industrial design comes to life with distressed gold metal accents. The assortment includes five-light chandeliers; three-light foyer pendants; one-light mini pendants; and four-light island pendants. Incandescent and ENERGY STAR-qualified LED lamping are available; all fixtures are California Title 24 compliant. | CHANDELIERS | Chatauqua | Chandeliers | Antique Bronze | 71 | Steel | Etched / White Inside Glass | D:3.875" H:6.5" |  |  | 5 Medium A19 100w |  | 5 | No | [14 empty] | 0 | [12 empty] | 234.45 | 468.9 | 703.35 | L:22 1/4'' W:22 1/4'' H:12 1/2'' O:58 1/2'' | 22.4 |  | 22.25 | 22.25 | 12.5 | Center Lock-Up |  |  | 58.5 |  |  |  | No |  | No | [20 empty] | D:5'' H:3/4'' Round |  |  |  |  | 120 | Brown |  |  | Hardwired | 0 | 0 | 0 | 0 | 1 | 0 | 0 | 1 | 0 | 0 | 0 | 785652003561 | 25.75 | 25.5 | 17.25 | 29.7 | 6.555 | 175 | Yes | [9 empty] | cETL Damp | CHATAUQUA 5L CHAND-71 | Five Light Chandelier |  | 3140505-71.jpg | 3140505.jpg
3140505-846 | Five Light Chandelier | The Chatauqua lighting collection by Sea Gull Lighting exudes a retro-industrial style via the striking beveled edges inspired by raw steel girders, finished with functioning corner-connection details. In contrast, the cylindrical, white glass shades add a modern touch. Available in a remarkable Antique Bronze or Stardust finish that creates the look of a traditional wooden box that would be at home in either a rustic lodge or a modern loft. The retro-industrial design comes to life with distressed gold metal accents. The assortment includes five-light chandeliers; three-light foyer pendants; one-light mini pendants; and four-light island pendants. Incandescent and ENERGY STAR-qualified LED lamping are available; all fixtures are California Title 24 compliant. | CHANDELIERS | Chatauqua | Chandeliers | Stardust / Satin Bronze | 846 / 848 | Steel | Etched / White Inside Glass | D:3.875" H:6.5" |  |  | 5 Medium A19 100w |  | 5 | No | [14 empty] | 0 | [12 empty] | 234.45 | 468.9 | 703.35 | L:22 1/4'' W:22 1/4'' H:12 1/2'' O:58 1/2'' | 22.4 |  | 22.25 | 22.25 | 12.5 | Center Lock-Up |  |  | 58.5 |  |  |  | No |  | No | [20 empty] | D:5'' H:3/4'' Round |  |  |  |  | 120 | Black |  |  | Hardwired | 0 | 0 | 0 | 0 | 1 | 0 | 0 | 1 | 0 | 0 | 0 | 785652003080 | 26 | 19 | 18 | 30 | 5.146 | 175 | Yes | [9 empty] | cETL Damp | CHATAUQUA 5L CHAND-846 | Five Light Chandelier |  | 3140505-846.jpg | 3140505.jpg
3140505EN3-71 | Five Light Chandelier | The Chatauqua lighting collection by Sea Gull Lighting exudes a retro-industrial style via the striking beveled edges inspired by raw steel girders, finished with functioning corner-connection details. In contrast, the cylindrical, white glass shades add a modern touch. Available in a remarkable Antique Bronze or Stardust finish that creates the look of a traditional wooden box that would be at home in either a rustic lodge or a modern loft. The retro-industrial design comes to life with distressed gold metal accents. The assortment includes five-light chandeliers; three-light foyer pendants; one-light mini pendants; and four-light island pendants. Incandescent and ENERGY STAR-qualified LED lamping are available; all fixtures are California Title 24 compliant. | CHANDELIERS | Chatauqua | Chandeliers | Antique Bronze | 71 | Steel | Etched / White Inside Glass | D:3.875" H:6.5" |  |  | 5 Medium A19 9.3w |  | 5 | Yes | [14 empty] | 0 | [12 empty] | 263.95 | 527.9 | 791.85 | L:22 1/4'' W:22 1/4'' H:12 1/2'' O:58 1/2'' | 22.4 |  | 22.25 | 22.25 | 12.5 | Center Lock-Up |  |  | 58.5 |  |  |  | No |  | No | [20 empty] | D:5'' H:3/4'' Round |  |  |  |  | 120 | Brown |  |  | Hardwired | 0 | 0 | 0 | 1 | 1 | 0 | 0 | 0 | 0 | 0 | 0 | 785652044878 | 25.75 | 25.5 | 17.25 | 29.7 | 6.555 | 175 | Yes | [9 empty] | cETL Damp | CHATAUQUA 5L CHAND-71 | Five Light Chandelier |  | 3140505EN3-71.jpg | 3140505.jpg
3140505EN3-846 | Five Light Chandelier | The Chatauqua lighting collection by Sea Gull Lighting exudes a retro-industrial style via the striking beveled edges inspired by raw steel girders, finished with functioning corner-connection details. In contrast, the cylindrical, white glass shades add a modern touch. Available in a remarkable Antique Bronze or Stardust finish that creates the look of a traditional wooden box that would be at home in either a rustic lodge or a modern loft. The retro-industrial design comes to life with distressed gold metal accents. The assortment includes five-light chandeliers; three-light foyer pendants; one-light mini pendants; and four-light island pendants. Incandescent and ENERGY STAR-qualified LED lamping are available; all fixtures are California Title 24 compliant. | CHANDELIERS | Chatauqua | Chandeliers | Stardust / Satin Bronze | 846 / 848 | Steel | Etched / White Inside Glass | D:3.875" H:6.5" |  |  | 5 Medium A19 9.3w |  | 5 | Yes | [14 empty] | 0 | [12 empty] | 263.95 | 527.9 | 791.85 | L:22 1/4'' W:22 1/4'' H:12 1/2'' O:58 1/2'' | 22.4 |  | 22.25 | 22.25 | 12.5 | Center Lock-Up |  |  | 58.5 |  |  |  | No |  | No | [20 empty] | D:5'' H:3/4'' Round |  |  |  |  | 120 | Black |  |  | Hardwired | 0 | 0 | 0 | 1 | 1 | 0 | 0 | 0 | 0 | 0 | 0 | 785652044885 | 26 | 19 | 18 | 30 | 5.146 | 175 | Yes | [9 empty] | cETL Damp | CHATAUQUA 5L CHAND-846 | Five Light Chandelier |  | 3140505EN3-846.jpg | 3140505.jpg
3141303-848 | Three Light Chandelier | The Towner lighting collection by Sea Gull Lighting brings mid-century, retro style to the traditional circular silhouette, creating a bold statement that would accent any space in your home. The conical light shades deliver a fun design statement along with the textured cloth cords, which are adjustable for leveling. These fixtures are ideal for dining room lighting, living room lighting and kitchen lighting. The assortment includes three-, five- and seven-light chandeliers, three- and five-light cluster pendants, eight-light island pendants, one-light mini pendants, and one-light wall sconces. The Towner Collection is available in two finishes, Satin Bronze and Brushed Nickel to complete the look. All fixtures are available as ENERGY STAR®-qualified and California Title 24 compliant. | CHANDELIERS | Towner | Chandeliers | Satin Bronze / Black | 848 / 12 | Steel | Black Steel | D:7" H:8" |  |  | 3 Medium A19 60w |  | 3 | No | [14 empty] | 0 | [12 empty] | 134.98 | 269.96 | 404.94 | D:24'' H:22'' O:67 1/4'' | 7.3 | 24 |  |  | 22 | Center Lock-Up |  |  | 67.25 |  |  |  | No |  | No | [20 empty] | D:4 3/4'' H:3/4'' Round |  |  |  |  | 120 | Gold |  |  | Hardwired | 0 | 0 | 0 | 0 | 1 | 0 | 0 | 1 | 0 | 0 | 0 | 785652002311 | 18.25 | 17 | 10.75 | 9.1 | 1.93 | 175 | Yes | [9 empty] | cETL Damp | TOWNER 3L CHAND-848 | Three Light Chandelier |  | 3141303-848.png | 3141303.jpg
3141303-962 | Three Light Chandelier | The Towner lighting collection by Sea Gull Lighting brings mid-century, retro style to the traditional circular silhouette, creating a bold statement that would accent any space in your home. The conical light shades deliver a fun design statement along with the textured cloth cords, which are adjustable for leveling. These fixtures are ideal for dining room lighting, living room lighting and kitchen lighting. The assortment includes three-, five- and seven-light chandeliers, three- and five-light cluster pendants, eight-light island pendants, one-light mini pendants, and one-light wall sconces. The Towner Collection is available in two finishes, Satin Bronze and Brushed Nickel to complete the look. All fixtures are available as ENERGY STAR®-qualified and California Title 24 compliant. | CHANDELIERS | Towner | Chandeliers | Brushed Nickel / Black | 962 / 12 | Steel | Black Steel | D:7" H:8" |  |  | 3 Medium A19 60w |  | 3 | No | [14 empty] | 0 | [12 empty] | 134.98 | 269.96 | 404.94 | D:24'' H:22'' O:67 1/4'' | 7.3 | 24 |  |  | 22 | Center Lock-Up |  |  | 67.25 |  |  |  | No |  | No | [20 empty] | D:4 3/4'' H:3/4'' Round |  |  |  |  | 120 | Clear Silver |  |  | Hardwired | 0 | 0 | 0 | 0 | 1 | 0 | 0 | 1 | 0 | 0 | 0 | 785652002342 | 18.25 | 17 | 10.75 | 9.1 | 1.93 | 175 | Yes | [9 empty] | cETL Damp | TOWNER 3L CHAND-962 | Three Light Chandelier |  | 3141303-962.png | 3141303.jpg
3141303EN3-848 | Three Light Chandelier | The Towner lighting collection by Sea Gull Lighting brings mid-century, retro style to the traditional circular silhouette, creating a bold statement that would accent any space in your home. The conical light shades deliver a fun design statement along with the textured cloth cords, which are adjustable for leveling. These fixtures are ideal for dining room lighting, living room lighting and kitchen lighting. The assortment includes three-, five- and seven-light chandeliers, three- and five-light cluster pendants, eight-light island pendants, one-light mini pendants, and one-light wall sconces. The Towner Collection is available in two finishes, Satin Bronze and Brushed Nickel to complete the look. All fixtures are available as ENERGY STAR®-qualified and California Title 24 compliant. | CHANDELIERS | Towner | Chandeliers | Satin Bronze / Black | 848 / 12 | Steel | Black Steel | D:7" H:8" |  |  | 3 Medium A19 9.3w |  | 3 | Yes | [14 empty] | 0 | [12 empty] | 149.98 | 299.96 | 449.94 | D:24'' H:22'' O:67 1/4'' | 7.3 | 24 |  |  | 22 | Center Lock-Up |  |  | 67.25 |  |  |  | No |  | No | [20 empty] | D:4 3/4'' H:3/4'' Round |  |  |  |  | 120 | Gold |  |  | Hardwired | 0 | 0 | 0 | 1 | 1 | 0 | 0 | 0 | 0 | 0 | 0 | 785652048494 | 18.25 | 17 | 10.75 | 9.1 | 1.93 | 175 | Yes | [9 empty] | cETL Damp | TOWNER 3L CHAND-848 | Three Light Chandelier |  | 3141303EN3-848.jpg | 3141303.jpg
3141303EN3-962 | Three Light Chandelier | The Towner lighting collection by Sea Gull Lighting brings mid-century, retro style to the traditional circular silhouette, creating a bold statement that would accent any space in your home. The conical light shades deliver a fun design statement along with the textured cloth cords, which are adjustable for leveling. These fixtures are ideal for dining room lighting, living room lighting and kitchen lighting. The assortment includes three-, five- and seven-light chandeliers, three- and five-light cluster pendants, eight-light island pendants, one-light mini pendants, and one-light wall sconces. The Towner Collection is available in two finishes, Satin Bronze and Brushed Nickel to complete the look. All fixtures are available as ENERGY STAR®-qualified and California Title 24 compliant. | CHANDELIERS | Towner | Chandeliers | Brushed Nickel / Black | 962 / 12 | Steel | Black Steel | D:7" H:8" |  |  | 3 Medium A19 9.3w |  | 3 | Yes | [14 empty] | 0 | [12 empty] | 149.98 | 299.96 | 449.94 | D:24'' H:22'' O:67 1/4'' | 7.3 | 24 |  |  | 22 | Center Lock-Up |  |  | 67.25 |  |  |  | No |  | No | [20 empty] | D:4 3/4'' H:3/4'' Round |  |  |  |  | 120 | Clear Silver |  |  | Hardwired | 0 | 0 | 0 | 1 | 1 | 0 | 0 | 0 | 0 | 0 | 0 | 785652048500 | 18.25 | 17 | 10.75 | 9.1 | 1.93 | 175 | Yes | [9 empty] | cETL Damp | TOWNER 3L CHAND-962 | Three Light Chandelier |  | 3141303EN3-962.jpg | 3141303.jpg
3141305-848 | Five Light Chandelier | The Towner lighting collection by Sea Gull Lighting brings mid-century, retro style to the traditional circular silhouette, creating a bold statement that would accent any space in your home. The conical light shades deliver a fun design statement along with the textured cloth cords, which are adjustable for leveling. These fixtures are ideal for dining room lighting, living room lighting and kitchen lighting. The assortment includes three-, five- and seven-light chandeliers, three- and five-light cluster pendants, eight-light island pendants, one-light mini pendants, and one-light wall sconces. The Towner Collection is available in two finishes, Satin Bronze and Brushed Nickel to complete the look. All fixtures are available as ENERGY STAR®-qualified and California Title 24 compliant. | CHANDELIERS | Towner | Chandeliers | Satin Bronze / Black | 848 / 12 | Steel | Black Steel | D:7" H:8" |  |  | 5 Medium A19 60w |  | 5 | No | [14 empty] | 0 | [12 empty] | 184.48 | 368.96 | 553.44 | D:29'' H:24 3/4'' O:71'' | 10.6 | 29 |  |  | 24.75 | Center Lock-Up |  |  | 71 |  |  |  | No |  | No | [20 empty] | D:4 3/4'' H:3/4'' Round |  |  |  |  | 120 | Gold |  |  | Hardwired | 0 | 0 | 0 | 0 | 1 | 0 | 0 | 1 | 0 | 0 | 0 | 785652002359 | 23.25 | 19 | 11 | 13.3 | 2.812 | 175 | Yes | [9 empty] | cETL Damp | TOWNER 5L CHAND-848 | Five Light Chandelier |  | 3141305-848.png | 3141305.jpg
3141305-962 | Five Light Chandelier | The Towner lighting collection by Sea Gull Lighting brings mid-century, retro style to the traditional circular silhouette, creating a bold statement that would accent any space in your home. The conical light shades deliver a fun design statement along with the textured cloth cords, which are adjustable for leveling. These fixtures are ideal for dining room lighting, living room lighting and kitchen lighting. The assortment includes three-, five- and seven-light chandeliers, three- and five-light cluster pendants, eight-light island pendants, one-light mini pendants, and one-light wall sconces. The Towner Collection is available in two finishes, Satin Bronze and Brushed Nickel to complete the look. All fixtures are available as ENERGY STAR®-qualified and California Title 24 compliant. | CHANDELIERS | Towner | Chandeliers | Brushed Nickel / Black | 962 / 12 | Steel | Black Steel | D:7" H:8" |  |  | 5 Medium A19 60w |  | 5 | No | [14 empty] | 0 | [12 empty] | 184.48 | 368.96 | 553.44 | D:29'' H:24 3/4'' O:71'' | 10.6 | 29 |  |  | 24.75 | Center Lock-Up |  |  | 71 |  |  |  | No |  | No | [20 empty] | D:4 3/4'' H:3/4'' Round |  |  |  |  | 120 | Clear Silver |  |  | Hardwired | 0 | 0 | 0 | 0 | 1 | 0 | 0 | 1 | 0 | 0 | 0 | 785652002373 | 23.25 | 19 | 11 | 13.3 | 2.812 | 175 | Yes | [9 empty] | cETL Damp | TOWNER 5L CHAND-962 | Five Light Chandelier |  | 3141305-962.png | 3141305.jpg
3141305EN3-848 | Five Light Chandelier | The Towner lighting collection by Sea Gull Lighting brings mid-century, retro style to the traditional circular silhouette, creating a bold statement that would accent any space in your home. The conical light shades deliver a fun design statement along with the textured cloth cords, which are adjustable for leveling. These fixtures are ideal for dining room lighting, living room lighting and kitchen lighting. The assortment includes three-, five- and seven-light chandeliers, three- and five-light cluster pendants, eight-light island pendants, one-light mini pendants, and one-light wall sconces. The Towner Collection is available in two finishes, Satin Bronze and Brushed Nickel to complete the look. All fixtures are available as ENERGY STAR®-qualified and California Title 24 compliant. | CHANDELIERS | Towner | Chandeliers | Satin Bronze / Black | 848 / 12 | Steel | Black Steel | D:7" H:8" |  |  | 5 Medium A19 9.3w |  | 5 | Yes | [14 empty] | 0 | [12 empty] | 215.48 | 430.96 | 646.44 | D:29'' H:24 3/4'' O:71'' | 10.6 | 29 |  |  | 24.75 | Center Lock-Up |  |  | 71 |  |  |  | No |  | No | [20 empty] | D:4 3/4'' H:3/4'' Round |  |  |  |  | 120 | Gold |  |  | Hardwired | 0 | 0 | 0 | 1 | 1 | 0 | 0 | 0 | 0 | 0 | 0 | 785652047336 | 23.25 | 19 | 11 | 13.3 | 2.812 | 175 | Yes | [9 empty] | cETL Damp | TOWNER 5L CHAND-848 | Five Light Chandelier |  | 3141305EN3-848.jpg | 3141305.jpg
3141305EN3-962 | Five Light Chandelier | The Towner lighting collection by Sea Gull Lighting brings mid-century, retro style to the traditional circular silhouette, creating a bold statement that would accent any space in your home. The conical light shades deliver a fun design statement along with the textured cloth cords, which are adjustable for leveling. These fixtures are ideal for dining room lighting, living room lighting and kitchen lighting. The assortment includes three-, five- and seven-light chandeliers, three- and five-light cluster pendants, eight-light island pendants, one-light mini pendants, and one-light wall sconces. The Towner Collection is available in two finishes, Satin Bronze and Brushed Nickel to complete the look. All fixtures are available as ENERGY STAR®-qualified and California Title 24 compliant. | CHANDELIERS | Towner | Chandeliers | Brushed Nickel / Black | 962 / 12 | Steel | Black Steel | D:7" H:8" |  |  | 5 Medium A19 9.3w |  | 5 | Yes | [14 empty] | 0 | [12 empty] | 215.48 | 430.96 | 646.44 | D:29'' H:24 3/4'' O:71'' | 10.6 | 29 |  |  | 24.75 | Center Lock-Up |  |  | 71 |  |  |  | No |  | No | [20 empty] | D:4 3/4'' H:3/4'' Round |  |  |  |  | 120 | Clear Silver |  |  | Hardwired | 0 | 0 | 0 | 1 | 1 | 0 | 0 | 0 | 0 | 0 | 0 | 785652047343 | 23.25 | 19 | 11 | 13.3 | 2.812 | 175 | Yes | [9 empty] | cETL Damp | TOWNER 5L CHAND-962 | Five Light Chandelier |  | 3141305EN3-962.jpg | 3141305.jpg
3141307-848 | Seven Light Chandelier | The Towner lighting collection by Sea Gull Lighting brings mid-century, retro style to the traditional circular silhouette, creating a bold statement that would accent any space in your home. The conical light shades deliver a fun design statement along with the textured cloth cords, which are adjustable for leveling. These fixtures are ideal for dining room lighting, living room lighting and kitchen lighting. The assortment includes three-, five- and seven-light chandeliers, three- and five-light cluster pendants, eight-light island pendants, one-light mini pendants, and one-light wall sconces. The Towner Collection is available in two finishes, Satin Bronze and Brushed Nickel to complete the look. All fixtures are available as ENERGY STAR®-qualified and California Title 24 compliant. | CHANDELIERS | Towner | Chandeliers | Satin Bronze / Black | 848 / 12 | Steel | Black Steel | D:7" H:8" |  |  | 7 Medium A19 60w |  | 7 | No | [14 empty] | 0 | [12 empty] | 244.98 | 489.96 | 734.94 | D:35'' H:27 3/4'' O:74'' | 14.6 | 35 |  |  | 27.75 | Center Lock-Up |  |  | 74 |  |  |  | No |  | No | [20 empty] | D:4 3/4'' H:3/4'' Round |  |  |  |  | 120 | Gold |  |  | Hardwired | 0 | 0 | 0 | 0 | 1 | 0 | 0 | 1 | 0 | 0 | 0 | 785652001215 | 26.75 | 26 | 11 | 18.2 | 4.427 | 175 | Yes | [9 empty] | cETL Damp | TOWNER 7L CHAND-848 | Seven Light Chandelier |  | 3141307-848.png | 3141307.jpg
3141307-962 | Seven Light Chandelier | The Towner lighting collection by Sea Gull Lighting brings mid-century, retro style to the traditional circular silhouette, creating a bold statement that would accent any space in your home. The conical light shades deliver a fun design statement along with the textured cloth cords, which are adjustable for leveling. These fixtures are ideal for dining room lighting, living room lighting and kitchen lighting. The assortment includes three-, five- and seven-light chandeliers, three- and five-light cluster pendants, eight-light island pendants, one-light mini pendants, and one-light wall sconces. The Towner Collection is available in two finishes, Satin Bronze and Brushed Nickel to complete the look. All fixtures are available as ENERGY STAR®-qualified and California Title 24 compliant. | CHANDELIERS | Towner | Chandeliers | Brushed Nickel / Black | 962 / 12 | Steel | Black Steel | D:7" H:8" |  |  | 7 Medium A19 60w |  | 7 | No | [14 empty] | 0 | [12 empty] | 244.98 | 489.96 | 734.94 | D:35'' H:27 3/4'' O:74'' | 14.6 | 35 |  |  | 27.75 | Center Lock-Up |  |  | 74 |  |  |  | No |  | No | [20 empty] | D:4 3/4'' H:3/4'' Round |  |  |  |  | 120 | Clear Silver |  |  | Hardwired | 0 | 0 | 0 | 0 | 1 | 0 | 0 | 1 | 0 | 0 | 0 | 785652002380 | 26.75 | 26 | 11 | 18.2 | 4.427 | 175 | Yes | [9 empty] | cETL Damp | TOWNER 7L CHAND-962 | Seven Light Chandelier |  | 3141307-962.png | 3141307.jpg
3141307EN3-848 | Seven Light Chandelier | The Towner lighting collection by Sea Gull Lighting brings mid-century, retro style to the traditional circular silhouette, creating a bold statement that would accent any space in your home. The conical light shades deliver a fun design statement along with the textured cloth cords, which are adjustable for leveling. These fixtures are ideal for dining room lighting, living room lighting and kitchen lighting. The assortment includes three-, five- and seven-light chandeliers, three- and five-light cluster pendants, eight-light island pendants, one-light mini pendants, and one-light wall sconces. The Towner Collection is available in two finishes, Satin Bronze and Brushed Nickel to complete the look. All fixtures are available as ENERGY STAR®-qualified and California Title 24 compliant. | CHANDELIERS | Towner | Chandeliers | Satin Bronze / Black | 848 / 12 | Steel | Black Steel | D:7" H:8" |  |  | 7 Medium A19 9.3w |  | 7 | Yes | [14 empty] | 0 | [12 empty] | 289.98 | 579.96 | 869.94 | D:35'' H:27 3/4'' O:74'' | 14.6 | 35 |  |  | 27.75 | Center Lock-Up |  |  | 74 |  |  |  | No |  | No | [20 empty] | D:4 3/4'' H:3/4'' Round |  |  |  |  | 120 | Gold |  |  | Hardwired | 0 | 0 | 0 | 1 | 1 | 0 | 0 | 0 | 0 | 0 | 0 | 785652048517 | 26.75 | 26 | 11 | 18.2 | 4.427 | 175 | Yes | [9 empty] | cETL Damp | TOWNER 7L CHAND-848 | Seven Light Chandelier |  | 3141307EN3-848.jpg | 3141307.jpg
3141307EN3-962 | Seven Light Chandelier | The Towner lighting collection by Sea Gull Lighting brings mid-century, retro style to the traditional circular silhouette, creating a bold statement that would accent any space in your home. The conical light shades deliver a fun design statement along with the textured cloth cords, which are adjustable for leveling. These fixtures are ideal for dining room lighting, living room lighting and kitchen lighting. The assortment includes three-, five- and seven-light chandeliers, three- and five-light cluster pendants, eight-light island pendants, one-light mini pendants, and one-light wall sconces. The Towner Collection is available in two finishes, Satin Bronze and Brushed Nickel to complete the look. All fixtures are available as ENERGY STAR®-qualified and California Title 24 compliant. | CHANDELIERS | Towner | Chandeliers | Brushed Nickel / Black | 962 / 12 | Steel | Black Steel | D:7" H:8" |  |  | 7 Medium A19 9.3w |  | 7 | Yes | [14 empty] | 0 | [12 empty] | 289.98 | 579.96 | 869.94 | D:35'' H:27 3/4'' O:74'' | 14.6 | 35 |  |  | 27.75 | Center Lock-Up |  |  | 74 |  |  |  | No |  | No | [20 empty] | D:4 3/4'' H:3/4'' Round |  |  |  |  | 120 | Clear Silver |  |  | Hardwired | 0 | 0 | 0 | 1 | 1 | 0 | 0 | 0 | 0 | 0 | 0 | 785652048524 | 26.75 | 26 | 11 | 18.2 | 4.427 | 175 | Yes | [9 empty] | cETL Damp | TOWNER 7L CHAND-962 | Seven Light Chandelier |  | 3141307EN3-962.jpg | 3141307.jpg
31586-710 | Six Light Chandelier | Imitating the soft glow of beeswax pillar candles, the on-trend Ellington collection by Sea Gull Lighting brings a soothing influence to living spaces. The simple, rustic silhouette of these chandeliers and sconces complements a wide range of decor. And the faux candles, which glow from within, never burn down or drip! Offered in Burnt Sienna finish with Café Tint glass, the assortment includes 18-light, 12-light, nine-light and six-light chandeliers, and a one-light wall/bath fixture. Both incandescent lamping and ENERGY STAR-qualified LED lamping are available; all fixtures are California Title 24 compliant. | CHANDELIERS | Ellington | Chandeliers | Burnt Sienna | 710 | Steel | Cafe Tint with Case White Inside Glass | D:3.125" H:6.25" | D:3.125" |  | 6 Medium A19 60w |  | 6 | No | [14 empty] | 0 | [12 empty] | 249.95 | 499.9 | 749.85 | D:21'' H:20'' O:141'' | 12.1 | 21 |  |  | 20 | Center Lock-Up |  |  | 141 |  |  |  | No |  | No | [20 empty] | D:5 1/2'' H:3/4'' Round |  |  |  |  | 144 |  | 120 |  | Hardwired | 0 | 0 | 0 | 0 | 1 | 0 | 0 | 1 | 1 | 0 | 0 | 785652225482 | 24 | 24 | 10.5 | 19.6 | 3.5 | 175 | Yes | [8 empty] | UL Dry | cUL Dry | ELLINGTON 6L CHAND-710 | Six Light Chandelier |  | 31586-710.jpg | 31586.jpg
31625-782 | Three Light Chandelier | The Wheaton lighting collection by Sea Gull Lighting is a tribute to versatility. The Satin Etched glass can be coupled with either a Brushed Nickel finish for a soft contemporary feel or an Heirloom Bronze finish for a more rustic charm. Wheaton delivers excellent transitional style that can fit within various home decor styles. The assortment includes nine-light, five-light, and three-light chandeliers, pendants in four sizes, both flush and semi-flush ceiling fixtures, as well as one-light, two-light, three-light and four-light wall/bath fixtures. Both incandescent lamping and ENERGY STAR-qualified LED lamping are available. Most of these fixtures easily convert to LED by purchasing LED replacement lamps sold separately. | CHANDELIERS | Wheaton | Chandeliers | Heirloom Bronze | 782 | Steel | Satin Etched Glass | D:6.375" H:4.4375" |  |  | 3 Medium A19 100w |  | 3 | No | [14 empty] | 0 | [12 empty] | 91.48 | 182.96 | 274.44 | D:22'' H:18'' O:142'' | 10 | 22 |  |  | 18 | Center Lock-Up |  |  | 142 |  |  |  | No |  | No | [20 empty] | D:5 1/2'' H:1 1/8'' Round |  |  |  |  | 144 | Brown | 120 | N/A | Hardwired | 0 | 0 | 0 | 0 | 1 | 0 | 0 | 1 | 1 | 0 | 0 | 785652316272 | 20.5 | 9.25 | 16.75 | 12.6 | 1.838 | 125 | Yes | [8 empty] | ETL Dry | cETL Dry | WHEATON 3L CHAND-782 | Three Light Chandelier |  | 31625-782.jpg | 31625.jpg
31625-962 | Three Light Chandelier | The Wheaton lighting collection by Sea Gull Lighting is a tribute to versatility. The Satin Etched glass can be coupled with either a Brushed Nickel finish for a soft contemporary feel or an Heirloom Bronze finish for a more rustic charm. Wheaton delivers excellent transitional style that can fit within various home decor styles. The assortment includes nine-light, five-light, and three-light chandeliers, pendants in four sizes, both flush and semi-flush ceiling fixtures, as well as one-light, two-light, three-light and four-light wall/bath fixtures. Both incandescent lamping and ENERGY STAR-qualified LED lamping are available. Most of these fixtures easily convert to LED by purchasing LED replacement lamps sold separately. | CHANDELIERS | Wheaton | Chandeliers | Brushed Nickel | 962 | Steel | Satin Etched Glass | D:6.375" H:4.4375" |  |  | 3 Medium A19 100w |  | 3 | No | [14 empty] | 0 | [12 empty] | 91.48 | 182.96 | 274.44 | D:22'' H:18'' O:142'' | 10 | 22 |  |  | 18 | Center Lock-Up |  |  | 142 |  |  |  | No |  | No | [20 empty] | D:5 1/2'' H:1 1/8'' Round |  |  |  |  | 144 | Clear | 120 | N/A | Hardwired | 0 | 0 | 0 | 0 | 1 | 0 | 0 | 1 | 1 | 0 | 0 | 785652316203 | 15 | 12.5 | 17.5 | 12 | 1.899 | 125 | Yes | [8 empty] | ETL Dry | cETL Dry | WHEATON 3L CHAND-962 | Three Light Chandelier |  | 31625-962.jpg | 31625.jpg
31625EN3-782 | Three Light Chandelier | The Wheaton lighting collection by Sea Gull Lighting is a tribute to versatility. The Satin Etched glass can be coupled with either a Brushed Nickel finish for a soft contemporary feel or an Heirloom Bronze finish for a more rustic charm. Wheaton delivers excellent transitional style that can fit within various home decor styles. The assortment includes nine-light, five-light, and three-light chandeliers, pendants in four sizes, both flush and semi-flush ceiling fixtures, as well as one-light, two-light, three-light and four-light wall/bath fixtures. Both incandescent lamping and ENERGY STAR-qualified LED lamping are available. Most of these fixtures easily convert to LED by purchasing LED replacement lamps sold separately. | CHANDELIERS | Wheaton | Chandeliers | Heirloom Bronze | 782 | Steel | Satin Etched Glass | D:6.375" H:4.4375" |  |  | 3 Medium A19 9.3w |  | 3 | Yes | [14 empty] | 0 | [12 empty] | 110.48 | 220.96 | 331.44 | D:22'' H:18'' O:142'' | 10 | 22 |  |  | 18 | Center Lock-Up |  |  | 142 |  |  |  | No |  | No | [20 empty] | D:5 1/2'' H:1 1/8'' Round |  |  |  |  | 144 | Brown | 120 | N/A | Hardwired | 0 | 0 | 0 | 1 | 1 | 0 | 0 | 0 | 1 | 0 | 0 | 785652048548 | 20.5 | 9.25 | 16.75 | 12.6 | 1.838 | 125 | Yes | [8 empty] | ETL Dry | cETL Dry | WHEATON 3L CHAND-782 | Three Light Chandelier |  | 31625EN3-782.jpg | 31625.jpg
31625EN3-962 | Three Light Chandelier | The Wheaton lighting collection by Sea Gull Lighting is a tribute to versatility. The Satin Etched glass can be coupled with either a Brushed Nickel finish for a soft contemporary feel or an Heirloom Bronze finish for a more rustic charm. Wheaton delivers excellent transitional style that can fit within various home decor styles. The assortment includes nine-light, five-light, and three-light chandeliers, pendants in four sizes, both flush and semi-flush ceiling fixtures, as well as one-light, two-light, three-light and four-light wall/bath fixtures. Both incandescent lamping and ENERGY STAR-qualified LED lamping are available. Most of these fixtures easily convert to LED by purchasing LED replacement lamps sold separately. | CHANDELIERS | Wheaton | Chandeliers | Brushed Nickel | 962 | Steel | Satin Etched Glass | D:6.375" H:4.4375" |  |  | 3 Medium A19 9.3w |  | 3 | Yes | [14 empty] | 0 | [12 empty] | 110.48 | 220.96 | 331.44 | D:22'' H:18'' O:142'' | 10 | 22 |  |  | 18 | Center Lock-Up |  |  | 142 |  |  |  | No |  | No | [20 empty] | D:5 1/2'' H:1 1/8'' Round |  |  |  |  | 144 | Clear | 120 | N/A | Hardwired | 0 | 0 | 0 | 1 | 1 | 0 | 0 | 0 | 1 | 0 | 0 | 785652048555 | 15 | 12.5 | 17.5 | 12 | 1.899 | 125 | Yes | [8 empty] | ETL Dry | cETL Dry | WHEATON 3L CHAND-962 | Three Light Chandelier |  | 31625EN3-962.jpg | 31625.jpg
31626-782 | Five Light Chandelier | The Wheaton lighting collection by Sea Gull Lighting is a tribute to versatility. The Satin Etched glass can be coupled with either a Brushed Nickel finish for a soft contemporary feel or an Heirloom Bronze finish for a more rustic charm. Wheaton delivers excellent transitional style that can fit within various home decor styles. The assortment includes nine-light, five-light, and three-light chandeliers, pendants in four sizes, both flush and semi-flush ceiling fixtures, as well as one-light, two-light, three-light and four-light wall/bath fixtures. Both incandescent lamping and ENERGY STAR-qualified LED lamping are available. Most of these fixtures easily convert to LED by purchasing LED replacement lamps sold separately. | CHANDELIERS | Wheaton | Chandeliers | Heirloom Bronze | 782 | Steel | Satin Etched Glass | D:6.375" H:4.4375" |  |  | 5 Medium A19 100w |  | 5 | No | [14 empty] | 0 | [12 empty] | 134.48 | 268.96 | 403.44 | D:24'' H:18'' O:142 1/4'' | 12.2 | 24 |  |  | 18 | Center Lock-Up |  |  | 142.25 |  |  |  | No |  | No | [20 empty] | D:5 1/2'' H:1 1/8'' Round |  |  |  |  | 144 | Brown | 120 | N/A | Hardwired | 0 | 0 | 0 | 0 | 1 | 0 | 0 | 1 | 1 | 0 | 0 | 785652316296 | 23 | 10 | 16 | 16 | 2.13 | 125 | Yes | [8 empty] | ETL Dry | cETL Dry | WHEATON 5L CHAND-782 | Five Light Chandelier |  | 31626-782.jpg | 31626.jpg
31626-962 | Five Light Chandelier | The Wheaton lighting collection by Sea Gull Lighting is a tribute to versatility. The Satin Etched glass can be coupled with either a Brushed Nickel finish for a soft contemporary feel or an Heirloom Bronze finish for a more rustic charm. Wheaton delivers excellent transitional style that can fit within various home decor styles. The assortment includes nine-light, five-light, and three-light chandeliers, pendants in four sizes, both flush and semi-flush ceiling fixtures, as well as one-light, two-light, three-light and four-light wall/bath fixtures. Both incandescent lamping and ENERGY STAR-qualified LED lamping are available. Most of these fixtures easily convert to LED by purchasing LED replacement lamps sold separately. | CHANDELIERS | Wheaton | Chandeliers | Brushed Nickel | 962 | Steel | Satin Etched Glass | D:6.375" H:4.4375" |  |  | 5 Medium A19 100w |  | 5 | No | [14 empty] | 0 | [12 empty] | 134.48 | 268.96 | 403.44 | D:24'' H:18'' O:142 1/4'' | 12.2 | 24 |  |  | 18 | Center Lock-Up |  |  | 142.25 |  |  |  | No |  | No | [20 empty] | D:5 1/2'' H:1 1/8'' Round |  |  |  |  | 144 | Clear | 120 | N/A | Hardwired | 0 | 0 | 0 | 0 | 1 | 0 | 0 | 1 | 1 | 0 | 0 | 785652316210 | 23 | 10 | 16 | 16 | 2.13 | 125 | Yes | [8 empty] | ETL Dry | cETL Dry | WHEATON 5L CHAND-962 | Five Light Chandelier |  | 31626-962.jpg | 31626.jpg
31626EN3-782 | Five Light Chandelier | The Wheaton lighting collection by Sea Gull Lighting is a tribute to versatility. The Satin Etched glass can be coupled with either a Brushed Nickel finish for a soft contemporary feel or an Heirloom Bronze finish for a more rustic charm. Wheaton delivers excellent transitional style that can fit within various home decor styles. The assortment includes nine-light, five-light, and three-light chandeliers, pendants in four sizes, both flush and semi-flush ceiling fixtures, as well as one-light, two-light, three-light and four-light wall/bath fixtures. Both incandescent lamping and ENERGY STAR-qualified LED lamping are available. Most of these fixtures easily convert to LED by purchasing LED replacement lamps sold separately. | CHANDELIERS | Wheaton | Chandeliers | Heirloom Bronze | 782 | Steel | Satin Etched Glass | D:6.375" H:4.4375" |  |  | 5 Medium A19 9.3w |  | 5 | Yes | [14 empty] | 0 | [12 empty] | 164.98 | 329.96 | 494.94 | D:24'' H:18'' O:142 1/4'' | 12.2 | 24 |  |  | 18 | Center Lock-Up |  |  | 142.25 |  |  |  | No |  | No | [20 empty] | D:5 1/2'' H:1 1/8'' Round |  |  |  |  | 144 | Brown | 120 | N/A | Hardwired | 0 | 0 | 0 | 1 | 1 | 0 | 0 | 0 | 1 | 0 | 0 | 785652048562 | 23 | 10 | 16 | 16 | 2.13 | 125 | Yes | [8 empty] | ETL Dry | cETL Dry | WHEATON 5L CHAND-782 | Five Light Chandelier |  | 31626EN3-782.jpg | 31626.jpg
31626EN3-962 | Five Light Chandelier | The Wheaton lighting collection by Sea Gull Lighting is a tribute to versatility. The Satin Etched glass can be coupled with either a Brushed Nickel finish for a soft contemporary feel or an Heirloom Bronze finish for a more rustic charm. Wheaton delivers excellent transitional style that can fit within various home decor styles. The assortment includes nine-light, five-light, and three-light chandeliers, pendants in four sizes, both flush and semi-flush ceiling fixtures, as well as one-light, two-light, three-light and four-light wall/bath fixtures. Both incandescent lamping and ENERGY STAR-qualified LED lamping are available. Most of these fixtures easily convert to LED by purchasing LED replacement lamps sold separately. | CHANDELIERS | Wheaton | Chandeliers | Brushed Nickel | 962 | Steel | Satin Etched Glass | D:6.375" H:4.4375" |  |  | 5 Medium A19 9.3w |  | 5 | Yes | [14 empty] | 0 | [12 empty] | 164.98 | 329.96 | 494.94 | D:24'' H:18'' O:142 1/4'' | 12.2 | 24 |  |  | 18 | Center Lock-Up |  |  | 142.25 |  |  |  | No |  | No | [20 empty] | D:5 1/2'' H:1 1/8'' Round |  |  |  |  | 144 | Clear | 120 | N/A | Hardwired | 0 | 0 | 0 | 1 | 1 | 0 | 0 | 0 | 1 | 0 | 0 | 785652048579 | 23 | 10 | 16 | 16 | 2.13 | 125 | Yes | [8 empty] | ETL Dry | cETL Dry | WHEATON 5L CHAND-962 | Five Light Chandelier |  | 31626EN3-962.jpg | 31626.jpg
31627-782 | Nine Light Chandelier | The Wheaton lighting collection by Sea Gull Lighting is a tribute to versatility. The Satin Etched glass can be coupled with either a Brushed Nickel finish for a soft contemporary feel or an Heirloom Bronze finish for a more rustic charm. Wheaton delivers excellent transitional style that can fit within various home decor styles. The assortment includes nine-light, five-light, and three-light chandeliers, pendants in four sizes, both flush and semi-flush ceiling fixtures, as well as one-light, two-light, three-light and four-light wall/bath fixtures. Both incandescent lamping and ENERGY STAR-qualified LED lamping are available. Most of these fixtures easily convert to LED by purchasing LED replacement lamps sold separately. | CHANDELIERS | Wheaton | Chandeliers | Heirloom Bronze | 782 | Steel | Undefined Glass | D:6.375" H:4.4375" |  |  | 9 Medium A19 100w |  | 9 | No | [14 empty] | 0 | [12 empty] | 219.98 | 439.96 | 659.94 | D:31'' H:30 1/4'' O:153'' | 29 | 31 |  |  | 30.25 | Center Lock-Up |  |  | 153 |  |  |  | No |  | No | [20 empty] | D:5 1/2'' H:1 1/8'' Round |  |  |  |  | 144 | Brown | 120 | N/A | Hardwired | 0 | 0 | 0 | 0 | 1 | 0 | 0 | 1 | 1 | 0 | 0 | 785652316142 | 30 | 11 | 29.5 | 36.2 | 5.634 | 125 | Yes | [8 empty] | ETL Dry | cETL Dry | WHEATON 9L CHAND-782 | Nine Light Chandelier |  | 31627-782.jpg | 31627.jpg
31627-962 | Nine Light Chandelier | The Wheaton lighting collection by Sea Gull Lighting is a tribute to versatility. The Satin Etched glass can be coupled with either a Brushed Nickel finish for a soft contemporary feel or an Heirloom Bronze finish for a more rustic charm. Wheaton delivers excellent transitional style that can fit within various home decor styles. The assortment includes nine-light, five-light, and three-light chandeliers, pendants in four sizes, both flush and semi-flush ceiling fixtures, as well as one-light, two-light, three-light and four-light wall/bath fixtures. Both incandescent lamping and ENERGY STAR-qualified LED lamping are available. Most of these fixtures easily convert to LED by purchasing LED replacement lamps sold separately. | CHANDELIERS | Wheaton | Chandeliers | Brushed Nickel | 962 | Steel | Undefined Glass | D:6.375" H:4.4375" |  |  | 9 Medium A19 100w |  | 9 | No | [14 empty] | 0 | [12 empty] | 219.98 | 439.96 | 659.94 | D:31'' H:30 1/4'' O:153'' | 29 | 31 |  |  | 30.25 | Center Lock-Up |  |  | 153 |  |  |  | No |  | No | [20 empty] | D:5 1/2'' H:1 1/8'' Round |  |  |  |  | 144 | Clear | 120 | N/A | Hardwired | 0 | 0 | 0 | 0 | 1 | 0 | 0 | 1 | 1 | 0 | 0 | 785652316135 | 30 | 11 | 29.5 | 36.2 | 5.634 | 125 | Yes | [8 empty] | ETL Dry | cETL Dry | WHEATON 9L CHAND-962 | Nine Light Chandelier |  | 31627-962.jpg | 31627.jpg
31627EN3-782 | Nine Light Chandelier | The Wheaton lighting collection by Sea Gull Lighting is a tribute to versatility. The Satin Etched glass can be coupled with either a Brushed Nickel finish for a soft contemporary feel or an Heirloom Bronze finish for a more rustic charm. Wheaton delivers excellent transitional style that can fit within various home decor styles. The assortment includes nine-light, five-light, and three-light chandeliers, pendants in four sizes, both flush and semi-flush ceiling fixtures, as well as one-light, two-light, three-light and four-light wall/bath fixtures. Both incandescent lamping and ENERGY STAR-qualified LED lamping are available. Most of these fixtures easily convert to LED by purchasing LED replacement lamps sold separately. | CHANDELIERS | Wheaton | Chandeliers | Heirloom Bronze | 782 | Steel | Satin Etched Glass | D:6.375" H:4.4375" |  |  | 9 Medium A19 9.3w |  | 9 | Yes | [14 empty] | 0 | [12 empty] | 269.98 | 539.96 | 809.94 | D:31'' H:30 1/4'' O:153'' | 29 | 31 |  |  | 30.25 | Center Lock-Up |  |  | 153 |  |  |  | No |  | No | [20 empty] | D:5 1/2'' H:1 1/8'' Round |  |  |  |  | 144 | Brown | 120 | N/A | Hardwired | 0 | 0 | 0 | 1 | 1 | 0 | 0 | 0 | 1 | 0 | 0 | 785652048586 | 30 | 11 | 29.5 | 36.2 | 5.634 | 125 | Yes | [8 empty] | ETL Dry | cETL Dry | WHEATON 9L CHAND-782 | Nine Light Chandelier |  | 31627EN3-782.jpg | 31627.jpg
31627EN3-962 | Nine Light Chandelier | The Wheaton lighting collection by Sea Gull Lighting is a tribute to versatility. The Satin Etched glass can be coupled with either a Brushed Nickel finish for a soft contemporary feel or an Heirloom Bronze finish for a more rustic charm. Wheaton delivers excellent transitional style that can fit within various home decor styles. The assortment includes nine-light, five-light, and three-light chandeliers, pendants in four sizes, both flush and semi-flush ceiling fixtures, as well as one-light, two-light, three-light and four-light wall/bath fixtures. Both incandescent lamping and ENERGY STAR-qualified LED lamping are available. Most of these fixtures easily convert to LED by purchasing LED replacement lamps sold separately. | CHANDELIERS | Wheaton | Chandeliers | Brushed Nickel | 962 | Steel | Satin Etched Glass | D:6.375" H:4.4375" |  |  | 9 Medium A19 9.3w |  | 9 | Yes | [14 empty] | 0 | [12 empty] | 269.98 | 539.96 | 809.94 | D:31'' H:30 1/4'' O:153'' | 29 | 31 |  |  | 30.25 | Center Lock-Up |  |  | 153 |  |  |  | No |  | No | [20 empty] | D:5 1/2'' H:1 1/8'' Round |  |  |  |  | 144 | Clear | 120 | N/A | Hardwired | 0 | 0 | 0 | 1 | 1 | 0 | 0 | 0 | 1 | 0 | 0 | 785652048593 | 30 | 11 | 29.5 | 36.2 | 5.634 | 125 | Yes | [8 empty] | ETL Dry | cETL Dry | WHEATON 9L CHAND-962 | Nine Light Chandelier |  | 31627EN3-962.jpg | 31627.jpg
31660-839 | Three Light Chandelier | The Winnetka indoor lighting collection by Sea Gull Lighting has a clean design which lends itself to a modern-mission style. The geometric, cylinder design has subtle ornamentation, while still offering impressive style. The indoor lighting collection is offered in Brushed Nickel or textured Blacksmith finishes, both with Satin Etched glass. The assortment includes 15-light, nine-light, five-light, and three-light chandeliers, pendants in four sizes, both flush and semi-flush ceiling fixtures, as well as one-light, two-light, three-light and four-light wall/bath fixtures. Most of these fixtures easily convert to LED by purchasing LED replacement lamps sold separately. | CHANDELIERS | Winnetka | Chandeliers | Blacksmith | 839 | Steel | Satin Etched Glass | D:4" H:5.75" |  |  | 3 Medium A19 100w |  | 3 | No | [14 empty] | 0 | [12 empty] | 144.98 | 289.96 | 434.94 | D:21'' H:20 1/4'' O:142 1/2'' | 8.9 | 21 |  |  | 20.25 | Center Lock-Up |  |  | 142.5 |  |  |  | No |  | No | [20 empty] | D:6'' H:1 9/16'' Round |  |  |  |  | 144 | Black | 120 | N/A | Hardwired | 0 | 0 | 0 | 0 | 1 | 0 | 0 | 1 | 1 | 0 | 0 | 785652316005 | 20.25 | 9 | 15.5 | 11.5 | 1.635 | 125 | Yes | [8 empty] | ETL Dry | cETL Dry | WINNETKA 3L CHAND-839 | Three Light Chandelier |  | 31660-839.jpg | 31660.jpg
31660-962 | Three Light Chandelier | The Winnetka indoor lighting collection by Sea Gull Lighting has a clean design which lends itself to a modern-mission style. The geometric, cylinder design has subtle ornamentation, while still offering impressive style. The indoor lighting collection is offered in Brushed Nickel or textured Blacksmith finishes, both with Satin Etched glass. The assortment includes 15-light, nine-light, five-light, and three-light chandeliers, pendants in four sizes, both flush and semi-flush ceiling fixtures, as well as one-light, two-light, three-light and four-light wall/bath fixtures. Most of these fixtures easily convert to LED by purchasing LED replacement lamps sold separately. | CHANDELIERS | Winnetka | Chandeliers | Brushed Nickel | 962 | Steel | Satin Etched Glass | D:4" H:5.75" |  |  | 3 Medium A19 100w |  | 3 | No | [14 empty] | 0 | [12 empty] | 144.98 | 289.96 | 434.94 | D:21'' H:20 1/4'' O:142 1/2'' | 8.9 | 21 |  |  | 20.25 | Center Lock-Up |  |  | 142.5 |  |  |  | No |  | No | [20 empty] | D:6'' H:1 9/16'' Round |  |  |  |  | 144 | Clear Silver | 120 | N/A | Hardwired | 0 | 0 | 0 | 0 | 1 | 0 | 0 | 1 | 1 | 0 | 0 | 785652226335 | 20 | 15.5 | 9 | 10.2 | 1.615 | 125 | Yes | [8 empty] | ETL Dry | cETL Dry | WINNETKA 3L CHAND-962 | Three Light Chandelier |  | 31660-962.jpg | 31660.jpg
31660EN3-839 | Three Light Chandelier | The Winnetka indoor lighting collection by Sea Gull Lighting has a clean design which lends itself to a modern-mission style. The geometric, cylinder design has subtle ornamentation, while still offering impressive style. The indoor lighting collection is offered in Brushed Nickel or textured Blacksmith finishes, both with Satin Etched glass. The assortment includes 15-light, nine-light, five-light, and three-light chandeliers, pendants in four sizes, both flush and semi-flush ceiling fixtures, as well as one-light, two-light, three-light and four-light wall/bath fixtures. Most of these fixtures easily convert to LED by purchasing LED replacement lamps sold separately. | CHANDELIERS | Winnetka | Chandeliers | Blacksmith | 839 | Steel | Satin Etched Glass | D:4" H:5.75" |  |  | 3 Medium A19 9.3w |  | 3 | Yes | [14 empty] | 0 | [12 empty] | 158.98 | 317.96 | 476.94 | D:21'' H:20 1/4'' O:142 1/2'' | 8.9 | 21 |  |  | 20.25 | Center Lock-Up |  |  | 142.5 |  |  |  | No |  | No | [20 empty] | D:6'' H:1 9/16'' Round |  |  |  |  | 144 | Black | 120 | N/A | Hardwired | 0 | 0 | 0 | 1 | 1 | 0 | 0 | 0 | 1 | 0 | 0 | 785652047855 | 20.25 | 15.25 | 9.25 | 11 | 1.653 | 125 | Yes | [8 empty] | ETL Dry | cETL Dry | WINNETKA 3L CHAND-839 | Three Light Chandelier |  | 31660EN3-839.jpg | 31660.jpg
31660EN3-962 | Three Light Chandelier | The Winnetka indoor lighting collection by Sea Gull Lighting has a clean design which lends itself to a modern-mission style. The geometric, cylinder design has subtle ornamentation, while still offering impressive style. The indoor lighting collection is offered in Brushed Nickel or textured Blacksmith finishes, both with Satin Etched glass. The assortment includes 15-light, nine-light, five-light, and three-light chandeliers, pendants in four sizes, both flush and semi-flush ceiling fixtures, as well as one-light, two-light, three-light and four-light wall/bath fixtures. Most of these fixtures easily convert to LED by purchasing LED replacement lamps sold separately. | CHANDELIERS | Winnetka | Chandeliers | Brushed Nickel | 962 | Steel | Satin Etched Glass | D:4" H:5.75" |  |  | 3 Medium A19 9.3w |  | 3 | Yes | [14 empty] | 0 | [12 empty] | 158.98 | 317.96 | 476.94 | D:21'' H:20 1/4'' O:142 1/2'' | 8.9 | 21 |  |  | 20.25 | Center Lock-Up |  |  | 142.5 |  |  |  | No |  | No | [20 empty] | D:6'' H:1 9/16'' Round |  |  |  |  | 144 | Clear Silver | 120 | N/A | Hardwired | 0 | 0 | 0 | 1 | 1 | 0 | 0 | 0 | 1 | 0 | 0 | 785652047862 | 20.25 | 15.25 | 9.25 | 11 | 1.653 | 125 | Yes | [8 empty] | ETL Dry | cETL Dry | WINNETKA 3L CHAND-962 | Three Light Chandelier |  | 31660EN3-962.jpg | 31660.jpg
31661-839 | Five Light Chandelier | The Winnetka indoor lighting collection by Sea Gull Lighting has a clean design which lends itself to a modern-mission style. The geometric, cylinder design has subtle ornamentation, while still offering impressive style. The indoor lighting collection is offered in Brushed Nickel or textured Blacksmith finishes, both with Satin Etched glass. The assortment includes 15-light, nine-light, five-light, and three-light chandeliers, pendants in four sizes, both flush and semi-flush ceiling fixtures, as well as one-light, two-light, three-light and four-light wall/bath fixtures. Most of these fixtures easily convert to LED by purchasing LED replacement lamps sold separately. | CHANDELIERS | Winnetka | Chandeliers | Blacksmith | 839 | Steel | Satin Etched Glass | D:4" H:5.75" |  |  | 5 Medium A19 100w |  | 5 | No | [14 empty] | 0 | [12 empty] | 224.98 | 449.96 | 674.94 | D:25'' H:21 1/4'' O:143 1/2'' | 11.16 | 25 |  |  | 21.25 | Center Lock-Up |  |  | 143.5 |  |  |  | No |  | No | [20 empty] | D:6'' H:1 9/16'' Round |  |  |  |  | 144 | Black | 120 | N/A | Hardwired | 0 | 0 | 0 | 0 | 1 | 0 | 0 | 1 | 1 | 0 | 0 | 785652316012 | 26.25 | 12.5 | 16.75 | 14.8 | 3.181 | 175 | Yes | [8 empty] | ETL Dry | cETL Dry | WINNETKA 5L CHAND-839 | Five Light Chandelier |  | 31661-839.jpg | 31661.jpg
31661-962 | Five Light Chandelier | The Winnetka indoor lighting collection by Sea Gull Lighting has a clean design which lends itself to a modern-mission style. The geometric, cylinder design has subtle ornamentation, while still offering impressive style. The indoor lighting collection is offered in Brushed Nickel or textured Blacksmith finishes, both with Satin Etched glass. The assortment includes 15-light, nine-light, five-light, and three-light chandeliers, pendants in four sizes, both flush and semi-flush ceiling fixtures, as well as one-light, two-light, three-light and four-light wall/bath fixtures. Most of these fixtures easily convert to LED by purchasing LED replacement lamps sold separately. | CHANDELIERS | Winnetka | Chandeliers | Brushed Nickel | 962 | Steel | Satin Etched Glass | D:4" H:5.75" |  |  | 5 Medium A19 100w |  | 5 | No | [14 empty] | 0 | [12 empty] | 224.98 | 449.96 | 674.94 | D:25'' H:21 1/4'' O:143 1/2'' | 11.16 | 25 |  |  | 21.25 | Center Lock-Up |  |  | 143.5 |  |  |  | No |  | No | [20 empty] | D:6'' H:1 9/16'' Round |  |  |  |  | 144 | Clear Silver | 120 | N/A | Hardwired | 0 | 0 | 0 | 0 | 1 | 0 | 0 | 1 | 1 | 0 | 0 | 785652226342 | 25 | 16.5 | 11.5 | 14.8 | 2.745 | 175 | Yes | [8 empty] | ETL Dry | cETL Dry | WINNETKA 5L CHAND-962 | Five Light Chandelier |  | 31661-962.jpg | 31661.jpg
31661EN3-839 | Five Light Chandelier | The Winnetka indoor lighting collection by Sea Gull Lighting has a clean design which lends itself to a modern-mission style. The geometric, cylinder design has subtle ornamentation, while still offering impressive style. The indoor lighting collection is offered in Brushed Nickel or textured Blacksmith finishes, both with Satin Etched glass. The assortment includes 15-light, nine-light, five-light, and three-light chandeliers, pendants in four sizes, both flush and semi-flush ceiling fixtures, as well as one-light, two-light, three-light and four-light wall/bath fixtures. Most of these fixtures easily convert to LED by purchasing LED replacement lamps sold separately. | CHANDELIERS | Winnetka | Chandeliers | Blacksmith | 839 | Steel | Satin Etched Glass | D:4" H:5.75" |  |  | 5 Medium A19 9.3w |  | 5 | Yes | [14 empty] | 0 | [12 empty] | 249.98 | 499.96 | 749.94 | D:25'' H:21 1/4'' O:143 1/2'' | 11.16 | 25 |  |  | 21.25 | Center Lock-Up |  |  | 143.5 |  |  |  | No |  | No | [20 empty] | D:6'' H:1 9/16'' Round |  |  |  |  | 144 | Black | 120 | N/A | Hardwired | 0 | 0 | 0 | 1 | 1 | 0 | 0 | 0 | 1 | 0 | 0 | 785652047930 | 25 | 11.5 | 17 | 16.1 | 2.828 | 175 | Yes | [8 empty] | ETL Dry | cETL Dry | WINNETKA 5L CHAND-839 | Five Light Chandelier |  | 31661EN3-839.jpg | 31661.jpg
31661EN3-962 | Five Light Chandelier | The Winnetka indoor lighting collection by Sea Gull Lighting has a clean design which lends itself to a modern-mission style. The geometric, cylinder design has subtle ornamentation, while still offering impressive style. The indoor lighting collection is offered in Brushed Nickel or textured Blacksmith finishes, both with Satin Etched glass. The assortment includes 15-light, nine-light, five-light, and three-light chandeliers, pendants in four sizes, both flush and semi-flush ceiling fixtures, as well as one-light, two-light, three-light and four-light wall/bath fixtures. Most of these fixtures easily convert to LED by purchasing LED replacement lamps sold separately. | CHANDELIERS | Winnetka | Chandeliers | Brushed Nickel | 962 | Steel | Satin Etched Glass | D:4" H:5.75" |  |  | 5 Medium A19 9.3w |  | 5 | Yes | [14 empty] | 0 | [12 empty] | 249.98 | 499.96 | 749.94 | D:25'' H:21 1/4'' O:143 1/2'' | 11.16 | 25 |  |  | 21.25 | Center Lock-Up |  |  | 143.5 |  |  |  | No |  | No | [20 empty] | D:6'' H:1 9/16'' Round |  |  |  |  | 144 | Clear Silver | 120 | N/A | Hardwired | 0 | 0 | 0 | 1 | 1 | 0 | 0 | 0 | 1 | 0 | 0 | 785652047947 | 25 | 11.5 | 17 | 16.1 | 2.828 | 175 | Yes | [8 empty] | ETL Dry | cETL Dry | WINNETKA 5L CHAND-962 | Five Light Chandelier |  | 31661EN3-962.jpg | 31661.jpg
31662-839 | Nine Light Chandelier | The Winnetka indoor lighting collection by Sea Gull Lighting has a clean design which lends itself to a modern-mission style. The geometric, cylinder design has subtle ornamentation, while still offering impressive style. The indoor lighting collection is offered in Brushed Nickel or textured Blacksmith finishes, both with Satin Etched glass. The assortment includes 15-light, nine-light, five-light, and three-light chandeliers, pendants in four sizes, both flush and semi-flush ceiling fixtures, as well as one-light, two-light, three-light and four-light wall/bath fixtures. Most of these fixtures easily convert to LED by purchasing LED replacement lamps sold separately. | CHANDELIERS | Winnetka | Chandeliers | Blacksmith | 839 | Steel | Satin Etched Glass | D:4" H:5.75" |  |  | 9 Medium A19 100w |  | 9 | No | [14 empty] | 0 | [12 empty] | 399.98 | 799.96 | 1199.94 | D:32'' H:31 3/4'' O:154 3/4'' | 24.3 | 32 |  |  | 31.75 | Center Lock-Up |  |  | 154.75 |  |  |  | No |  | No | [20 empty] | D:6'' DP:1 9/16'' |  |  |  |  | 144 | Black | 120 | N/A | Hardwired | 0 | 0 | 0 | 0 | 1 | 0 | 0 | 1 | 1 | 0 | 0 | 785652316029 | 32 | 11.5 | 27.75 | 30.4 | 5.91 | 175 | Yes | [8 empty] | ETL Dry | cETL Dry | WINNETKA 9L CHAND-839 | Nine Light Chandelier |  | 31662-839.jpg | 31662.jpg
31662-962 | Nine Light Chandelier | The Winnetka indoor lighting collection by Sea Gull Lighting has a clean design which lends itself to a modern-mission style. The geometric, cylinder design has subtle ornamentation, while still offering impressive style. The indoor lighting collection is offered in Brushed Nickel or textured Blacksmith finishes, both with Satin Etched glass. The assortment includes 15-light, nine-light, five-light, and three-light chandeliers, pendants in four sizes, both flush and semi-flush ceiling fixtures, as well as one-light, two-light, three-light and four-light wall/bath fixtures. Most of these fixtures easily convert to LED by purchasing LED replacement lamps sold separately. | CHANDELIERS | Winnetka | Chandeliers | Brushed Nickel | 962 | Steel | Satin Etched Glass | D:4" H:5.75" |  |  | 9 Medium A19 100w |  | 9 | No | [14 empty] | 0 | [12 empty] | 399.98 | 799.96 | 1199.94 | D:32'' H:31 3/4'' O:154 3/4'' | 24.3 | 32 |  |  | 31.75 | Center Lock-Up |  |  | 154.75 |  |  |  | No |  | No | [20 empty] | D:6'' DP:1 9/16'' |  |  |  |  | 144 | Clear Silver | 120 | N/A | Hardwired | 0 | 0 | 0 | 0 | 1 | 0 | 0 | 1 | 1 | 0 | 0 | 785652226359 | 32 | 11 | 27.75 | 30.4 | 5.653 | 175 | Yes | [8 empty] | ETL Dry | cETL Dry | WINNETKA 9L CHAND-962 | Nine Light Chandelier |  | 31662-962.jpg | 31662.jpg
31662EN3-839 | Nine Light Chandelier | The Winnetka indoor lighting collection by Sea Gull Lighting has a clean design which lends itself to a modern-mission style. The geometric, cylinder design has subtle ornamentation, while still offering impressive style. The indoor lighting collection is offered in Brushed Nickel or textured Blacksmith finishes, both with Satin Etched glass. The assortment includes 15-light, nine-light, five-light, and three-light chandeliers, pendants in four sizes, both flush and semi-flush ceiling fixtures, as well as one-light, two-light, three-light and four-light wall/bath fixtures. Most of these fixtures easily convert to LED by purchasing LED replacement lamps sold separately. | CHANDELIERS | Winnetka | Chandeliers | Blacksmith | 839 | Steel | Satin Etched Glass | D:4" H:5.75" |  |  | 9 Medium A19 9.3w |  | 9 | Yes | [14 empty] | 0 | [12 empty] | 449.98 | 899.96 | 1349.94 | D:32'' H:31 3/4'' O:154 3/4'' | 24.3 | 32 |  |  | 31.75 | Center Lock-Up |  |  | 154.75 |  |  |  | No |  | No | [20 empty] | D:6'' DP:1 9/16'' |  |  |  |  | 144 | Black | 120 | N/A | Hardwired | 0 | 0 | 0 | 1 | 1 | 0 | 0 | 0 | 1 | 0 | 0 | 785652047954 | 32 | 11.5 | 27.75 | 30.4 | 5.91 | 175 | Yes | [8 empty] | ETL Dry | cETL Dry | WINNETKA 9L CHAND-839 | Nine Light Chandelier |  | 31662EN3-839.jpg | 31662.jpg
31662EN3-962 | Nine Light Chandelier | The Winnetka indoor lighting collection by Sea Gull Lighting has a clean design which lends itself to a modern-mission style. The geometric, cylinder design has subtle ornamentation, while still offering impressive style. The indoor lighting collection is offered in Brushed Nickel or textured Blacksmith finishes, both with Satin Etched glass. The assortment includes 15-light, nine-light, five-light, and three-light chandeliers, pendants in four sizes, both flush and semi-flush ceiling fixtures, as well as one-light, two-light, three-light and four-light wall/bath fixtures. Most of these fixtures easily convert to LED by purchasing LED replacement lamps sold separately. | CHANDELIERS | Winnetka | Chandeliers | Brushed Nickel | 962 | Steel | Satin Etched Glass | D:4" H:5.75" |  |  | 9 Medium A19 9.3w |  | 9 | Yes | [14 empty] | 0 | [12 empty] | 449.98 | 899.96 | 1349.94 | D:32'' H:31 3/4'' O:154 3/4'' | 24.3 | 32 |  |  | 31.75 | Center Lock-Up |  |  | 154.75 |  |  |  | No |  | No | [20 empty] | D:6'' DP:1 9/16'' |  |  |  |  | 144 | Clear Silver | 120 | N/A | Hardwired | 0 | 0 | 0 | 1 | 1 | 0 | 0 | 0 | 1 | 0 | 0 | 785652047961 | 32 | 11 | 27.75 | 30.4 | 5.653 | 175 | Yes | [8 empty] | ETL Dry | cETL Dry | WINNETKA 9L CHAND-962 | Nine Light Chandelier |  | 31662EN3-962.jpg | 31662.jpg
31663-839 | Fifteen Light Chandelier | The Winnetka indoor lighting collection by Sea Gull Lighting has a clean design which lends itself to a modern-mission style. The geometric, cylinder design has subtle ornamentation, while still offering impressive style. The indoor lighting collection is offered in Brushed Nickel or textured Blacksmith finishes, both with Satin Etched glass. The assortment includes 15-light, nine-light, five-light, and three-light chandeliers, pendants in four sizes, both flush and semi-flush ceiling fixtures, as well as one-light, two-light, three-light and four-light wall/bath fixtures. Most of these fixtures easily convert to LED by purchasing LED replacement lamps sold separately. | CHANDELIERS | Winnetka | Chandeliers | Blacksmith | 839 | Steel | Satin Etched Glass | D:4" H:5.75" |  |  | 15 Medium A19 60w |  | 15 | No | [14 empty] | 0 | [12 empty] | 674.98 | 1349.96 | 2024.94 | D:46 1/2'' H:42 3/4'' O:165 1/4'' | 41.6 | 46.5 |  |  | 42.75 | Center Lock-Up |  |  | 165.25 |  |  |  | No |  | No | [20 empty] | D:6'' DP:1 9/16'' |  |  |  |  | 144 | Black | 120 | N/A | Hardwired | 0 | 0 | 0 | 0 | 1 | 0 | 0 | 1 | 1 | 0 | 0 | 785652316036 | 48.5 | 12.25 | 37.25 | 50.2 | 12.807 | 250 | Yes | [8 empty] | ETL Dry | cETL Dry | WINNETKA 15L CHAND-839 | Fifteen Light Chandelier | Fixture loop changed to brass 5/7/2013 | 31663-839.jpg | 31663.jpg
31663-962 | Fifteen Light Chandelier | The Winnetka indoor lighting collection by Sea Gull Lighting has a clean design which lends itself to a modern-mission style. The geometric, cylinder design has subtle ornamentation, while still offering impressive style. The indoor lighting collection is offered in Brushed Nickel or textured Blacksmith finishes, both with Satin Etched glass. The assortment includes 15-light, nine-light, five-light, and three-light chandeliers, pendants in four sizes, both flush and semi-flush ceiling fixtures, as well as one-light, two-light, three-light and four-light wall/bath fixtures. Most of these fixtures easily convert to LED by purchasing LED replacement lamps sold separately. | CHANDELIERS | Winnetka | Chandeliers | Brushed Nickel | 962 | Steel | Satin Etched Glass | D:4" H:5.75" |  |  | 15 Medium A19 60w |  | 15 | No | [14 empty] | 0 | [12 empty] | 674.98 | 1349.96 | 2024.94 | D:46 1/2'' H:42 3/4'' O:165 1/4'' | 41.6 | 46.5 |  |  | 42.75 | Center Lock-Up |  |  | 165.25 |  |  |  | No |  | No | [20 empty] | D:6'' DP:1 9/16'' |  |  |  |  | 144 | Clear Silver | 120 | N/A | Hardwired | 0 | 0 | 0 | 0 | 1 | 0 | 0 | 1 | 1 | 0 | 0 | 785652226366 | 48 | 37.25 | 12 | 44.6 | 12.417 | 250 | Yes | [8 empty] | ETL Dry | cETL Dry | WINNETKA 15L CHAND-962 | Fifteen Light Chandelier |  | 31663-962.jpg | 31663.jpg
31663EN3-839 | Fifteen Light Chandelier | The Winnetka indoor lighting collection by Sea Gull Lighting has a clean design which lends itself to a modern-mission style. The geometric, cylinder design has subtle ornamentation, while still offering impressive style. The indoor lighting collection is offered in Brushed Nickel or textured Blacksmith finishes, both with Satin Etched glass. The assortment includes 15-light, nine-light, five-light, and three-light chandeliers, pendants in four sizes, both flush and semi-flush ceiling fixtures, as well as one-light, two-light, three-light and four-light wall/bath fixtures. Most of these fixtures easily convert to LED by purchasing LED replacement lamps sold separately. | CHANDELIERS | Winnetka | Chandeliers | Blacksmith | 839 | Steel | Satin Etched Glass | D:4" H:5.75" |  |  | 15 Medium A19 9.3w |  | 15 | Yes | [14 empty] | 0 | [12 empty] | 749.98 | 1499.96 | 2249.94 | D:46 1/2'' H:42 3/4'' O:165 1/4'' | 41.6 | 46.5 |  |  | 42.75 | Center Lock-Up |  |  | 165.25 |  |  |  | No |  | No | [20 empty] | D:6'' DP:1 9/16'' |  |  |  |  | 144 | Black | 120 | N/A | Hardwired | 0 | 0 | 0 | 1 | 1 | 0 | 0 | 0 | 1 | 0 | 0 | 785652047695 | 48.5 | 12.25 | 37.25 | 50.2 | 12.807 | 250 | Yes | [8 empty] | ETL Dry | cETL Dry | WINNETKA 15L CHAND-839 | Fifteen Light Chandelier |  | 31663EN3-839.jpg | 31663.jpg
31663EN3-962 | Fifteen Light Chandelier | The Winnetka indoor lighting collection by Sea Gull Lighting has a clean design which lends itself to a modern-mission style. The geometric, cylinder design has subtle ornamentation, while still offering impressive style. The indoor lighting collection is offered in Brushed Nickel or textured Blacksmith finishes, both with Satin Etched glass. The assortment includes 15-light, nine-light, five-light, and three-light chandeliers, pendants in four sizes, both flush and semi-flush ceiling fixtures, as well as one-light, two-light, three-light and four-light wall/bath fixtures. Most of these fixtures easily convert to LED by purchasing LED replacement lamps sold separately. | CHANDELIERS | Winnetka | Chandeliers | Brushed Nickel | 962 | Steel | Satin Etched Glass | D:4" H:5.75" |  |  | 15 Medium A19 9.3w |  | 15 | Yes | [14 empty] | 0 | [12 empty] | 749.98 | 1499.96 | 2249.94 | D:46 1/2'' H:42 3/4'' O:165 1/4'' | 41.6 | 46.5 |  |  | 42.75 | Center Lock-Up |  |  | 165.25 |  |  |  | No |  | No | [20 empty] | D:6'' DP:1 9/16'' |  |  |  |  | 144 | Clear Silver | 120 | N/A | Hardwired | 0 | 0 | 0 | 1 | 1 | 0 | 0 | 0 | 1 | 0 | 0 | 785652047701 | 48 | 37.25 | 12 | 44.6 | 12.417 | 250 | Yes | [8 empty] | ETL Dry | cETL Dry | WINNETKA 15L CHAND-962 | Fifteen Light Chandelier |  | 31663EN3-962.jpg | 31663.jpg
3175905-112 | Five Light Chandelier |  | CHANDELIERS | Summer | Chandeliers | Satin Bronze / Midnight Black | 848 / 112 | Steel | Midnight Black Steel |  |  |  | 5 Medium A19 60w |  | 5 | No | [14 empty] | 0 | [12 empty] | 199.5 | 399 | 598.5 | D:30'' H:21 1/4'' |  | 30 |  |  | 21.25 | Screw Collar - Stem | [6 empty] | No |  | No | [20 empty] | D:5'' H:1'' Round | [5 empty] | Clear Gold |  |  | Hardwired | 0 | 0 | 0 | 0 | 1 | 0 | 0 | 1 | 0 | 0 | 0 | 785652085437 | [16 empty] | cETL Damp | SUMMER 5L CHAND-112 | Five Light Chandelier |  | 3175905-112.jpg | 3175905.jpg
3175905-115 | Five Light Chandelier |  | CHANDELIERS | Summer | Chandeliers | Satin Bronze / Matte White | 848 / 115 | Steel | Matte White Steel |  |  |  | 5 Medium A19 60w |  | 5 | No | [14 empty] | 0 | [12 empty] | 199.5 | 399 | 598.5 | D:30'' H:21 1/4'' |  | 30 |  |  | 21.25 | Screw Collar - Stem | [6 empty] | No |  | No | [20 empty] | D:5'' H:1'' Round | [5 empty] | Clear Gold |  |  | Hardwired | 0 | 0 | 0 | 0 | 1 | 0 | 0 | 1 | 0 | 0 | 0 | 785652085444 | [16 empty] | cETL Damp | SUMMER 5L CHAND-115 | Five Light Chandelier |  | 3175905-115.jpg | 3175905.jpg
31806-782 | Three Light Chandelier | The Holman collection by Sea Gull Lighting brings versatility and style to those just starting out. With softly flared glass and curved arms, there is just enough detail to give the overall look a lift while keeping it simple enough for those on a budget. Several chandeliers and sconces can be installed with lighting shining up or down, allowing the fixture to be customized for the specific space and function. Offered in a Brushed Nickel finish or Heirloom Bronze finish, both with Satin Etched glass. The assortment includes nine-light, five-light and three-light chandeliers, pendants in five sizes, both flush and semi-flush ceiling fixtures, as well as one-light, two-light three-light and four-light wall/bath fixtures. Both incandescent lamping and ENERGY STAR-qualified LED lamping are available. All fixtures are California Title 24 compliant. | CHANDELIERS | Holman | Chandeliers | Heirloom Bronze | 782 | Steel | Satin Etched Glass | D:5.25" H:4.25" |  |  | 3 Medium A19 60w |  | 3 | No | [14 empty] | 0 | [12 empty] | 64.48 | 128.96 | 193.44 | D:18'' H:10 1/4'' O:49 1/4'' | 5.5 | 18 |  |  | 10.25 | Center Lock-Up | 13.75 |  | 49.25 |  |  |  | No |  | No | [20 empty] | D:5'' H:1'' Round |  |  |  |  | 72 | Brown | 36 |  | Hardwired | 0 | 0 | 0 | 0 | 1 | 0 | 0 | 1 | 1 | 1 | 0 | 785652058660 | 17.75 | 16.75 | 8 | 7.5 | 1.376 | 175 | Yes | [8 empty] | UL Dry | cUL Dry | HOLMAN 3L CHAND-782 | Three Light Chandelier |  | 31806-782.png | 31806.jpg
31806-962 | Three Light Chandelier | The Holman collection by Sea Gull Lighting brings versatility and style to those just starting out. With softly flared glass and curved arms, there is just enough detail to give the overall look a lift while keeping it simple enough for those on a budget. Several chandeliers and sconces can be installed with lighting shining up or down, allowing the fixture to be customized for the specific space and function. Offered in a Brushed Nickel finish or Heirloom Bronze finish, both with Satin Etched glass. The assortment includes nine-light, five-light and three-light chandeliers, pendants in five sizes, both flush and semi-flush ceiling fixtures, as well as one-light, two-light three-light and four-light wall/bath fixtures. Both incandescent lamping and ENERGY STAR-qualified LED lamping are available. All fixtures are California Title 24 compliant. | CHANDELIERS | Holman | Chandeliers | Brushed Nickel | 962 | Steel | Satin Etched Glass | D:5.25" H:4.25" |  |  | 3 Medium A19 60w |  | 3 | No | [14 empty] | 0 | [12 empty] | 64.48 | 128.96 | 193.44 | D:18'' H:10 1/4'' O:49 1/4'' | 5.5 | 18 |  |  | 10.25 | Center Lock-Up | 13.75 |  | 49.25 |  |  |  | No |  | No | [20 empty] | D:5'' H:1'' Round |  |  |  |  | 72 | Clear | 36 |  | Hardwired | 0 | 0 | 0 | 0 | 1 | 0 | 0 | 1 | 1 | 1 | 0 | 785652227196 | 17.5 | 16.5 | 7.75 | 7.4 | 1.295 | 175 | Yes | [8 empty] | UL Dry | cUL Dry | HOLMAN 3L CHAND-962 | Three Light Chandelier | Downlight Height: 13.75 | 31806-962.jpg | 31806.jpg
31806EN3-782 | Three Light Chandelier | The Holman collection by Sea Gull Lighting brings versatility and style to those just starting out. With softly flared glass and curved arms, there is just enough detail to give the overall look a lift while keeping it simple enough for those on a budget. Several chandeliers and sconces can be installed with lighting shining up or down, allowing the fixture to be customized for the specific space and function. Offered in a Brushed Nickel finish or Heirloom Bronze finish, both with Satin Etched glass. The assortment includes nine-light, five-light and three-light chandeliers, pendants in five sizes, both flush and semi-flush ceiling fixtures, as well as one-light, two-light three-light and four-light wall/bath fixtures. Both incandescent lamping and ENERGY STAR-qualified LED lamping are available. All fixtures are California Title 24 compliant. | CHANDELIERS | Holman | Chandeliers | Heirloom Bronze | 782 | Steel | Satin Etched Glass | D:5.25" H:4.25" |  |  | 3 Medium A19 9.3w |  | 3 | Yes | [14 empty] | 0 | [12 empty] | 82.48 | 164.96 | 247.44 | D:18'' H:10 1/4'' O:49 1/4'' | 5.5 | 18 |  |  | 10.25 | Center Lock-Up | 13.75 |  | 49.25 |  |  |  | No |  | No | [20 empty] | D:5'' H:1'' Round |  |  |  |  | 72 | Brown | 36 |  | Hardwired | 0 | 0 | 0 | 1 | 1 | 0 | 0 | 0 | 1 | 1 | 0 | 785652059155 | 17.75 | 16.75 | 8 | 7.5 | 1.376 | 175 | Yes | [8 empty] | UL Dry | cUL Dry | HOLMAN 3L CHAND-782 | Three Light Chandelier |  | 31806EN3-782.png | 31806EN3.jpg
31806EN3-962 | Three Light Chandelier | The Holman collection by Sea Gull Lighting brings versatility and style to those just starting out. With softly flared glass and curved arms, there is just enough detail to give the overall look a lift while keeping it simple enough for those on a budget. Several chandeliers and sconces can be installed with lighting shining up or down, allowing the fixture to be customized for the specific space and function. Offered in a Brushed Nickel finish or Heirloom Bronze finish, both with Satin Etched glass. The assortment includes nine-light, five-light and three-light chandeliers, pendants in five sizes, both flush and semi-flush ceiling fixtures, as well as one-light, two-light three-light and four-light wall/bath fixtures. Both incandescent lamping and ENERGY STAR-qualified LED lamping are available. All fixtures are California Title 24 compliant. | CHANDELIERS | Holman | Chandeliers | Brushed Nickel | 962 | Steel | Satin Etched Glass | D:5.25" H:4.25" |  |  | 3 Medium A19 9.3w |  | 3 | Yes | [14 empty] | 0 | [12 empty] | 82.48 | 164.96 | 247.44 | D:18'' H:10 1/4'' O:49 1/4'' | 5.5 | 18 |  |  | 10.25 | Center Lock-Up | 13.75 |  | 49.25 |  |  |  | No |  | No | [20 empty] | D:5'' H:1'' Round |  |  |  |  | 72 | Clear | 36 |  | Hardwired | 0 | 0 | 0 | 1 | 1 | 0 | 0 | 0 | 1 | 1 | 0 | 785652054051 | 17.5 | 16.5 | 7.75 | 7.4 | 1.295 | 175 | Yes | [8 empty] | UL Dry | cUL Dry | HOLMAN 3L CHAND-962 | Three Light Chandelier |  | 31806EN3-962.jpg | 31806.jpg
3180706-848 | Six Light Chandelier |  | CHANDELIERS | Jackie | Chandeliers | Satin Bronze | 848 | Steel |  |  |  |  | 6 Candelabra B10 Torpedo 60w |  | 6 | No | [14 empty] | 0 | [12 empty] | 299.5 | 599 | 898.5 | D:20'' H:27 5/8'' |  | 20 |  |  | 27.625 | Screw Collar - Chain | [6 empty] | No |  | No | [20 empty] | D:5'' H:1'' Round | [5 empty] | Clear Gold |  |  | Hardwired | 0 | 0 | 0 | 0 | 1 | 0 | 0 | 1 | 1 | 0 | 0 | 785652085260 | [16 empty] | cETL Damp | JACKIE 6L SM CHAND-848 | Six Light Chandelier |  | 3180706-848.jpg | 3180706.jpg
3180706-962 | Six Light Chandelier |  | CHANDELIERS | Jackie | Chandeliers | Brushed Nickel | 962 | Steel |  |  |  |  | 6 Candelabra B10 Torpedo 60w |  | 6 | No | [14 empty] | 0 | [12 empty] | 299.5 | 599 | 898.5 | D:20'' H:27 5/8'' |  | 20 |  |  | 27.625 | Screw Collar - Chain | [6 empty] | No |  | No | [20 empty] | D:5'' H:1'' Round | [5 empty] | Clear Silver |  |  | Hardwired | 0 | 0 | 0 | 0 | 1 | 0 | 0 | 1 | 1 | 0 | 0 | 785652085369 | [16 empty] | cETL Damp | JACKIE 6L SM CHAND-962 | Six Light Chandelier |  | 3180706-962.jpg | 3180706.jpg
31807-782 | Three Light Chandelier | The Holman collection by Sea Gull Lighting brings versatility and style to those just starting out. With softly flared glass and curved arms, there is just enough detail to give the overall look a lift while keeping it simple enough for those on a budget. Several chandeliers and sconces can be installed with lighting shining up or down, allowing the fixture to be customized for the specific space and function. Offered in a Brushed Nickel finish or Heirloom Bronze finish, both with Satin Etched glass. The assortment includes nine-light, five-light and three-light chandeliers, pendants in five sizes, both flush and semi-flush ceiling fixtures, as well as one-light, two-light three-light and four-light wall/bath fixtures. Both incandescent lamping and ENERGY STAR-qualified LED lamping are available. All fixtures are California Title 24 compliant. | CHANDELIERS | Holman | Chandeliers | Heirloom Bronze | 782 | Steel |  |  |  |  | 3 Candelabra B Torpedo 60w |  | 3 | No | [14 empty] | 0 | [12 empty] | 60.48 | 120.96 | 181.44 | D:16'' H:14 3/4'' O:53 3/4'' | 2.7 | 16 |  |  | 14.75 | Center Lock-Up |  |  | 53.75 |  |  |  | No |  | No | [20 empty] | D:5'' H:1'' Round |  |  |  |  | 72 | Brown | 36 |  | Hardwired | 0 | 0 | 0 | 0 | 1 | 0 | 0 | 1 | 1 | 0 | 0 | 785652058677 | 16.25 | 14.5 | 7.75 | 4.5 | 1.057 | 175 | Yes | [8 empty] | UL Dry | cUL Dry | HOLMAN 3L CHAND-782 | Three Light Chandelier |  | 31807-782.png | 31807.jpg
31807-962 | Three Light Chandelier | The Holman collection by Sea Gull Lighting brings versatility and style to those just starting out. With softly flared glass and curved arms, there is just enough detail to give the overall look a lift while keeping it simple enough for those on a budget. Several chandeliers and sconces can be installed with lighting shining up or down, allowing the fixture to be customized for the specific space and function. Offered in a Brushed Nickel finish or Heirloom Bronze finish, both with Satin Etched glass. The assortment includes nine-light, five-light and three-light chandeliers, pendants in five sizes, both flush and semi-flush ceiling fixtures, as well as one-light, two-light three-light and four-light wall/bath fixtures. Both incandescent lamping and ENERGY STAR-qualified LED lamping are available. All fixtures are California Title 24 compliant. | CHANDELIERS | Holman | Chandeliers | Brushed Nickel | 962 | Steel |  |  |  |  | 3 Candelabra B Torpedo 60w |  | 3 | No | [14 empty] | 0 | [12 empty] | 60.48 | 120.96 | 181.44 | D:16'' H:14 3/4'' O:53 3/4'' | 2.7 | 16 |  |  | 14.75 | Center Lock-Up |  |  | 53.75 |  |  |  | No |  | No | [20 empty] | D:5'' H:1'' Round |  |  |  |  | 72 | Clear | 36 |  | Hardwired | 0 | 0 | 0 | 0 | 1 | 0 | 0 | 1 | 1 | 0 | 0 | 785652227240 | 16.25 | 14.5 | 7.75 | 4.5 | 1.057 | 175 | Yes | [8 empty] | UL Dry | cUL Dry | HOLMAN 3L CHAND-962 | Three Light Chandelier |  | 31807-962.jpg | 31807.jpg
31807EN-782 | Three Light Chandelier | The Holman collection by Sea Gull Lighting brings versatility and style to those just starting out. With softly flared glass and curved arms, there is just enough detail to give the overall look a lift while keeping it simple enough for those on a budget. Several chandeliers and sconces can be installed with lighting shining up or down, allowing the fixture to be customized for the specific space and function. Offered in a Brushed Nickel finish or Heirloom Bronze finish, both with Satin Etched glass. The assortment includes nine-light, five-light and three-light chandeliers, pendants in five sizes, both flush and semi-flush ceiling fixtures, as well as one-light, two-light three-light and four-light wall/bath fixtures. Both incandescent lamping and ENERGY STAR-qualified LED lamping are available. All fixtures are California Title 24 compliant. | CHANDELIERS | Holman | Chandeliers | Heirloom Bronze | 782 | Steel |  |  |  |  | 3 Candelabra Torpedo 3.5w |  | 3 | Yes | [14 empty] | 0 | [12 empty] | 74.98 | 149.96 | 224.94 | D:16'' H:14 3/4'' O:53 3/4'' | 2.7 | 16 |  |  | 14.75 | Center Lock-Up |  |  | 53.75 |  |  |  | No |  | No | [20 empty] | D:5'' H:1'' Round |  |  |  |  | 72 | Brown | 36 |  | Hardwired | 0 | 0 | 0 | 1 | 1 | 0 | 0 | 0 | 1 | 0 | 0 | 785652059162 | 16.25 | 14.5 | 7.75 | 4.5 | 1.057 | 175 | Yes | [8 empty] | UL Dry | cUL Dry | HOLMAN 3L CHAND-782 | Three Light Chandelier |  | 31807EN-782.jpg | 31807EN.jpg
31807EN-962 | Three Light Chandelier | The Holman collection by Sea Gull Lighting brings versatility and style to those just starting out. With softly flared glass and curved arms, there is just enough detail to give the overall look a lift while keeping it simple enough for those on a budget. Several chandeliers and sconces can be installed with lighting shining up or down, allowing the fixture to be customized for the specific space and function. Offered in a Brushed Nickel finish or Heirloom Bronze finish, both with Satin Etched glass. The assortment includes nine-light, five-light and three-light chandeliers, pendants in five sizes, both flush and semi-flush ceiling fixtures, as well as one-light, two-light three-light and four-light wall/bath fixtures. Both incandescent lamping and ENERGY STAR-qualified LED lamping are available. All fixtures are California Title 24 compliant. | CHANDELIERS | Holman | Chandeliers | Brushed Nickel | 962 | Steel |  |  |  |  | 3 Candelabra Torpedo 3.5w |  | 3 | Yes | [14 empty] | 0 | [12 empty] | 74.98 | 149.96 | 224.94 | D:16'' H:14 3/4'' O:53 3/4'' | 2.7 | 16 |  |  | 14.75 | Center Lock-Up |  |  | 53.75 |  |  |  | No |  | No | [20 empty] | D:5'' H:1'' Round |  |  |  |  | 72 | Clear | 36 |  | Hardwired | 0 | 0 | 0 | 1 | 1 | 0 | 0 | 0 | 1 | 0 | 0 | 785652028748 | 16 | 14.5 | 7.25 | 4.5 | 0.973 | 175 | Yes | [8 empty] | UL Dry | cUL Dry | HOLMAN 3L CHAND-962 | Three Light Chandelier |  | 31807EN-962.jpg | 31807.jpg
31808-782 | Five Light Chandelier | The Holman collection by Sea Gull Lighting brings versatility and style to those just starting out. With softly flared glass and curved arms, there is just enough detail to give the overall look a lift while keeping it simple enough for those on a budget. Several chandeliers and sconces can be installed with lighting shining up or down, allowing the fixture to be customized for the specific space and function. Offered in a Brushed Nickel finish or Heirloom Bronze finish, both with Satin Etched glass. The assortment includes nine-light, five-light and three-light chandeliers, pendants in five sizes, both flush and semi-flush ceiling fixtures, as well as one-light, two-light three-light and four-light wall/bath fixtures. Both incandescent lamping and ENERGY STAR-qualified LED lamping are available. All fixtures are California Title 24 compliant. | CHANDELIERS | Holman | Chandeliers | Heirloom Bronze | 782 | Steel | Satin Etched Glass | D:5.25" H:4.25" |  |  | 5 Medium A19 60w |  | 5 | No | [14 empty] | 0 | [12 empty] | 93.98 | 187.96 | 281.94 | D:20'' H:12 1/2'' O:51 1/2'' | 8.7 | 20 |  |  | 12.5 | Center Lock-Up | 14.75 |  | 51.5 |  |  |  | No |  | No | [20 empty] | D:5'' H:1'' Round |  |  |  |  | 72 | Brown | 36 |  | Hardwired | 0 | 0 | 0 | 0 | 1 | 0 | 0 | 1 | 1 | 1 | 0 | 785652058684 | 21 | 20.75 | 8 | 10.9 | 2.017 | 175 | Yes | [8 empty] | UL Dry | cUL Dry | HOLMAN 5L CHAND-782 | Five Light Chandelier |  | 31808-782.png | 31808.jpg
31808-962 | Five Light Chandelier | The Holman collection by Sea Gull Lighting brings versatility and style to those just starting out. With softly flared glass and curved arms, there is just enough detail to give the overall look a lift while keeping it simple enough for those on a budget. Several chandeliers and sconces can be installed with lighting shining up or down, allowing the fixture to be customized for the specific space and function. Offered in a Brushed Nickel finish or Heirloom Bronze finish, both with Satin Etched glass. The assortment includes nine-light, five-light and three-light chandeliers, pendants in five sizes, both flush and semi-flush ceiling fixtures, as well as one-light, two-light three-light and four-light wall/bath fixtures. Both incandescent lamping and ENERGY STAR-qualified LED lamping are available. All fixtures are California Title 24 compliant. | CHANDELIERS | Holman | Chandeliers | Brushed Nickel | 962 | Steel | Satin Etched Glass | D:5.25" H:4.25" |  |  | 5 Medium A19 60w |  | 5 | No | [14 empty] | 0 | [12 empty] | 93.98 | 187.96 | 281.94 | D:20'' H:12 1/2'' O:51 1/2'' | 8.7 | 20 |  |  | 12.5 | Center Lock-Up | 14.75 |  | 51.5 |  |  |  | No |  | No | [20 empty] | D:5'' H:1'' Round |  |  |  |  | 72 | Clear | 36 |  | Hardwired | 0 | 0 | 0 | 0 | 1 | 0 | 0 | 1 | 1 | 1 | 0 | 785652227271 | 21 | 20.75 | 8 | 10.9 | 2.017 | 175 | Yes | [8 empty] | UL Dry | cUL Dry | HOLMAN 5L CHAND-962 | Five Light Chandelier | Downlight Height: 14.75 | 31808-962.jpg | 31808.jpg
31808EN3-782 | Five Light Chandelier | The Holman collection by Sea Gull Lighting brings versatility and style to those just starting out. With softly flared glass and curved arms, there is just enough detail to give the overall look a lift while keeping it simple enough for those on a budget. Several chandeliers and sconces can be installed with lighting shining up or down, allowing the fixture to be customized for the specific space and function. Offered in a Brushed Nickel finish or Heirloom Bronze finish, both with Satin Etched glass. The assortment includes nine-light, five-light and three-light chandeliers, pendants in five sizes, both flush and semi-flush ceiling fixtures, as well as one-light, two-light three-light and four-light wall/bath fixtures. Both incandescent lamping and ENERGY STAR-qualified LED lamping are available. All fixtures are California Title 24 compliant. | CHANDELIERS | Holman | Chandeliers | Heirloom Bronze | 782 | Steel | Satin Etched Glass | D:5.25" H:4.25" |  |  | 5 Medium A19 9.3w |  | 5 | Yes | [14 empty] | 0 | [12 empty] | 122.98 | 245.96 | 368.94 | D:20'' H:12 1/2'' O:51 1/2'' | 8.7 | 20 |  |  | 12.5 | Center Lock-Up | 14.75 |  | 51.5 |  |  |  | No |  | No | [20 empty] | D:5'' H:1'' Round |  |  |  |  | 72 | Brown | 36 |  | Hardwired | 0 | 0 | 0 | 1 | 1 | 0 | 0 | 0 | 1 | 1 | 0 | 785652059179 | 21 | 20.75 | 8 | 10.9 | 2.017 | 175 | Yes | [8 empty] | UL Dry | cUL Dry | HOLMAN 5L CHAND-782 | Five Light Chandelier |  | 31808EN3-782.png | 31808EN3.jpg
31808EN3-962 | Five Light Chandelier | The Holman collection by Sea Gull Lighting brings versatility and style to those just starting out. With softly flared glass and curved arms, there is just enough detail to give the overall look a lift while keeping it simple enough for those on a budget. Several chandeliers and sconces can be installed with lighting shining up or down, allowing the fixture to be customized for the specific space and function. Offered in a Brushed Nickel finish or Heirloom Bronze finish, both with Satin Etched glass. The assortment includes nine-light, five-light and three-light chandeliers, pendants in five sizes, both flush and semi-flush ceiling fixtures, as well as one-light, two-light three-light and four-light wall/bath fixtures. Both incandescent lamping and ENERGY STAR-qualified LED lamping are available. All fixtures are California Title 24 compliant. | CHANDELIERS | Holman | Chandeliers | Brushed Nickel | 962 | Steel | Satin Etched Glass | D:5.25" H:4.25" |  |  | 5 Medium A19 9.3w |  | 5 | Yes | [14 empty] | 0 | [12 empty] | 122.98 | 245.96 | 368.94 | D:20'' H:12 1/2'' O:51 1/2'' | 8.7 | 20 |  |  | 12.5 | Center Lock-Up |  |  | 51.5 |  |  |  | No |  | No | [20 empty] | D:5'' H:1'' Round |  |  |  |  | 72 | Clear | 36 |  | Hardwired | 0 | 0 | 0 | 1 | 1 | 0 | 0 | 0 | 1 | 1 | 0 | 785652054075 | 20.75 | 20.75 | 8.25 | 11.8 | 2.056 | 175 | Yes | [8 empty] | UL Dry | cUL Dry | HOLMAN 5L CHAND-962 | Five Light Chandelier |  | 31808EN3-962.jpg | 31808.jpg
31809-782 | Five Light Chandelier | The Holman collection by Sea Gull Lighting brings versatility and style to those just starting out. With softly flared glass and curved arms, there is just enough detail to give the overall look a lift while keeping it simple enough for those on a budget. Several chandeliers and sconces can be installed with lighting shining up or down, allowing the fixture to be customized for the specific space and function. Offered in a Brushed Nickel finish or Heirloom Bronze finish, both with Satin Etched glass. The assortment includes nine-light, five-light and three-light chandeliers, pendants in five sizes, both flush and semi-flush ceiling fixtures, as well as one-light, two-light three-light and four-light wall/bath fixtures. Both incandescent lamping and ENERGY STAR-qualified LED lamping are available. All fixtures are California Title 24 compliant. | CHANDELIERS | Holman | Chandeliers | Heirloom Bronze | 782 | Steel |  |  |  |  | 5 Candelabra B Torpedo 60w |  | 5 | No | [14 empty] | 0 | [12 empty] | 82.98 | 165.96 | 248.94 | D:18'' H:16'' O:55'' | 3.6 | 18 |  |  | 16 | Center Lock-Up |  |  | 55 |  |  |  | No |  | No | [20 empty] | D:5'' H:1'' Round |  |  |  |  | 72 | Brown | 36 |  | Hardwired | 0 | 0 | 0 | 0 | 1 | 0 | 0 | 1 | 1 | 0 | 0 | 785652058691 | 19.5 | 8.25 | 8.5 | 6.1 | 0.791 | 125 | Yes | [8 empty] | UL Dry | cUL Dry | HOLMAN 5L CHAND-782 | Five Light Chandelier |  | 31809-782.png | 31809.jpg
31809-962 | Five Light Chandelier | The Holman collection by Sea Gull Lighting brings versatility and style to those just starting out. With softly flared glass and curved arms, there is just enough detail to give the overall look a lift while keeping it simple enough for those on a budget. Several chandeliers and sconces can be installed with lighting shining up or down, allowing the fixture to be customized for the specific space and function. Offered in a Brushed Nickel finish or Heirloom Bronze finish, both with Satin Etched glass. The assortment includes nine-light, five-light and three-light chandeliers, pendants in five sizes, both flush and semi-flush ceiling fixtures, as well as one-light, two-light three-light and four-light wall/bath fixtures. Both incandescent lamping and ENERGY STAR-qualified LED lamping are available. All fixtures are California Title 24 compliant. | CHANDELIERS | Holman | Chandeliers | Brushed Nickel | 962 | Steel |  |  |  |  | 5 Candelabra B Torpedo 60w |  | 5 | No | [14 empty] | 0 | [12 empty] | 82.98 | 165.96 | 248.94 | D:18'' H:16'' O:55'' | 3.6 | 18 |  |  | 16 | Center Lock-Up |  |  | 55 |  |  |  | No |  | No | [20 empty] | D:5'' H:1'' Round |  |  |  |  | 72 | Clear | 36 |  | Hardwired | 0 | 0 | 0 | 0 | 1 | 0 | 0 | 1 | 1 | 0 | 0 | 785652227318 | 19.5 | 8.25 | 8.5 | 6.1 | 0.791 | 125 | Yes | [8 empty] | UL Dry | cUL Dry | HOLMAN 5L CHAND-962 | Five Light Chandelier |  | 31809-962.jpg | 31809.jpg
31809EN-782 | Five Light Chandelier | The Holman collection by Sea Gull Lighting brings versatility and style to those just starting out. With softly flared glass and curved arms, there is just enough detail to give the overall look a lift while keeping it simple enough for those on a budget. Several chandeliers and sconces can be installed with lighting shining up or down, allowing the fixture to be customized for the specific space and function. Offered in a Brushed Nickel finish or Heirloom Bronze finish, both with Satin Etched glass. The assortment includes nine-light, five-light and three-light chandeliers, pendants in five sizes, both flush and semi-flush ceiling fixtures, as well as one-light, two-light three-light and four-light wall/bath fixtures. Both incandescent lamping and ENERGY STAR-qualified LED lamping are available. All fixtures are California Title 24 compliant. | CHANDELIERS | Holman | Chandeliers | Heirloom Bronze | 782 | Steel |  |  |  |  | 5 Candelabra Torpedo 3.5w |  | 5 | Yes | [14 empty] | 0 | [12 empty] | 109.48 | 218.96 | 328.44 | D:18'' H:16'' O:55'' | 3.6 | 18 |  |  | 16 | Center Lock-Up |  |  | 55 |  |  |  | No |  | No | [20 empty] | D:5'' H:1'' Round |  |  |  |  | 72 | Brown | 36 |  | Hardwired | 0 | 0 | 0 | 1 | 1 | 0 | 0 | 0 | 1 | 0 | 0 | 785652059186 | 19.5 | 8.25 | 8.5 | 6.1 | 0.791 | 125 | Yes | [8 empty] | UL Dry | cUL Dry | HOLMAN 5L CHAND-782 | Five Light Chandelier |  | 31809EN-782.jpg | 31809EN.jpg
31809EN-962 | Five Light Chandelier | The Holman collection by Sea Gull Lighting brings versatility and style to those just starting out. With softly flared glass and curved arms, there is just enough detail to give the overall look a lift while keeping it simple enough for those on a budget. Several chandeliers and sconces can be installed with lighting shining up or down, allowing the fixture to be customized for the specific space and function. Offered in a Brushed Nickel finish or Heirloom Bronze finish, both with Satin Etched glass. The assortment includes nine-light, five-light and three-light chandeliers, pendants in five sizes, both flush and semi-flush ceiling fixtures, as well as one-light, two-light three-light and four-light wall/bath fixtures. Both incandescent lamping and ENERGY STAR-qualified LED lamping are available. All fixtures are California Title 24 compliant. | CHANDELIERS | Holman | Chandeliers | Brushed Nickel | 962 | Steel |  |  |  |  | 5 Candelabra Torpedo 3.5w |  | 5 | Yes | [14 empty] | 0 | [12 empty] | 109.48 | 218.96 | 328.44 | D:18'' H:16'' O:55'' | 3.6 | 18 |  |  | 16 | Center Lock-Up |  |  | 55 |  |  |  | No |  | No | [20 empty] | D:5'' H:1'' Round |  |  |  |  | 72 | Clear | 36 |  | Hardwired | 0 | 0 | 0 | 1 | 1 | 0 | 0 | 0 | 1 | 0 | 0 | 785652028762 | 19.25 | 19.4 | 9 | 7.8 | 1.945 | 175 | Yes | [8 empty] | UL Dry | cUL Dry | HOLMAN 5L CHAND-962 | Five Light Chandelier |  | 31809EN-962.jpg | 31809.jpg
31810-782 | Nine Light Chandelier | The Holman collection by Sea Gull Lighting brings versatility and style to those just starting out. With softly flared glass and curved arms, there is just enough detail to give the overall look a lift while keeping it simple enough for those on a budget. Several chandeliers and sconces can be installed with lighting shining up or down, allowing the fixture to be customized for the specific space and function. Offered in a Brushed Nickel finish or Heirloom Bronze finish, both with Satin Etched glass. The assortment includes nine-light, five-light and three-light chandeliers, pendants in five sizes, both flush and semi-flush ceiling fixtures, as well as one-light, two-light three-light and four-light wall/bath fixtures. Both incandescent lamping and ENERGY STAR-qualified LED lamping are available. All fixtures are California Title 24 compliant. | CHANDELIERS | Holman | Chandeliers | Heirloom Bronze | 782 | Steel | Satin Etched Glass | D:5.25" H:4.25" |  |  | 9 Medium A19 60w |  | 9 | No | [14 empty] | 0 | [12 empty] | 249.95 | 499.9 | 749.85 | D:29 5/8'' H:25 5/8'' O:63 5/8'' | 13.1 | 29.625 |  |  | 25.625 | Center Lock-Up |  |  | 63.625 |  |  |  | No |  | No | [20 empty] | D:5'' H:1'' Round |  |  |  |  | 72 | Brown | 36 |  | Hardwired | 0 | 0 | 0 | 0 | 1 | 0 | 0 | 1 | 1 | 0 | 0 | 785652058707 | 31 | 27.75 | 16.5 | 24.2 | 8.214 | 250 | Yes | [8 empty] | C-UL-US Dry |  | HOLMAN 9L CHAND-782 | Nine Light Chandelier |  | 31810-782.png | 31810.jpg
31810-962 | Nine Light Chandelier | The Holman collection by Sea Gull Lighting brings versatility and style to those just starting out. With softly flared glass and curved arms, there is just enough detail to give the overall look a lift while keeping it simple enough for those on a budget. Several chandeliers and sconces can be installed with lighting shining up or down, allowing the fixture to be customized for the specific space and function. Offered in a Brushed Nickel finish or Heirloom Bronze finish, both with Satin Etched glass. The assortment includes nine-light, five-light and three-light chandeliers, pendants in five sizes, both flush and semi-flush ceiling fixtures, as well as one-light, two-light three-light and four-light wall/bath fixtures. Both incandescent lamping and ENERGY STAR-qualified LED lamping are available. All fixtures are California Title 24 compliant. | CHANDELIERS | Holman | Chandeliers | Brushed Nickel | 962 | Steel | Satin Etched Glass |  |  |  | 9 Medium A19 60w |  | 9 | No | [14 empty] | 0 | [12 empty] | 249.95 | 499.9 | 749.85 | D:29 5/8'' H:25 5/8'' O:63 5/8'' | 13.1 | 29.625 |  |  | 25.625 | Center Lock-Up |  |  | 63.625 |  |  |  | No |  | No | [20 empty] | D:5'' H:1'' Round |  |  |  |  | 72 | Clear Silver | 36 |  | Hardwired | 0 | 0 | 0 | 0 | 1 | 0 | 0 | 1 | 1 | 0 | 0 | 785652251290 | 30.75 | 27.5 | 16 | 23.9 | 7.83 | 250 | Yes | [8 empty] | C-UL-US Dry |  | HOLMAN 9L CHAND-962 | Nine Light Chandelier |  | 31810-962.jpg | 31810.jpg
31810EN3-782 | Nine Light Chandelier | The Holman collection by Sea Gull Lighting brings versatility and style to those just starting out. With softly flared glass and curved arms, there is just enough detail to give the overall look a lift while keeping it simple enough for those on a budget. Several chandeliers and sconces can be installed with lighting shining up or down, allowing the fixture to be customized for the specific space and function. Offered in a Brushed Nickel finish or Heirloom Bronze finish, both with Satin Etched glass. The assortment includes nine-light, five-light and three-light chandeliers, pendants in five sizes, both flush and semi-flush ceiling fixtures, as well as one-light, two-light three-light and four-light wall/bath fixtures. Both incandescent lamping and ENERGY STAR-qualified LED lamping are available. All fixtures are California Title 24 compliant. | CHANDELIERS | Holman | Chandeliers | Heirloom Bronze | 782 | Steel | Satin Etched Glass | D:5.25" H:4.25" |  |  | 9 Medium A19 9.3w |  | 9 | Yes | [14 empty] | 0 | [12 empty] | 299.98 | 599.96 | 899.94 | D:29 5/8'' H:25 5/8'' O:63 5/8'' | 13.1 | 29.625 |  |  | 25.625 | Center Lock-Up |  |  | 63.625 |  |  |  | No |  | No | [20 empty] | D:5'' H:1'' Round |  |  |  |  | 72 | Brown | 36 |  | Hardwired | 0 | 0 | 0 | 1 | 1 | 0 | 0 | 0 | 1 | 0 | 0 | 785652059193 | 31 | 27.75 | 16.5 | 24.2 | 8.214 | 250 | Yes | [8 empty] | C-UL-US Dry |  | HOLMAN 9L CHAND-782 | Nine Light Chandelier |  | 31810EN3-782.png | 31810EN3.jpg
31810EN3-962 | Nine Light Chandelier | The Holman collection by Sea Gull Lighting brings versatility and style to those just starting out. With softly flared glass and curved arms, there is just enough detail to give the overall look a lift while keeping it simple enough for those on a budget. Several chandeliers and sconces can be installed with lighting shining up or down, allowing the fixture to be customized for the specific space and function. Offered in a Brushed Nickel finish or Heirloom Bronze finish, both with Satin Etched glass. The assortment includes nine-light, five-light and three-light chandeliers, pendants in five sizes, both flush and semi-flush ceiling fixtures, as well as one-light, two-light three-light and four-light wall/bath fixtures. Both incandescent lamping and ENERGY STAR-qualified LED lamping are available. All fixtures are California Title 24 compliant. | CHANDELIERS | Holman | Chandeliers | Brushed Nickel | 962 | Steel | Satin Etched Glass |  |  |  | 9 Medium A19 9.3w |  | 9 | Yes | [14 empty] | 0 | [12 empty] | 299.98 | 599.96 | 899.94 | D:29 5/8'' H:25 5/8'' O:63 5/8'' | 13.1 | 29.625 |  |  | 25.625 | Center Lock-Up |  |  | 63.625 |  |  |  | No |  | No | [20 empty] | D:5'' H:1'' Round |  |  |  |  | 72 | Clear Silver | 36 |  | Hardwired | 0 | 0 | 0 | 1 | 1 | 0 | 0 | 0 | 1 | 0 | 0 | 785652054099 | 30.75 | 27.5 | 16 | 23.9 | 7.83 | 250 | Yes | [8 empty] | C-UL-US Dry |  | HOLMAN 9L CHAND-962 | Nine Light Chandelier |  | 31810EN3-962.jpg | 31810.jpg
3187908-848 | Eight Light Small Chandelier |  | CHANDELIERS | Cafe | Chandeliers | Satin Bronze / Midnight Black | 848 / 112 | Steel | Etched / White Inside Glass |  |  |  | 8 Candelabra Torpedo 60w |  | 8 | No | [14 empty] | 0 | [12 empty] | 199.5 | 399 | 598.5 | D:32'' H:27'' |  | 32 |  |  | 27 | Screw Collar - Stem | [6 empty] | No |  | No | [20 empty] | D:5'' H:1'' Round | [5 empty] | Clear Gold |  |  | Hardwired | 0 | 0 | 0 | 0 | 1 | 0 | 0 | 1 | 0 | 0 | 0 | 785652085901 | [16 empty] | cETL Damp | CAFE 8L SMALL CHANDELIER-848 | Eight Light Small Chandelier |  | 3187908-848.jpg | 3187908.jpg
3187908-962 | Eight Light Small Chandelier |  | CHANDELIERS | Cafe | Chandeliers | Brushed Nickel / Midnight Black | 962 / 112 | Steel | Etched / White Inside Glass |  |  |  | 8 Candelabra Torpedo 60w |  | 8 | No | [14 empty] | 0 | [12 empty] | 199.5 | 399 | 598.5 | D:32'' H:27'' |  | 32 |  |  | 27 | Screw Collar - Stem | [6 empty] | No |  | No | [20 empty] | D:5'' H:1'' Round | [5 empty] | Clear Silver |  |  | Hardwired | 0 | 0 | 0 | 0 | 1 | 0 | 0 | 1 | 0 | 0 | 0 | 785652085918 | [16 empty] | cETL Damp | CAFE 8L SMALL CHANDELIER-962 | Eight Light Small Chandelier |  | 3187908-962.jpg | 3187908.jpg
3187912-848 | Twelve Light Large Chandelier |  | CHANDELIERS | Cafe | Chandeliers | Satin Bronze / Midnight Black | 848 / 112 | Steel | Etched / White Inside Glass |  |  |  | 12 Candelabra Torpedo 60w |  | 12 | No | [14 empty] | 0 | [12 empty] | 324.5 | 649 | 973.5 | D:47'' H:29'' |  | 47 |  |  | 29 | Screw Collar - Stem | [6 empty] | No |  | No | [20 empty] | D:5'' H:1'' Round | [5 empty] | Clear Gold |  |  | Hardwired | 0 | 0 | 0 | 0 | 1 | 0 | 0 | 1 | 0 | 0 | 0 | 785652085932 | [16 empty] | cETL Damp | CAFE 12L LARGE CHANDELIER-848 | Twelve Light Large Chandelier |  | 3187912-848.jpg | 3187912.jpg
3187912-962 | Twelve Light Large Chandelier |  | CHANDELIERS | Cafe | Chandeliers | Brushed Nickel / Midnight Black | 962 / 112 | Steel | Etched / White Inside Glass |  |  |  | 12 Candelabra Torpedo 60w |  | 12 | No | [14 empty] | 0 | [12 empty] | 324.5 | 649 | 973.5 | D:47'' H:29'' |  | 47 |  |  | 29 | Screw Collar - Stem | [6 empty] | No |  | No | [20 empty] | D:5'' H:1'' Round | [5 empty] | Clear Silver |  |  | Hardwired | 0 | 0 | 0 | 0 | 1 | 0 | 0 | 1 | 0 | 0 | 0 | 785652085949 | [16 empty] | cETL Damp | CAFE 12L LARGE CHANDELIER-962 | Twelve Light Large Chandelier |  | 3187912-962.jpg | 3187912.jpg
3190303-05 | Three Light Chandelier | Zire embodies simple clean lines in three finishes that strike a perfect balance of elegant yet minimalist design. Each of the lights sits on the round bottom rim, featuring an Edison-inspired design highlighted by a cylindrical glass shade. The assortment includes nine-light, five-light, and three-light chandeliers, a five light linear, one-light mini-pendant and one-light, two-light, three-light and four-light wall/bath fixtures. A stylish and elegant addition to any room in the house. Zire is offered in a Brushed Oil Rubbed Bronze, Brushed Nickel or Chrome finish. | CHANDELIERS | Zire | Chandeliers | Chrome | 5 | Steel | Clear Glass | D:2.75" H:7.125" |  |  | 3 Candelabra Torpedo 60w |  | 3 | No | [14 empty] | 0 | [12 empty] | 89.48 | 178.96 | 268.44 | D:18'' H:21 1/8'' O:59'' | 4.62 | 18 |  |  | 21.125 | Cap Nuts |  | 14 | 59 |  |  |  | No |  | No | [20 empty] | D:5'' H:7/8'' Round |  |  |  |  | 72 | Clear Silver | 36 |  | Hardwired | 0 | 0 | 0 | 0 | 1 | 0 | 0 | 1 | 1 | 0 | 0 | 785652070327 | 20.25 | 9.75 | 8.5 | 5.8 | 0.971 | 125 | Yes | [9 empty] | cETL Damp | ZIRE 3L CHAND-05 | Three Light Chandelier |  | 3190303-05.jpg | 3190303.jpg
3190303-778 | Three Light Chandelier | Zire embodies simple clean lines in three finishes that strike a perfect balance of elegant yet minimalist design. Each of the lights sits on the round bottom rim, featuring an Edison-inspired design highlighted by a cylindrical glass shade. The assortment includes nine-light, five-light, and three-light chandeliers, a five light linear, one-light mini-pendant and one-light, two-light, three-light and four-light wall/bath fixtures. A stylish and elegant addition to any room in the house. Zire is offered in a Brushed Oil Rubbed Bronze, Brushed Nickel or Chrome finish. | CHANDELIERS | Zire | Chandeliers | Brushed Oil Rubbed Bronze | 778 | Steel | Clear Glass | D:2.75" H:7.125" |  |  | 3 Candelabra Torpedo 60w |  | 3 | No | [14 empty] | 0 | [12 empty] | 89.48 | 178.96 | 268.44 | D:18'' H:21 1/8'' O:59'' | 4.62 | 18 |  |  | 21.125 | Cap Nuts |  | 14 | 59 |  |  |  | No |  | No | [20 empty] | D:5'' H:7/8'' Round |  |  |  |  | 72 | Brown | 36 |  | Hardwired | 0 | 0 | 0 | 0 | 1 | 0 | 0 | 1 | 1 | 0 | 0 | 785652070334 | 20 | 9.5 | 8.5 | 5.6 | 0.935 | 125 | Yes | [9 empty] | cETL Damp | ZIRE 3L CHAND-778 | Three Light Chandelier |  | 3190303-778.jpg | 3190303.jpg
3190303-962 | Three Light Chandelier | Zire embodies simple clean lines in three finishes that strike a perfect balance of elegant yet minimalist design. Each of the lights sits on the round bottom rim, featuring an Edison-inspired design highlighted by a cylindrical glass shade. The assortment includes nine-light, five-light, and three-light chandeliers, a five light linear, one-light mini-pendant and one-light, two-light, three-light and four-light wall/bath fixtures. A stylish and elegant addition to any room in the house. Zire is offered in a Brushed Oil Rubbed Bronze, Brushed Nickel or Chrome finish. | CHANDELIERS | Zire | Chandeliers | Brushed Nickel | 962 | Steel | Clear Glass | D:2.75" H:7.125" |  |  | 3 Candelabra Torpedo 60w |  | 3 | No | [14 empty] | 0 | [12 empty] | 89.48 | 178.96 | 268.44 | D:18'' H:21 1/8'' O:59'' | 4.62 | 18 |  |  | 21.125 | Cap Nuts |  | 14 | 59 |  |  |  | No |  | No | [20 empty] | D:5'' H:7/8'' Round |  |  |  |  | 72 | Clear Silver | 36 |  | Hardwired | 0 | 0 | 0 | 0 | 1 | 0 | 0 | 1 | 1 | 0 | 0 | 785652070341 | 20 | 9.5 | 8.5 | 5.6 | 0.935 | 125 | Yes | [9 empty] | cETL Damp | ZIRE 3L CHAND-962 | Three Light Chandelier |  | 3190303-962.jpg | 3190303.jpg
3190303EN-05 | Three Light Chandelier | Zire embodies simple clean lines in three finishes that strike a perfect balance of elegant yet minimalist design. Each of the lights sits on the round bottom rim, featuring an Edison-inspired design highlighted by a cylindrical glass shade. The assortment includes nine-light, five-light, and three-light chandeliers, a five light linear, one-light mini-pendant and one-light, two-light, three-light and four-light wall/bath fixtures. A stylish and elegant addition to any room in the house. Zire is offered in a Brushed Oil Rubbed Bronze, Brushed Nickel or Chrome finish. | CHANDELIERS | Zire | Chandeliers | Chrome | 5 | Steel | Clear Glass | D:2.75" H:7.125" |  |  | 3 Candelabra Torpedo 3.5w |  | 3 | Yes | [14 empty] | 0 | [12 empty] | 106.98 | 213.96 | 320.94 | D:18'' H:21 1/8'' O:59'' | 4.62 | 18 |  |  | 21.125 | Cap Nuts |  | 14 | 59 |  |  |  | No |  | No | [20 empty] | D:5'' H:7/8'' Round |  |  |  |  | 72 | Clear Silver | 36 |  | Hardwired | 0 | 0 | 0 | 1 | 1 | 0 | 0 | 0 | 1 | 0 | 0 | 785652072000 | 20.25 | 9.75 | 8.5 | 5.8 | 0.971 | 125 | Yes | [9 empty] | cETL Damp | ZIRE 3L LED CHAND-05 | Three Light Chandelier |  | 3190303EN-05.jpg | 3190303EN.jpg
3190303EN-778 | Three Light Chandelier | Zire embodies simple clean lines in three finishes that strike a perfect balance of elegant yet minimalist design. Each of the lights sits on the round bottom rim, featuring an Edison-inspired design highlighted by a cylindrical glass shade. The assortment includes nine-light, five-light, and three-light chandeliers, a five light linear, one-light mini-pendant and one-light, two-light, three-light and four-light wall/bath fixtures. A stylish and elegant addition to any room in the house. Zire is offered in a Brushed Oil Rubbed Bronze, Brushed Nickel or Chrome finish. | CHANDELIERS | Zire | Chandeliers | Brushed Oil Rubbed Bronze | 778 | Steel | Clear Glass | D:2.75" H:7.125" |  |  | 3 Candelabra Torpedo 3.5w |  | 3 | Yes | [14 empty] | 0 | [12 empty] | 106.98 | 213.96 | 320.94 | D:18'' H:21 1/8'' O:59'' | 4.62 | 18 |  |  | 21.125 | Cap Nuts |  | 14 | 59 |  |  |  | No |  | No | [20 empty] | D:5'' H:7/8'' Round |  |  |  |  | 72 | Brown | 36 |  | Hardwired | 0 | 0 | 0 | 1 | 1 | 0 | 0 | 0 | 1 | 0 | 0 | 785652072017 | 20 | 9.5 | 8.5 | 5.6 | 0.935 | 125 | Yes | [9 empty] | cETL Damp | ZIRE 3L LED CHAND-778 | Three Light Chandelier |  | 3190303EN-778.jpg | 3190303EN.jpg
3190303EN-962 | Three Light Chandelier | Zire embodies simple clean lines in three finishes that strike a perfect balance of elegant yet minimalist design. Each of the lights sits on the round bottom rim, featuring an Edison-inspired design highlighted by a cylindrical glass shade. The assortment includes nine-light, five-light, and three-light chandeliers, a five light linear, one-light mini-pendant and one-light, two-light, three-light and four-light wall/bath fixtures. A stylish and elegant addition to any room in the house. Zire is offered in a Brushed Oil Rubbed Bronze, Brushed Nickel or Chrome finish. | CHANDELIERS | Zire | Chandeliers | Brushed Nickel | 962 | Steel | Clear Glass | D:2.75" H:7.125" |  |  | 3 Candelabra Torpedo 3.5w |  | 3 | Yes | [14 empty] | 0 | [12 empty] | 106.98 | 213.96 | 320.94 | D:18'' H:21 1/8'' O:59'' | 4.62 | 18 |  |  | 21.125 | Cap Nuts |  | 14 | 59 |  |  |  | No |  | No | [20 empty] | D:5'' H:7/8'' Round |  |  |  |  | 72 | Clear Silver | 36 |  | Hardwired | 0 | 0 | 0 | 1 | 1 | 0 | 0 | 0 | 1 | 0 | 0 | 785652072024 | 20 | 9.5 | 8.5 | 5.6 | 0.935 | 125 | Yes | [9 empty] | cETL Damp | ZIRE 3L LED CHAND-962 | Three Light Chandelier |  | 3190303EN-962.jpg | 3190303EN.jpg
3190305-05 | Five Light Chandelier | Zire embodies simple clean lines in three finishes that strike a perfect balance of elegant yet minimalist design. Each of the lights sits on the round bottom rim, featuring an Edison-inspired design highlighted by a cylindrical glass shade. The assortment includes nine-light, five-light, and three-light chandeliers, a five light linear, one-light mini-pendant and one-light, two-light, three-light and four-light wall/bath fixtures. A stylish and elegant addition to any room in the house. Zire is offered in a Brushed Oil Rubbed Bronze, Brushed Nickel or Chrome finish. | CHANDELIERS | Zire | Chandeliers | Chrome | 5 | Steel | Clear Glass | D:2.75" H:7.125" |  |  | 5 Candelabra Torpedo 60w |  | 5 | No | [14 empty] | 0 | [12 empty] | 112.48 | 224.96 | 337.44 | D:26'' H:22 1/8'' O:96 1/2'' | 7.56 | 26 |  |  | 22.125 | Screw Collar - Chain |  |  | 96.5 |  |  |  | No |  | No | [20 empty] | D:5'' H:7/8'' Round |  |  |  |  | 120 | Clear Silver | 72 |  | Hardwired | 0 | 0 | 0 | 0 | 1 | 0 | 0 | 1 | 1 | 0 | 0 | 785652070358 | 27.75 | 13.5 | 7.5 | 9.1 | 1.626 | 175 | Yes | [9 empty] | cETL Damp | ZIRE 5L CHAND-05 | Five Light Chandelier |  | 3190305-05.jpg | 3190305.jpg
3190305-778 | Five Light Chandelier | Zire embodies simple clean lines in three finishes that strike a perfect balance of elegant yet minimalist design. Each of the lights sits on the round bottom rim, featuring an Edison-inspired design highlighted by a cylindrical glass shade. The assortment includes nine-light, five-light, and three-light chandeliers, a five light linear, one-light mini-pendant and one-light, two-light, three-light and four-light wall/bath fixtures. A stylish and elegant addition to any room in the house. Zire is offered in a Brushed Oil Rubbed Bronze, Brushed Nickel or Chrome finish. | CHANDELIERS | Zire | Chandeliers | Brushed Oil Rubbed Bronze | 778 | Steel | Clear Glass | D:2.75" H:7.125" |  |  | 5 Candelabra Torpedo 60w |  | 5 | No | [14 empty] | 0 | [12 empty] | 112.48 | 224.96 | 337.44 | D:26'' H:22 1/8'' O:96 1/2'' | 7.56 | 26 |  |  | 22.125 | Screw Collar - Chain |  |  | 96.5 |  |  |  | No |  | No | [20 empty] | D:5'' H:7/8'' Round |  |  |  |  | 120 | Brown | 72 |  | Hardwired | 0 | 0 | 0 | 0 | 1 | 0 | 0 | 1 | 1 | 0 | 0 | 785652070365 | 27.78 | 13.75 | 7.5 | 9 | 1.658 | 175 | Yes | [9 empty] | cETL Damp | ZIRE 5L CHAND-778 | Five Light Chandelier |  | 3190305-778.jpg | 3190305.jpg
3190305-962 | Five Light Chandelier | Zire embodies simple clean lines in three finishes that strike a perfect balance of elegant yet minimalist design. Each of the lights sits on the round bottom rim, featuring an Edison-inspired design highlighted by a cylindrical glass shade. The assortment includes nine-light, five-light, and three-light chandeliers, a five light linear, one-light mini-pendant and one-light, two-light, three-light and four-light wall/bath fixtures. A stylish and elegant addition to any room in the house. Zire is offered in a Brushed Oil Rubbed Bronze, Brushed Nickel or Chrome finish. | CHANDELIERS | Zire | Chandeliers | Brushed Nickel | 962 | Steel | Clear Glass | D:2.75" H:7.125" |  |  | 5 Candelabra Torpedo 60w |  | 5 | No | [14 empty] | 0 | [12 empty] | 112.48 | 224.96 | 337.44 | D:26'' H:22 1/8'' O:96 1/2'' | 7.56 | 26 |  |  | 22.125 | Screw Collar - Chain |  |  | 96.5 |  |  |  | No |  | No | [20 empty] | D:5'' H:7/8'' Round |  |  |  |  | 120 | Clear Silver | 72 |  | Hardwired | 0 | 0 | 0 | 0 | 1 | 0 | 0 | 1 | 1 | 0 | 0 | 785652070372 | 28 | 13.38 | 7.38 | 8.9 | 1.6 | 175 | Yes | [9 empty] | cETL Damp | ZIRE 5L CHAND-962 | Five Light Chandelier |  | 3190305-962.jpg | 3190305.jpg
3190305EN-05 | Five Light Chandelier | Zire embodies simple clean lines in three finishes that strike a perfect balance of elegant yet minimalist design. Each of the lights sits on the round bottom rim, featuring an Edison-inspired design highlighted by a cylindrical glass shade. The assortment includes nine-light, five-light, and three-light chandeliers, a five light linear, one-light mini-pendant and one-light, two-light, three-light and four-light wall/bath fixtures. A stylish and elegant addition to any room in the house. Zire is offered in a Brushed Oil Rubbed Bronze, Brushed Nickel or Chrome finish. | CHANDELIERS | Zire | Chandeliers | Chrome | 5 | Steel | Clear Glass | D:2.75" H:7.125" |  |  | 5 Candelabra Torpedo 3.5w |  | 5 | Yes | [14 empty] | 0 | [12 empty] | 144.98 | 289.96 | 434.94 | D:26'' H:22 1/8'' O:96 1/2'' | 7.56 | 26 |  |  | 22.125 | Screw Collar - Chain |  |  | 96.5 |  |  |  | No |  | No | [20 empty] | D:5'' H:7/8'' Round |  |  |  |  | 120 | Clear Silver | 72 |  | Hardwired | 0 | 0 | 0 | 1 | 1 | 0 | 0 | 0 | 1 | 0 | 0 | 785652072031 | 27.75 | 13.5 | 7.5 | 9.1 | 1.626 | 175 | Yes | [9 empty] | cETL Damp | ZIRE 5L LED CHAND-05 | Five Light Chandelier |  | 3190305EN-05.jpg | 3190305EN.jpg
3190305EN-778 | Five Light Chandelier | Zire embodies simple clean lines in three finishes that strike a perfect balance of elegant yet minimalist design. Each of the lights sits on the round bottom rim, featuring an Edison-inspired design highlighted by a cylindrical glass shade. The assortment includes nine-light, five-light, and three-light chandeliers, a five light linear, one-light mini-pendant and one-light, two-light, three-light and four-light wall/bath fixtures. A stylish and elegant addition to any room in the house. Zire is offered in a Brushed Oil Rubbed Bronze, Brushed Nickel or Chrome finish. | CHANDELIERS | Zire | Chandeliers | Brushed Oil Rubbed Bronze | 778 | Steel | Clear Glass | D:2.75" H:7.125" |  |  | 5 Candelabra Torpedo 3.5w |  | 5 | Yes | [14 empty] | 0 | [12 empty] | 144.98 | 289.96 | 434.94 | D:26'' H:22 1/8'' O:96 1/2'' | 7.56 | 26 |  |  | 22.125 | Screw Collar - Chain |  |  | 96.5 |  |  |  | No |  | No | [20 empty] | D:5'' H:7/8'' Round |  |  |  |  | 120 | Brown | 72 |  | Hardwired | 0 | 0 | 0 | 1 | 1 | 0 | 0 | 0 | 1 | 0 | 0 | 785652072048 | 27.75 | 13.75 | 7.5 | 9 | 1.656 | 175 | Yes | [9 empty] | cETL Damp | ZIRE 5L LED CHAND-778 | Five Light Chandelier |  | 3190305EN-778.jpg | 3190305EN.jpg
3190305EN-962 | Five Light Chandelier | Zire embodies simple clean lines in three finishes that strike a perfect balance of elegant yet minimalist design. Each of the lights sits on the round bottom rim, featuring an Edison-inspired design highlighted by a cylindrical glass shade. The assortment includes nine-light, five-light, and three-light chandeliers, a five light linear, one-light mini-pendant and one-light, two-light, three-light and four-light wall/bath fixtures. A stylish and elegant addition to any room in the house. Zire is offered in a Brushed Oil Rubbed Bronze, Brushed Nickel or Chrome finish. | CHANDELIERS | Zire | Chandeliers | Brushed Nickel | 962 | Steel | Clear Glass | D:2.75" H:7.125" |  |  | 5 Candelabra Torpedo 3.5w |  | 5 | Yes | [14 empty] | 0 | [12 empty] | 144.98 | 289.96 | 434.94 | D:26'' H:22 1/8'' O:96 1/2'' | 7.56 | 26 |  |  | 22.125 | Screw Collar - Chain |  |  | 96.5 |  |  |  | No |  | No | [20 empty] | D:5'' H:7/8'' Round |  |  |  |  | 120 | Clear Silver | 72 |  | Hardwired | 0 | 0 | 0 | 1 | 1 | 0 | 0 | 0 | 1 | 0 | 0 | 785652072055 | 28 | 13.38 | 7.38 | 8.9 | 1.6 | 175 | Yes | [9 empty] | cETL Damp | ZIRE 5L LED CHAND-962 | Five Light Chandelier |  | 3190305EN-962.jpg | 3190305EN.jpg
3190309-05 | Nine Light Chandelier | Zire embodies simple clean lines in three finishes that strike a perfect balance of elegant yet minimalist design. Each of the lights sits on the round bottom rim, featuring an Edison-inspired design highlighted by a cylindrical glass shade. The assortment includes nine-light, five-light, and three-light chandeliers, a five light linear, one-light mini-pendant and one-light, two-light, three-light and four-light wall/bath fixtures. A stylish and elegant addition to any room in the house. Zire is offered in a Brushed Oil Rubbed Bronze, Brushed Nickel or Chrome finish. | CHANDELIERS | Zire | Chandeliers | Chrome | 5 | Steel | Clear Glass | D:2.75" H:7.125" |  |  | 9 Candelabra Torpedo 60w |  | 9 | No | [14 empty] | 0 | [12 empty] | 224.98 | 449.96 | 674.94 | D:32'' H:30 1/4'' O:103 1/2'' | 12.76 | 32 |  |  | 30.25 | Screw Collar - Chain |  |  | 103.5 |  |  |  | No |  | No | [20 empty] | D:5'' H:7/8'' Round |  |  |  |  | 120 | Clear Silver | 72 |  | Hardwired | 0 | 0 | 0 | 0 | 1 | 0 | 0 | 1 | 1 | 0 | 0 | 785652070389 | 34.625 | 16.625 | 12.75 | 15.6 | 4.247 | 250 | Yes | [9 empty] | cETL Damp | ZIRE 9L CHAND-05 | Nine Light Chandelier |  | 3190309-05.jpg | 3190309.jpg
3190309-778 | Nine Light Chandelier | Zire embodies simple clean lines in three finishes that strike a perfect balance of elegant yet minimalist design. Each of the lights sits on the round bottom rim, featuring an Edison-inspired design highlighted by a cylindrical glass shade. The assortment includes nine-light, five-light, and three-light chandeliers, a five light linear, one-light mini-pendant and one-light, two-light, three-light and four-light wall/bath fixtures. A stylish and elegant addition to any room in the house. Zire is offered in a Brushed Oil Rubbed Bronze, Brushed Nickel or Chrome finish. | CHANDELIERS | Zire | Chandeliers | Brushed Oil Rubbed Bronze | 778 | Steel | Clear Glass | D:2.75" H:7.125" |  |  | 9 Candelabra Torpedo 60w |  | 9 | No | [14 empty] | 0 | [12 empty] | 224.98 | 449.96 | 674.94 | D:32'' H:30 1/4'' O:103 1/2'' | 12.76 | 32 |  |  | 30.25 | Screw Collar - Chain |  |  | 103.5 |  |  |  | No |  | No | [20 empty] | D:5'' H:7/8'' Round |  |  |  |  | 120 | Brown | 72 |  | Hardwired | 0 | 0 | 0 | 0 | 1 | 0 | 0 | 1 | 1 | 0 | 0 | 785652070396 | 34.625 | 16.625 | 12.75 | 15.4 | 4.247 | 250 | Yes | [9 empty] | cETL Damp | ZIRE 9L CHAND-778 | Nine Light Chandelier |  | 3190309-778.jpg | 3190309.jpg
3190309-962 | Nine Light Chandelier | Zire embodies simple clean lines in three finishes that strike a perfect balance of elegant yet minimalist design. Each of the lights sits on the round bottom rim, featuring an Edison-inspired design highlighted by a cylindrical glass shade. The assortment includes nine-light, five-light, and three-light chandeliers, a five light linear, one-light mini-pendant and one-light, two-light, three-light and four-light wall/bath fixtures. A stylish and elegant addition to any room in the house. Zire is offered in a Brushed Oil Rubbed Bronze, Brushed Nickel or Chrome finish. | CHANDELIERS | Zire | Chandeliers | Brushed Nickel | 962 | Steel | Clear Glass | D:2.75" H:7.125" |  |  | 9 Candelabra Torpedo 60w |  | 9 | No | [14 empty] | 0 | [12 empty] | 224.98 | 449.96 | 674.94 | D:32'' H:30 1/4'' O:103 1/2'' | 12.76 | 32 |  |  | 30.25 | Screw Collar - Chain |  |  | 103.5 |  |  |  | No |  | No | [20 empty] | D:5'' H:7/8'' Round |  |  |  |  | 120 | Clear Silver | 72 |  | Hardwired | 0 | 0 | 0 | 0 | 1 | 0 | 0 | 1 | 1 | 0 | 0 | 785652070402 | 34.5 | 16.75 | 13 | 15.3 | 4.347 | 250 | Yes | [9 empty] | cETL Damp | ZIRE 9L CHAND-962 | Nine Light Chandelier |  | 3190309-962.jpg | 3190309.jpg
3190309EN-05 | Nine Light Chandelier | Zire embodies simple clean lines in three finishes that strike a perfect balance of elegant yet minimalist design. Each of the lights sits on the round bottom rim, featuring an Edison-inspired design highlighted by a cylindrical glass shade. The assortment includes nine-light, five-light, and three-light chandeliers, a five light linear, one-light mini-pendant and one-light, two-light, three-light and four-light wall/bath fixtures. A stylish and elegant addition to any room in the house. Zire is offered in a Brushed Oil Rubbed Bronze, Brushed Nickel or Chrome finish. | CHANDELIERS | Zire | Chandeliers | Chrome | 5 | Steel | Clear Glass | D:2.75" H:7.125" |  |  | 9 Candelabra Torpedo 3.5w |  | 9 | Yes | [14 empty] | 0 | [12 empty] | 274.98 | 549.96 | 824.94 | D:32'' H:30 1/4'' O:103 1/2'' | 12.76 | 32 |  |  | 30.25 | Screw Collar - Chain |  |  | 103.5 |  |  |  | No |  | No | [20 empty] | D:5'' H:7/8'' Round |  |  |  |  | 120 | Clear Silver | 72 |  | Hardwired | 0 | 0 | 0 | 1 | 1 | 0 | 0 | 0 | 1 | 0 | 0 | 785652072062 | 34.625 | 16.625 | 12.75 | 15.6 | 4.247 | 250 | Yes | [9 empty] | cETL Damp | ZIRE 9L LED CHAND-05 | Nine Light Chandelier |  | 3190309EN-05.jpg | 3190309EN.jpg
3190309EN-778 | Nine Light Chandelier | Zire embodies simple clean lines in three finishes that strike a perfect balance of elegant yet minimalist design. Each of the lights sits on the round bottom rim, featuring an Edison-inspired design highlighted by a cylindrical glass shade. The assortment includes nine-light, five-light, and three-light chandeliers, a five light linear, one-light mini-pendant and one-light, two-light, three-light and four-light wall/bath fixtures. A stylish and elegant addition to any room in the house. Zire is offered in a Brushed Oil Rubbed Bronze, Brushed Nickel or Chrome finish. | CHANDELIERS | Zire | Chandeliers | Brushed Oil Rubbed Bronze | 778 | Steel | Clear Glass | D:2.75" H:7.125" |  |  | 9 Candelabra Torpedo 3.5w |  | 9 | Yes | [14 empty] | 0 | [12 empty] | 274.98 | 549.96 | 824.94 | D:32'' H:30 1/4'' O:103 1/2'' | 12.76 | 32 |  |  | 30.25 | Screw Collar - Chain |  |  | 103.5 |  |  |  | No |  | No | [20 empty] | D:5'' H:7/8'' Round |  |  |  |  | 120 | Brown | 72 |  | Hardwired | 0 | 0 | 0 | 1 | 1 | 0 | 0 | 0 | 1 | 0 | 0 | 785652072079 | 34.625 | 16.625 | 12.75 | 15.4 | 4.247 | 250 | Yes | [9 empty] | cETL Damp | ZIRE 9L LED CHAND-778 | Nine Light Chandelier |  | 3190309EN-778.jpg | 3190309EN.jpg
3190309EN-962 | Nine Light Chandelier | Zire embodies simple clean lines in three finishes that strike a perfect balance of elegant yet minimalist design. Each of the lights sits on the round bottom rim, featuring an Edison-inspired design highlighted by a cylindrical glass shade. The assortment includes nine-light, five-light, and three-light chandeliers, a five light linear, one-light mini-pendant and one-light, two-light, three-light and four-light wall/bath fixtures. A stylish and elegant addition to any room in the house. Zire is offered in a Brushed Oil Rubbed Bronze, Brushed Nickel or Chrome finish. | CHANDELIERS | Zire | Chandeliers | Brushed Nickel | 962 | Steel | Clear Glass | D:2.75" H:7.125" |  |  | 9 Candelabra Torpedo 3.5w |  | 9 | Yes | [14 empty] | 0 | [12 empty] | 274.98 | 549.96 | 824.94 | D:32'' H:30 1/4'' O:103 1/2'' | 12.76 | 32 |  |  | 30.25 | Screw Collar - Chain |  |  | 103.5 |  |  |  | No |  | No | [20 empty] | D:5'' H:7/8'' Round |  |  |  |  | 120 | Clear Silver | 72 |  | Hardwired | 0 | 0 | 0 | 1 | 1 | 0 | 0 | 0 | 1 | 0 | 0 | 785652072086 | 34.5 | 16.75 | 13 | 15.3 | 4.347 | 250 | Yes | [9 empty] | cETL Damp | ZIRE 9L LED CHAND-962 | Nine Light Chandelier |  | 3190309EN-962.jpg | 3190309EN.jpg
3190404-715 | Four Light Chandelier | Named after the Italian word for “sphere,” the transitional Sfera collection by Sea Gull Lighting features detailed center bands and rounded, sweeping curves -- rustic with a modern inspiration. Offered in Autumn Bronze finish with several glass options – extraordinary painted Mercury glass and Café Tint glass, as well as a Smoky Amber glass for wall/bath fixtures only. The assortment includes six-light and four-light chandeliers, pendants in three sizes, both flush and semi-flush ceiling fixtures, as well as two-light, three-light and four-light wall/bath fixtures. Both incandescent lamping and ENERGY STAR-qualified LED lamping are available. Most of these fixtures easily convert to LED by purchasing LED replacement lamps sold separately. | CHANDELIERS | Sfera | Chandeliers | Autumn Bronze | 715 | Steel | Cafe Tint Glass | D:3.5" H:6.25" | D:3.5" |  | 4 Medium A19 100w |  | 4 | No | [14 empty] | 0 | [12 empty] | 199.98 | 399.96 | 599.94 | D:18 1/2'' H:24 1/2'' O:164 1/4'' | 15.24 | 18.5 |  |  | 24.5 | Screw Collar - Chain |  |  | 164.25 |  |  |  | No |  | No | [20 empty] | D:5 1/2'' H:1 1/4'' Round |  |  |  |  | 168 | Brown | 144 |  | Hardwired | 0 | 0 | 0 | 0 | 1 | 0 | 0 | 1 | 1 | 0 | 0 | 785652242700 | 21.6 | 20.25 | 15.25 | 19.1 | 3.86 | 175 | Yes | [9 empty] | cETL Damp | SFERA 4L CHAND-715 | Four Light Chandelier |  | 3190404-715.jpg | 3190404.jpg
3190404EN3-715 | Four Light Chandelier | Named after the Italian word for “sphere,” the transitional Sfera collection by Sea Gull Lighting features detailed center bands and rounded, sweeping curves -- rustic with a modern inspiration. Offered in Autumn Bronze finish with several glass options – extraordinary painted Mercury glass and Café Tint glass, as well as a Smoky Amber glass for wall/bath fixtures only. The assortment includes six-light and four-light chandeliers, pendants in three sizes, both flush and semi-flush ceiling fixtures, as well as two-light, three-light and four-light wall/bath fixtures. Both incandescent lamping and ENERGY STAR-qualified LED lamping are available. Most of these fixtures easily convert to LED by purchasing LED replacement lamps sold separately. | CHANDELIERS | Sfera | Chandeliers | Autumn Bronze | 715 | Steel | Cafe Tint Glass | D:3.5" H:6.25" | D:3.5" |  | 4 Medium A19 9.3w |  | 4 | Yes | [14 empty] | 0 | [12 empty] | 219.98 | 439.96 | 659.94 | D:18 1/2'' H:24 1/2'' O:164 1/4'' | 15.24 | 18.5 |  |  | 24.5 | Screw Collar - Chain |  |  | 164.25 |  |  |  | No |  | No | [20 empty] | D:5 1/2'' H:1 1/4'' Round |  |  |  |  | 168 | Brown | 144 |  | Hardwired | 0 | 0 | 0 | 1 | 1 | 0 | 0 | 0 | 1 | 0 | 0 | 785652046964 | 21.6 | 20.25 | 15.25 | 19.1 | 3.86 | 175 | Yes | [9 empty] | cETL Damp | SFERA 4L CHAND-715 | Four Light Chandelier |  | 3190404EN3-715.jpg | 3190404.jpg
3190406-715 | Six Light Chandelier | Named after the Italian word for “sphere,” the transitional Sfera collection by Sea Gull Lighting features detailed center bands and rounded, sweeping curves -- rustic with a modern inspiration. Offered in Autumn Bronze finish with several glass options – extraordinary painted Mercury glass and Café Tint glass, as well as a Smoky Amber glass for wall/bath fixtures only. The assortment includes six-light and four-light chandeliers, pendants in three sizes, both flush and semi-flush ceiling fixtures, as well as two-light, three-light and four-light wall/bath fixtures. Both incandescent lamping and ENERGY STAR-qualified LED lamping are available. Most of these fixtures easily convert to LED by purchasing LED replacement lamps sold separately. | CHANDELIERS | Sfera | Chandeliers | Autumn Bronze | 715 | Steel | Cafe Tint Glass | D:3.5" H:6.25" | D:3.5" |  | 6 Medium A19 100w |  | 6 | No | [14 empty] | 0 | [12 empty] | 299.98 | 599.96 | 899.94 | D:24 1/2'' H:32 1/4'' O:172'' | 25.5 | 24.5 |  |  | 32.25 | Screw Collar - Chain |  |  | 172 |  |  |  | No |  | No | [20 empty] | D:5 1/2'' H:1 1/4'' Round |  |  |  |  | 168 | Brown | 144 |  | Hardwired | 0 | 0 | 0 | 0 | 1 | 0 | 0 | 1 | 1 | 0 | 0 | 785652242724 | 27.5 | 27 | 19.75 | 31.2 | 8.486 | 250 | Yes | [9 empty] | cETL Damp | SFERA 6L CHAND-715 | Six Light Chandelier |  | 3190406-715.jpg | 3190406.jpg
3190406EN3-715 | Six Light Chandelier | Named after the Italian word for “sphere,” the transitional Sfera collection by Sea Gull Lighting features detailed center bands and rounded, sweeping curves -- rustic with a modern inspiration. Offered in Autumn Bronze finish with several glass options – extraordinary painted Mercury glass and Café Tint glass, as well as a Smoky Amber glass for wall/bath fixtures only. The assortment includes six-light and four-light chandeliers, pendants in three sizes, both flush and semi-flush ceiling fixtures, as well as two-light, three-light and four-light wall/bath fixtures. Both incandescent lamping and ENERGY STAR-qualified LED lamping are available. Most of these fixtures easily convert to LED by purchasing LED replacement lamps sold separately. | CHANDELIERS | Sfera | Chandeliers | Autumn Bronze | 715 | Steel | Cafe Tint Glass | D:3.5" H:6.25" | D:3.5" |  | 6 Medium A19 9.3w |  | 6 | Yes | [14 empty] | 0 | [12 empty] | 335.98 | 671.96 | 1007.94 | D:24 1/2'' H:32 1/4'' O:172'' | 25.5 | 24.5 |  |  | 32.25 | Screw Collar - Chain |  |  | 172 |  |  |  | No |  | No | [20 empty] | D:5 1/2'' H:1 1/4'' Round |  |  |  |  | 168 | Brown | 144 |  | Hardwired | 0 | 0 | 0 | 1 | 1 | 0 | 0 | 0 | 1 | 0 | 0 | 785652046995 | 27.5 | 27 | 19.75 | 31.2 | 8.486 | 250 | Yes | [9 empty] | cETL Damp | SFERA 6L CHAND-715 | Six Light Chandelier |  | 3190406EN3-715.jpg | 3190406.jpg
3190505-848 | Five Light Chandelier |  | CHANDELIERS | Clark | Chandeliers | Satin Bronze | 848 | Steel | White Linen Linen |  |  |  | 5 Medium A19 60w |  | 5 | No | [14 empty] | 0 | [12 empty] | 164.5 | 329 | 493.5 | D:29 1/8'' H:20 3/4'' |  | 29.125 |  |  | 20.75 | Screw Collar - Stem | [6 empty] | No |  | No | [20 empty] | D:5'' H:1'' Round | [5 empty] | Clear Gold |  |  | Hardwired | 0 | 0 | 0 | 0 | 1 | 0 | 0 | 1 | 0 | 0 | 0 | 785652085376 | [16 empty] | cETL Damp | CLARK 5L CHAND-848 | Five Light Chandelier |  | 3190505-848.jpg | 3190505.jpg
3190505-962 | Five Light Chandelier |  | CHANDELIERS | Clark | Chandeliers | Brushed Nickel | 962 | Steel | White Linen Linen |  |  |  | 5 Medium A19 60w |  | 5 | No | [14 empty] | 0 | [12 empty] | 164.5 | 329 | 493.5 | D:29 1/8'' H:20 3/4'' |  | 29.125 |  |  | 20.75 | Screw Collar - Stem | [6 empty] | No |  | No | [20 empty] | D:5'' H:1'' Round | [5 empty] | Clear Silver |  |  | Hardwired | 0 | 0 | 0 | 0 | 1 | 0 | 0 | 1 | 0 | 0 | 0 | 785652085383 | [16 empty] | cETL Damp | CLARK 5L CHAND-962 | Five Light Chandelier |  | 3190505-962.jpg | 3190505.jpg
31942-710 | Five Light Chandelier | The Stirling lighting collection by Sea Gull Lighting, with its chic style and eclectic twist brings clean, modern lines to a traditional soul. The Beige Linen drum shades combined with a Burnt Sienna finish or White Linen drum shades combined with a Brushed Nickel finish are both eye-catching and inviting. For the wall/bath fixtures only, a Chrome finish coupled with Opal Etched glass shades is also available. The assortment includes nine-light, five-light and three-light chandeliers, pendants in six sizes, both flush and semi-flush ceiling fixtures, a one-light wall sconce, as well as one-light, two-light, three-light and four-light wall/bath fixtures. Most of these fixtures easily convert to LED by purchasing LED replacement lamps sold separately. | CHANDELIERS | Stirling | Chandeliers | Burnt Sienna | 710 | Steel | Beige Linen Fabric | D:4.625" H:4" |  |  | 5 Candelabra Torpedo 60w |  | 5 | No | [14 empty] | 0 | [12 empty] | 224.98 | 449.96 | 674.94 | D:22 1/2'' H:20 3/4'' O:144 1/4'' | 9.9 | 22.5 |  |  | 20.75 | Center Lock-Up |  |  | 144.25 |  |  |  | No |  | No | [20 empty] | D:5 1/2'' H:1 3/8'' Round |  |  |  |  | 144 | Brown | 120 |  | Hardwired | 0 | 0 | 0 | 0 | 1 | 0 | 0 | 1 | 1 | 0 | 0 | 785652182341 | 23.5 | 13 | 21.5 | 12.4 | 3.801 | 250 | Yes | [8 empty] | ETL Dry | cETL Dry | STIRLING 5L CHAND-710 | Five Light Chandelier |  | 31942-710.jpg | 31942.jpg
31942-962 | Five Light Chandelier | The Stirling lighting collection by Sea Gull Lighting, with its chic style and eclectic twist brings clean, modern lines to a traditional soul. The Beige Linen drum shades combined with a Burnt Sienna finish or White Linen drum shades combined with a Brushed Nickel finish are both eye-catching and inviting. For the wall/bath fixtures only, a Chrome finish coupled with Opal Etched glass shades is also available. The assortment includes nine-light, five-light and three-light chandeliers, pendants in six sizes, both flush and semi-flush ceiling fixtures, a one-light wall sconce, as well as one-light, two-light, three-light and four-light wall/bath fixtures. Most of these fixtures easily convert to LED by purchasing LED replacement lamps sold separately. | CHANDELIERS | Stirling | Chandeliers | Brushed Nickel | 962 | Steel | White Linen Fabric | D:4.625" H:4" |  |  | 5 Candelabra Torpedo 60w |  | 5 | No | [14 empty] | 0 | [12 empty] | 224.98 | 449.96 | 674.94 | D:22 1/2'' H:20 3/4'' O:144 1/4'' | 9.9 | 22.5 |  |  | 20.75 | Center Lock-Up |  |  | 144.25 |  |  |  | No |  | No | [20 empty] | D:5 1/2'' H:1 3/8'' Round |  |  |  |  | 144 | Clear Silver | 120 |  | Hardwired | 0 | 0 | 0 | 0 | 1 | 0 | 0 | 1 | 1 | 0 | 0 | 785652019883 | 24.5 | 13 | 21.5 | 12.9 | 3.963 | 250 | Yes | [8 empty] | ETL Dry | cETL Dry | STIRLING 5L CHAND-962 | Five Light Chandelier | TBD-OPP3 | 31942-962.jpg | 31942.jpg
31942EN-710 | Five Light Chandelier | The Stirling lighting collection by Sea Gull Lighting, with its chic style and eclectic twist brings clean, modern lines to a traditional soul. The Beige Linen drum shades combined with a Burnt Sienna finish or White Linen drum shades combined with a Brushed Nickel finish are both eye-catching and inviting. For the wall/bath fixtures only, a Chrome finish coupled with Opal Etched glass shades is also available. The assortment includes nine-light, five-light and three-light chandeliers, pendants in six sizes, both flush and semi-flush ceiling fixtures, a one-light wall sconce, as well as one-light, two-light, three-light and four-light wall/bath fixtures. Most of these fixtures easily convert to LED by purchasing LED replacement lamps sold separately. | CHANDELIERS | Stirling | Chandeliers | Burnt Sienna | 710 | Steel | Beige Linen Fabric | D:4.625" H:4" |  |  | 5 Candelabra Torpedo 3.5w |  | 5 | Yes | [14 empty] | 0 | [12 empty] | 249.98 | 499.96 | 749.94 | D:22 1/2'' H:20 3/4'' O:144 1/4'' | 9.9 | 22.5 |  |  | 20.75 | Center Lock-Up |  |  | 144.25 |  |  |  | No |  | No | [20 empty] | D:5 1/2'' H:1 3/8'' Round |  |  |  |  | 144 | Brown | 120 |  | Hardwired | 0 | 0 | 0 | 1 | 1 | 0 | 0 | 0 | 1 | 0 | 0 | 785652029004 | 23.5 | 13 | 21.5 | 12.4 | 3.801 | 250 | Yes | [8 empty] | ETL Dry | cETL Dry | STIRLING 5L CHAND-710 | Five Light Chandelier |  | 31942-710.jpg | 31942.jpg
31942EN-962 | Five Light Chandelier | The Stirling lighting collection by Sea Gull Lighting, with its chic style and eclectic twist brings clean, modern lines to a traditional soul. The Beige Linen drum shades combined with a Burnt Sienna finish or White Linen drum shades combined with a Brushed Nickel finish are both eye-catching and inviting. For the wall/bath fixtures only, a Chrome finish coupled with Opal Etched glass shades is also available. The assortment includes nine-light, five-light and three-light chandeliers, pendants in six sizes, both flush and semi-flush ceiling fixtures, a one-light wall sconce, as well as one-light, two-light, three-light and four-light wall/bath fixtures. Most of these fixtures easily convert to LED by purchasing LED replacement lamps sold separately. | CHANDELIERS | Stirling | Chandeliers | Brushed Nickel | 962 | Steel | White Linen Fabric | D:4.625" H:4" |  |  | 5 Candelabra Torpedo 3.5w |  | 5 | Yes | [14 empty] | 0 | [12 empty] | 249.98 | 499.96 | 749.94 | D:22 1/2'' H:20 3/4'' O:144 1/4'' | 9.9 | 22.5 |  |  | 20.75 | Center Lock-Up |  |  | 144.25 |  |  |  | No |  | No | [20 empty] | D:5 1/2'' H:1 3/8'' Round |  |  |  |  | 144 | Clear Silver | 120 |  | Hardwired | 0 | 0 | 0 | 1 | 1 | 0 | 0 | 0 | 1 | 0 | 0 | 785652029011 | 24.5 | 13 | 21.5 | 12.9 | 3.963 | 250 | Yes | [8 empty] | ETL Dry | cETL Dry | STIRLING 5L CHAND-962 | Five Light Chandelier |  | 31942-962.jpg | 31942.jpg
31952-710 | Nine Light Chandelier | The Stirling lighting collection by Sea Gull Lighting, with its chic style and eclectic twist brings clean, modern lines to a traditional soul. The Beige Linen drum shades combined with a Burnt Sienna finish or White Linen drum shades combined with a Brushed Nickel finish are both eye-catching and inviting. For the wall/bath fixtures only, a Chrome finish coupled with Opal Etched glass shades is also available. The assortment includes nine-light, five-light and three-light chandeliers, pendants in six sizes, both flush and semi-flush ceiling fixtures, a one-light wall sconce, as well as one-light, two-light, three-light and four-light wall/bath fixtures. Most of these fixtures easily convert to LED by purchasing LED replacement lamps sold separately. | CHANDELIERS | Stirling | Chandeliers | Burnt Sienna | 710 | Steel | Beige Linen Fabric | D:4.625" H:4" |  |  | 9 Candelabra Torpedo 60w |  | 9 | No | [14 empty] | 0 | [12 empty] | 379.95 | 759.9 | 1139.85 | D:30'' H:32 1/2'' O:154 3/4'' | 19.8 | 30 |  |  | 32.5 | Center Lock-Up |  |  | 154.75 |  |  |  | No |  | No | [20 empty] | D:5 1/2'' H:1 3/8'' Round |  |  |  |  | 144 | Brown | 120 |  | Hardwired | 0 | 0 | 0 | 0 | 1 | 0 | 0 | 1 | 1 | 0 | 0 | 785652182358 | 31 | 14.25 | 35.5 | 24.8 | 9.075 | 250 | Yes | [8 empty] | ETL Dry | cETL Dry | STIRLING 9L CHAND-710 | Nine Light Chandelier |  | 31952-710.jpg | 31952.jpg
31952-962 | Nine Light Chandelier | The Stirling lighting collection by Sea Gull Lighting, with its chic style and eclectic twist brings clean, modern lines to a traditional soul. The Beige Linen drum shades combined with a Burnt Sienna finish or White Linen drum shades combined with a Brushed Nickel finish are both eye-catching and inviting. For the wall/bath fixtures only, a Chrome finish coupled with Opal Etched glass shades is also available. The assortment includes nine-light, five-light and three-light chandeliers, pendants in six sizes, both flush and semi-flush ceiling fixtures, a one-light wall sconce, as well as one-light, two-light, three-light and four-light wall/bath fixtures. Most of these fixtures easily convert to LED by purchasing LED replacement lamps sold separately. | CHANDELIERS | Stirling | Chandeliers | Brushed Nickel | 962 | Steel | White Linen Fabric | D:4.625" H:4" |  |  | 9 Candelabra Torpedo 60w |  | 9 | No | [14 empty] | 0 | [12 empty] | 379.95 | 759.9 | 1139.85 | D:30'' H:32 1/2'' O:154 3/4'' | 19.8 | 30 |  |  | 32.5 | Center Lock-Up |  |  | 154.75 |  |  |  | No |  | No | [20 empty] | D:5 1/2'' H:1 3/8'' Round |  |  |  |  | 144 | Clear Silver | 120 |  | Hardwired | 0 | 0 | 0 | 0 | 1 | 0 | 0 | 1 | 1 | 0 | 0 | 785652027376 | 31 | 14.25 | 35.5 | 24.8 | 9.075 | 250 | Yes | [8 empty] | ETL Dry | cETL Dry | STIRLING 9L CHAND-962 | Nine Light Chandelier |  | 31952-962.jpg | 31952.jpg
31952EN-710 | Nine Light Chandelier | The Stirling lighting collection by Sea Gull Lighting, with its chic style and eclectic twist brings clean, modern lines to a traditional soul. The Beige Linen drum shades combined with a Burnt Sienna finish or White Linen drum shades combined with a Brushed Nickel finish are both eye-catching and inviting. For the wall/bath fixtures only, a Chrome finish coupled with Opal Etched glass shades is also available. The assortment includes nine-light, five-light and three-light chandeliers, pendants in six sizes, both flush and semi-flush ceiling fixtures, a one-light wall sconce, as well as one-light, two-light, three-light and four-light wall/bath fixtures. Most of these fixtures easily convert to LED by purchasing LED replacement lamps sold separately. | CHANDELIERS | Stirling | Chandeliers | Burnt Sienna | 710 | Steel | Beige Linen Fabric | D:4.625" H:4" |  |  | 9 Candelabra Torpedo 3.5w |  | 9 | Yes | [14 empty] | 0 | [12 empty] | 422.95 | 845.9 | 1268.85 | D:30'' H:32 1/2'' O:154 3/4'' | 19.8 | 30 |  |  | 32.5 | Center Lock-Up |  |  | 154.75 |  |  |  | No |  | No | [20 empty] | D:5 1/2'' H:1 3/8'' Round |  |  |  |  | 144 | Brown | 120 |  | Hardwired | 0 | 0 | 0 | 1 | 1 | 0 | 0 | 0 | 1 | 0 | 0 | 785652029301 | 31 | 14.25 | 35.5 | 24.8 | 9.075 | 250 | Yes | [8 empty] | ETL Dry | cETL Dry | STIRLING 9L CHAND-710 | Nine Light Chandelier |  | 31952-710.jpg | 31952.jpg
31952EN-962 | Nine Light Chandelier | The Stirling lighting collection by Sea Gull Lighting, with its chic style and eclectic twist brings clean, modern lines to a traditional soul. The Beige Linen drum shades combined with a Burnt Sienna finish or White Linen drum shades combined with a Brushed Nickel finish are both eye-catching and inviting. For the wall/bath fixtures only, a Chrome finish coupled with Opal Etched glass shades is also available. The assortment includes nine-light, five-light and three-light chandeliers, pendants in six sizes, both flush and semi-flush ceiling fixtures, a one-light wall sconce, as well as one-light, two-light, three-light and four-light wall/bath fixtures. Most of these fixtures easily convert to LED by purchasing LED replacement lamps sold separately. | CHANDELIERS | Stirling | Chandeliers | Brushed Nickel | 962 | Steel | White Linen Fabric | D:4.625" H:4" |  |  | 9 Candelabra Torpedo 3.5w |  | 9 | Yes | [14 empty] | 0 | [12 empty] | 422.95 | 845.9 | 1268.85 | D:30'' H:32 1/2'' O:154 3/4'' | 19.8 | 30 |  |  | 32.5 | Center Lock-Up |  |  | 154.75 |  |  |  | No |  | No | [20 empty] | D:5 1/2'' H:1 3/8'' Round |  |  |  |  | 144 | Clear Silver | 120 |  | Hardwired | 0 | 0 | 0 | 1 | 1 | 0 | 0 | 0 | 1 | 0 | 0 | 785652029325 | 31 | 14.25 | 35.5 | 24.8 | 9.075 | 250 | Yes | [8 empty] | ETL Dry | cETL Dry | STIRLING 9L CHAND-962 | Nine Light Chandelier |  | 31952-962.jpg | 31952.jpg
3213003-845 | Three Light Chandelier | The subtle details of the Parkfield lighting collection by Sea Gull Lighting make this transitional design perfect for a wide range of décor. The four-sided, glass shades and the supporting sockets feature a graduated step detail which gives each fixture a slightly more masculine and tailored look. Available in both a casual Flemish Bronze finish with Crème Parchment glass or the elegantly modern Brushed Nickel finish with Opal Etched glass, the full lighting collection offers a nine-light or five-light chandelier, a three-light down chandelier; a two-light semi-flush mount; a three-light up pendant; and one-light, two-light, three-light and four-light bath fixture (all of which can mount up or down). Incandescent and ENERGY STAR-qualified LED lamping are available. | CHANDELIERS | Parkfield | Chandeliers | Flemish Bronze | 845 | Steel | Creme Parchment Glass | L:5.25" W:5.25" H:5.375" |  |  | 3 Medium A19 75w |  | 3 | No | [14 empty] | 0 | [12 empty] | 88.98 | 177.96 | 266.94 | D:18 3/8'' H:19 3/4'' O:57 1/2'' | 7.7 | 18.375 |  |  | 19.75 | Center Lock-Up |  |  | 57.5 |  |  |  | No |  | No | [20 empty] | D:5'' H:5/8'' Round |  |  |  |  | 72 | Brown | 36 |  | Hardwired | 0 | 0 | 0 | 0 | 1 | 0 | 0 | 1 | 1 | 0 | 0 | 785652274794 | 20.25 | 18.75 | 7.5 | 10.8 | 1.648 | 125 | Yes | [9 empty] | cETL Damp | PARKFIELD 3L CHAND-845 | Three Light Chandelier |  | 3213003-845.jpg | 3213003.jpg
3213003-962 | Three Light Chandelier | The subtle details of the Parkfield lighting collection by Sea Gull Lighting make this transitional design perfect for a wide range of décor. The four-sided, glass shades and the supporting sockets feature a graduated step detail which gives each fixture a slightly more masculine and tailored look. Available in both a casual Flemish Bronze finish with Crème Parchment glass or the elegantly modern Brushed Nickel finish with Opal Etched glass, the full lighting collection offers a nine-light or five-light chandelier, a three-light down chandelier; a two-light semi-flush mount; a three-light up pendant; and one-light, two-light, three-light and four-light bath fixture (all of which can mount up or down). Incandescent and ENERGY STAR-qualified LED lamping are available. | CHANDELIERS | Parkfield | Chandeliers | Brushed Nickel | 962 | Steel | Etched / White Inside Glass | L:5.25" W:5.25" H:5.375" |  |  | 3 Medium A19 75w |  | 3 | No | [14 empty] | 0 | [12 empty] | 88.98 | 177.96 | 266.94 | D:18 3/8'' H:19 3/4'' O:57 1/2'' | 7.7 | 18.375 |  |  | 19.75 | Center Lock-Up |  |  | 57.5 |  |  |  | No |  | No | [20 empty] | D:5'' H:5/8'' Round |  |  |  |  | 72 | Brown | 36 |  | Hardwired | 0 | 0 | 0 | 0 | 1 | 0 | 0 | 1 | 1 | 0 | 0 | 785652274800 | 20 | 18.75 | 7.75 | 10.6 | 1.682 | 125 | Yes | [9 empty] | cETL Damp | PARKFIELD 3L CHAND-962 | Three Light Chandelier |  | 3213003-962.jpg | 3213003.jpg
3213003EN3-845 | Three Light Chandelier | The subtle details of the Parkfield lighting collection by Sea Gull Lighting make this transitional design perfect for a wide range of décor. The four-sided, glass shades and the supporting sockets feature a graduated step detail which gives each fixture a slightly more masculine and tailored look. Available in both a casual Flemish Bronze finish with Crème Parchment glass or the elegantly modern Brushed Nickel finish with Opal Etched glass, the full lighting collection offers a nine-light or five-light chandelier, a three-light down chandelier; a two-light semi-flush mount; a three-light up pendant; and one-light, two-light, three-light and four-light bath fixture (all of which can mount up or down). Incandescent and ENERGY STAR-qualified LED lamping are available. | CHANDELIERS | Parkfield | Chandeliers | Flemish Bronze | 845 | Steel | Creme Parchment Glass | L:5.25" W:5.25" H:5.375" |  |  | 3 Medium A19 9.3w |  | 3 | Yes | [14 empty] | 0 | [12 empty] | 107.48 | 214.96 | 322.44 | D:18 3/8'' H:19 3/4'' O:57 1/2'' | 7.7 | 18.375 |  |  | 19.75 | Center Lock-Up |  |  | 57.5 |  |  |  | No |  | No | [20 empty] | D:5'' H:5/8'' Round |  |  |  |  | 72 | Brown | 36 |  | Hardwired | 0 | 0 | 0 | 1 | 1 | 0 | 0 | 0 | 1 | 0 | 0 | 785652046612 | 20.25 | 18.75 | 7.5 | 10.8 | 1.648 | 125 | Yes | [9 empty] | cETL Damp | PARKFIELD 3L CHAND-845 | Three Light Chandelier |  | 3213003EN3-845.jpg | 3213003.jpg
3213003EN3-962 | Three Light Chandelier | The subtle details of the Parkfield lighting collection by Sea Gull Lighting make this transitional design perfect for a wide range of décor. The four-sided, glass shades and the supporting sockets feature a graduated step detail which gives each fixture a slightly more masculine and tailored look. Available in both a casual Flemish Bronze finish with Crème Parchment glass or the elegantly modern Brushed Nickel finish with Opal Etched glass, the full lighting collection offers a nine-light or five-light chandelier, a three-light down chandelier; a two-light semi-flush mount; a three-light up pendant; and one-light, two-light, three-light and four-light bath fixture (all of which can mount up or down). Incandescent and ENERGY STAR-qualified LED lamping are available. | CHANDELIERS | Parkfield | Chandeliers | Brushed Nickel | 962 | Steel | Etched / White Inside Glass | L:5.25" W:5.25" H:5.375" |  |  | 3 Medium A19 9.3w |  | 3 | Yes | [14 empty] | 0 | [12 empty] | 107.48 | 214.96 | 322.44 | D:18 3/8'' H:19 3/4'' O:57 1/2'' | 7.7 | 18.375 |  |  | 19.75 | Center Lock-Up |  |  | 57.5 |  |  |  | No |  | No | [20 empty] | D:5'' H:5/8'' Round |  |  |  |  | 72 | Brown | 36 |  | Hardwired | 0 | 0 | 0 | 1 | 1 | 0 | 0 | 0 | 1 | 0 | 0 | 785652046629 | 20 | 18.75 | 7.75 | 10.6 | 1.682 | 125 | Yes | [9 empty] | cETL Damp | PARKFIELD 3L CHAND-962 | Three Light Chandelier |  | 3213003EN3-962.jpg | 3213003.jpg
3214505-782 | Five Light Up Chandelier | Influenced by the vintage industrial designs of early 20th Century America, the transitional Belton lighting collection by Sea Gull Lighting has Seeded glass shades that highlight the classic Edison bulbs. The rich Heirloom Bronze and Brushed Nickel finishes adds to the layer of retro design to the warm look. The assortment includes three- and five- down light chandeliers; five-light upright chandelier; a four-light island pendant; one-light pendant; one-light mini pendant; and one-, two-, three- and four-light bath fixtures. All fixtures are California Title 24 compliant and easily convert to LED by purchasing LED lamps sold separately. | CHANDELIERS | Belton | Chandeliers | Heirloom Bronze | 782 | Steel | Clear Seeded Glass | D:5.375" H:6.125" |  |  | 5 Medium A19 60w |  | 5 | No | [14 empty] | 0 | [12 empty] | 169.98 | N/A | 509.94 | D:23 7/8'' H:10 1/2'' O:48 1/4'' | 9.1 | 23.875 |  |  | 10.5 | Center Lock-Up |  |  | 48.25 |  |  |  | No |  | No | [20 empty] | D:5'' H:3/4'' Round |  |  |  |  | 72 | Brown |  |  | Hardwired | 0 | 0 | 0 | 0 | 1 | 0 | 0 | 0 | 0 | 0 | 0 | 785652108716 | 23.5 | 21.25 | 9.25 | 12.3 | 2.673 | 175 | Yes | [9 empty] | cETL Dry | BELTON 5L UP CHAND-782 | Five Light Up Chandelier |  | 3214505-782.png | 3214505.jpg
3214505-962 | Five Light Up Chandelier | Influenced by the vintage industrial designs of early 20th Century America, the transitional Belton lighting collection by Sea Gull Lighting has Seeded glass shades that highlight the classic Edison bulbs. The rich Heirloom Bronze and Brushed Nickel finishes adds to the layer of retro design to the warm look. The assortment includes three- and five- down light chandeliers; five-light upright chandelier; a four-light island pendant; one-light pendant; one-light mini pendant; and one-, two-, three- and four-light bath fixtures. All fixtures are California Title 24 compliant and easily convert to LED by purchasing LED lamps sold separately. | CHANDELIERS | Belton | Chandeliers | Brushed Nickel | 962 | Steel | Clear Seeded Glass | D:5.375" H:6.125" |  |  | 5 Medium A19 60w |  | 5 | No | [14 empty] | 0 | [12 empty] | 169.98 | N/A | 509.94 | D:23 7/8'' H:10 1/2'' O:48 1/4'' | 9.1 | 23.875 |  |  | 10.5 | Center Lock-Up |  |  | 48.25 |  |  |  | No |  | No | [20 empty] | D:5'' H:3/4'' Round |  |  |  |  | 72 | Clear Silver |  |  | Hardwired | 0 | 0 | 0 | 0 | 1 | 0 | 0 | 0 | 0 | 0 | 0 | 785652067242 | 23.5 | 21.25 | 9.25 | 11.9 | 2.673 | 175 | Yes | [9 empty] | cETL Dry | BELTON 5L UP CHAND-962 | Five Light Up Chandelier |  | 3214505-962.png | 3214505.jpg
3214505EN7-782 | Five Light Up Chandelier | Influenced by the vintage industrial designs of early 20th Century America, the transitional Belton lighting collection by Sea Gull Lighting has Seeded glass shades that highlight the classic Edison bulbs. The rich Heirloom Bronze and Brushed Nickel finishes adds to the layer of retro design to the warm look. The assortment includes three- and five- down light chandeliers; five-light upright chandelier; a four-light island pendant; one-light pendant; one-light mini pendant; and one-, two-, three- and four-light bath fixtures. All fixtures are California Title 24 compliant and easily convert to LED by purchasing LED lamps sold separately. | CHANDELIERS | Belton | Chandeliers | Heirloom Bronze | 782 | Steel | Clear Seeded Glass | D:5.375" H:6.125" |  |  | 5 Medium A19 8.5w |  | 5 | Yes | [14 empty] | 0 | [12 empty] | 199.98 | N/A | 599.94 | D:23 7/8'' H:10 1/2'' O:48 1/4'' | 9.1 | 23.875 |  |  | 10.5 | Center Lock-Up |  |  | 48.25 |  |  |  | No |  | No | [20 empty] | D:5'' H:3/4'' Round |  |  |  |  | 72 | Brown |  |  | Hardwired | 0 | 0 | 0 | 1 | 1 | 0 | 0 | 0 | 0 | 0 | 0 | 785652068997 | 23.5 | 21.25 | 9.25 | 12.3 | 2.673 | 175 | Yes | [9 empty] | cETL Dry | BELTON 5L LED UP CHAND-782 | Five Light Up Chandelier |  | 3214505EN7-782.jpg | 3214505.jpg
3214505EN7-962 | Five Light Up Chandelier | Influenced by the vintage industrial designs of early 20th Century America, the transitional Belton lighting collection by Sea Gull Lighting has Seeded glass shades that highlight the classic Edison bulbs. The rich Heirloom Bronze and Brushed Nickel finishes adds to the layer of retro design to the warm look. The assortment includes three- and five- down light chandeliers; five-light upright chandelier; a four-light island pendant; one-light pendant; one-light mini pendant; and one-, two-, three- and four-light bath fixtures. All fixtures are California Title 24 compliant and easily convert to LED by purchasing LED lamps sold separately. | CHANDELIERS | Belton | Chandeliers | Brushed Nickel | 962 | Steel | Clear Seeded Glass | D:5.375" H:6.125" |  |  | 5 Medium A19 8.5w |  | 5 | Yes | [14 empty] | 0 | [12 empty] | 199.98 | N/A | 599.94 | D:23 7/8'' H:10 1/2'' O:48 1/4'' | 9.1 | 23.875 |  |  | 10.5 | Center Lock-Up |  |  | 48.25 |  |  |  | No |  | No | [20 empty] | D:5'' H:3/4'' Round |  |  |  |  | 72 | Clear Silver |  |  | Hardwired | 0 | 0 | 0 | 1 | 1 | 0 | 0 | 0 | 0 | 0 | 0 | 785652069000 | 23.5 | 21.25 | 9.25 | 11.9 | 2.673 | 175 | Yes | [9 empty] | cETL Dry | BELTON 5L LED UP CHAND-962 | Five Light Up Chandelier |  | 3214505EN7-962.jpg | 3214505.jpg
3214509-782 | Nine Light Up Chandelier | Influenced by the vintage industrial designs of early 20th Century America, the transitional Belton lighting collection by Sea Gull Lighting has Seeded glass shades that highlight the classic Edison bulbs. The rich Heirloom Bronze and Brushed Nickel finishes adds to the layer of retro design to the warm look. The assortment includes three- and five- down light chandeliers; five-light upright chandelier; a four-light island pendant; one-light pendant; one-light mini pendant; and one-, two-, three- and four-light bath fixtures. All fixtures are California Title 24 compliant and easily convert to LED by purchasing LED lamps sold separately. | CHANDELIERS | Belton | Chandeliers | Heirloom Bronze | 782 | Steel | Clear Seeded Glass | D:5.375" H:6.125" |  |  | 9 Medium A19 60w |  | 9 | No | [14 empty] | 0 | [12 empty] | 249.5 | N/A | 748.5 | D:32'' H:22'' O:61 1/2'' |  | 32 |  |  | 22 | Center Lock-Up |  |  | 61.5 |  |  |  | No |  | No | [20 empty] | D:5'' H:3/4'' Round |  |  |  |  | 120 | Brown |  |  | Hardwired | 0 | 0 | 0 | 0 | 1 | 0 | 0 | 0 | 0 | 0 | 0 | 785652077906 | [16 empty] | cETL Dry | BELTON 9L UP CHAND-782 | Nine Light Up Chandelier |  | 3214509-782.jpg | 3214509.jpg
3214509-962 | Nine Light Up Chandelier | Influenced by the vintage industrial designs of early 20th Century America, the transitional Belton lighting collection by Sea Gull Lighting has Seeded glass shades that highlight the classic Edison bulbs. The rich Heirloom Bronze and Brushed Nickel finishes adds to the layer of retro design to the warm look. The assortment includes three- and five- down light chandeliers; five-light upright chandelier; a four-light island pendant; one-light pendant; one-light mini pendant; and one-, two-, three- and four-light bath fixtures. All fixtures are California Title 24 compliant and easily convert to LED by purchasing LED lamps sold separately. | CHANDELIERS | Belton | Chandeliers | Brushed Nickel | 962 | Steel | Clear Seeded Glass | D:5.375" H:6.125" |  |  | 9 Medium A19 60w |  | 9 | No | [14 empty] | 0 | [12 empty] | 249.5 | N/A | 748.5 | D:32'' H:22'' O:61 1/2'' |  | 32 |  |  | 22 | Center Lock-Up |  |  | 61.5 |  |  |  | No |  | No | [20 empty] | D:5'' H:3/4'' Round |  |  |  |  | 120 | Clear Silver |  |  | Hardwired | 0 | 0 | 0 | 0 | 1 | 0 | 0 | 0 | 0 | 0 | 0 | 785652077913 | 33.25 | 21.25 | 15.25 | 19.9 | 6.236 | 250 | Yes | [9 empty] | cETL Dry | BELTON 9L UP CHAND-962 | Nine Light Up Chandelier |  | 3214509-962.jpg | 3214509.jpg
3220205-710 | Five Light Downlight Chandelier | The Seville collection represents commitment to high style at a sharp price. The modernist design is epitomized by the teardrop curves in the arms tipped by etched glass diffusors throughout the chandeliers and bath fixtures. The collection offers a "whole home" lighting solution in every imaginable category. The assortment includes nine-light, five-light, and three-light chandeliers (either with up-light or down-light), pendants in four sizes as well as one-light, two-light, three-light , four-light and five-light wall/bath fixtures. Install a stylish and elegant addition to any room in the house. Seville is offered in Brushed Nickel and Burnt Sienna finishes. | CHANDELIERS | Seville | Chandeliers | Burnt Sienna | 710 | Steel | Etched / White Inside Glass | D:4" H:5.75" |  |  | 5 Medium A19 75w |  | 5 | No | [14 empty] | 0 | [12 empty] | 81.48 | 162.96 | 244.44 | D:21'' H:17 1/4'' O:56 1/8'' | 8.51 | 21 |  |  | 17.25 | Center Lock-Up |  |  | 56.125 |  |  |  | No |  | No | [20 empty] | D:5'' H:7/8'' Round |  |  |  |  | 72 | Brown | 36 |  | Hardwired | 0 | 0 | 0 | 0 | 1 | 0 | 0 | 1 | 1 | 0 | 0 | 785652057373 | 21.25 | 9.5 | 18 | 11.2 | 2.103 | 175 | Yes | [9 empty] | cETL Damp | SEVILLE 5L DOWN CHAND-710 | Five Light Downlight Chandelier |  | 3220205-710.png | 3220205.jpg
3220205-962 | Five Light Downlight Chandelier | The Seville collection represents commitment to high style at a sharp price. The modernist design is epitomized by the teardrop curves in the arms tipped by etched glass diffusors throughout the chandeliers and bath fixtures. The collection offers a "whole home" lighting solution in every imaginable category. The assortment includes nine-light, five-light, and three-light chandeliers (either with up-light or down-light), pendants in four sizes as well as one-light, two-light, three-light , four-light and five-light wall/bath fixtures. Install a stylish and elegant addition to any room in the house. Seville is offered in Brushed Nickel and Burnt Sienna finishes. | CHANDELIERS | Seville | Chandeliers | Brushed Nickel | 962 | Steel | Etched / White Inside Glass | D:4" H:5.75" |  |  | 5 Medium A19 75w |  | 5 | No | [14 empty] | 0 | [12 empty] | 81.48 | 162.96 | 244.44 | D:21'' H:17 1/4'' O:56 1/8'' | 8.51 | 21 |  |  | 17.25 | Center Lock-Up |  |  | 56.125 |  |  |  | No |  | No | [20 empty] | D:5'' H:7/8'' Round |  |  |  |  | 72 | Clear Silver | 36 |  | Hardwired | 0 | 0 | 0 | 0 | 1 | 0 | 0 | 1 | 1 | 0 | 0 | 785652057380 | 21.25 | 9.5 | 18 | 11.2 | 2.103 | 175 | Yes | [9 empty] | cETL Damp | SEVILLE 5L DOWN CHAND-962 | Five Light Downlight Chandelier |  | 3220205-962.png | 3220205.jpg
3220205EN3-710 | Five Light Downlight Chandelier | The Seville collection represents commitment to high style at a sharp price. The modernist design is epitomized by the teardrop curves in the arms tipped by etched glass diffusors throughout the chandeliers and bath fixtures. The collection offers a "whole home" lighting solution in every imaginable category. The assortment includes nine-light, five-light, and three-light chandeliers (either with up-light or down-light), pendants in four sizes as well as one-light, two-light, three-light , four-light and five-light wall/bath fixtures. Install a stylish and elegant addition to any room in the house. Seville is offered in Brushed Nickel and Burnt Sienna finishes. | CHANDELIERS | Seville | Chandeliers | Burnt Sienna | 710 | Steel | Etched / White Inside Glass | D:4" H:5.75" |  |  | 5 Medium A19 9.3w |  | 5 | Yes | [14 empty] | 0 | [12 empty] | 111.98 | 223.96 | 335.94 | D:21'' H:17 1/4'' O:56 1/8'' | 8.51 | 21 |  |  | 17.25 | Center Lock-Up |  |  | 56.125 |  |  |  | No |  | No | [20 empty] | D:5'' H:7/8'' Round |  |  |  |  | 72 | Brown | 36 |  | Hardwired | 0 | 0 | 0 | 1 | 1 | 0 | 0 | 0 | 1 | 0 | 0 | 785652058202 | 21.25 | 9.5 | 18 | 11.2 | 2.103 | 175 | Yes | [9 empty] | cETL Damp | SEVILLE 5L DOWN CHAND-710 | Five Light Downlight Chandelier |  | 3220205EN3-710.png | 3220205EN3.jpg
3220205EN3-962 | Five Light Downlight Chandelier | The Seville collection represents commitment to high style at a sharp price. The modernist design is epitomized by the teardrop curves in the arms tipped by etched glass diffusors throughout the chandeliers and bath fixtures. The collection offers a "whole home" lighting solution in every imaginable category. The assortment includes nine-light, five-light, and three-light chandeliers (either with up-light or down-light), pendants in four sizes as well as one-light, two-light, three-light , four-light and five-light wall/bath fixtures. Install a stylish and elegant addition to any room in the house. Seville is offered in Brushed Nickel and Burnt Sienna finishes. | CHANDELIERS | Seville | Chandeliers | Brushed Nickel | 962 | Steel | Etched / White Inside Glass | D:4" H:5.75" |  |  | 5 Medium A19 9.3w |  | 5 | Yes | [14 empty] | 0 | [12 empty] | 111.98 | 223.96 | 335.94 | D:21'' H:17 1/4'' O:56 1/8'' | 8.51 | 21 |  |  | 17.25 | Center Lock-Up |  |  | 56.125 |  |  |  | No |  | No | [20 empty] | D:5'' H:7/8'' Round |  |  |  |  | 72 | Clear Silver | 36 |  | Hardwired | 0 | 0 | 0 | 1 | 1 | 0 | 0 | 0 | 1 | 0 | 0 | 785652058219 | 21.25 | 9.5 | 18 | 11.2 | 2.103 | 175 | Yes | [9 empty] | cETL Damp | SEVILLE 5L DOWN CHAND-962 | Five Light Downlight Chandelier |  | 3220205EN3-962.png | 3220205EN3.jpg
3224906-846 | Six Light Chandelier | The transitional Socorro lighting collection by Sea Gull Lighting features a classic, barbed Quatrefoil profile - wholly updated by combining a distressed Cerused Oak finish on the decorative silhouette with the rich Stardust finish on the metal bobeches and decorative strapping to create undeniable rustic charm. While still offered in its original finish Stardust, the Socorro has been beautifully updated with our popular Washed Pine and Chrome finish to offer a modern take on this timeless industrial beauty. The collection includes a four-light mini-chandelier, medium and large six-light chandeliers, and four-light and six-light hall / foyer pendants. Incandescent candelabra base lamping. | CHANDELIERS | Socorro | Chandeliers | Stardust / Cerused Oak | 846 / 735 | Steel |  |  |  |  | 6 Candelabra Torpedo 60w |  | 6 | No | [14 empty] | 0 | [12 empty] | 524.98 | N/A | 1574.94 | D:40'' H:31 1/4'' O:153 1/2'' | 28.5 | 40 |  |  | 31.25 | Center Lock-Up |  |  | 153.5 |  |  |  | No |  | No | [20 empty] | D:5'' H:1'' Round |  |  |  |  | 144 | Brown | 120 |  | Hardwired | 0 | 0 | 0 | 0 | 1 | 0 | 0 | 1 | 1 | 0 | 0 | 785652108303 | 43.5 | 39 | 30.75 | 36.6 | 30.189 | 300 | No | [9 empty] | cETL Damp | SOCORRO 6L CHAND-846 | Six Light Chandelier |  | 3224906-846.jpg | 3224906.jpg
3224906-872 | Six Light Chandelier | The transitional Socorro lighting collection by Sea Gull Lighting features a classic, barbed Quatrefoil profile - wholly updated by combining a distressed Cerused Oak finish on the decorative silhouette with the rich Stardust finish on the metal bobeches and decorative strapping to create undeniable rustic charm. While still offered in its original finish Stardust, the Socorro has been beautifully updated with our popular Washed Pine and Chrome finish to offer a modern take on this timeless industrial beauty. The collection includes a four-light mini-chandelier, medium and large six-light chandeliers, and four-light and six-light hall / foyer pendants. Incandescent candelabra base lamping. | CHANDELIERS | Socorro | Chandeliers | Washed Pine / Chrome | 872 / 05 | Steel |  |  |  |  | 6 Candelabra Torpedo 60w |  | 6 | No | [14 empty] | 0 | [12 empty] | 524.98 | N/A | 1574.94 | D:40'' H:31 1/4'' O:153 1/2'' | 28.5 | 40 |  |  | 31.25 | Center Lock-Up |  |  | 153.5 |  |  |  | No |  | No | [20 empty] | D:5'' H:1'' Round |  |  |  |  | 144 | Clear Silver | 120 |  | Hardwired | 0 | 0 | 0 | 0 | 1 | 0 | 0 | 1 | 1 | 0 | 0 | 785652067891 | 43.5 | 38.75 | 30.5 | 39.8 | 29.752 | 300 | No | [9 empty] | cETL Damp | SOCORRO 6L CHAND-872 | Six Light Chandelier |  | 3224906-872.png | 3224906.jpg
3224906EN-846 | Six Light Chandelier | The transitional Socorro lighting collection by Sea Gull Lighting features a classic, barbed Quatrefoil profile - wholly updated by combining a distressed Cerused Oak finish on the decorative silhouette with the rich Stardust finish on the metal bobeches and decorative strapping to create undeniable rustic charm. While still offered in its original finish Stardust, the Socorro has been beautifully updated with our popular Washed Pine and Chrome finish to offer a modern take on this timeless industrial beauty. The collection includes a four-light mini-chandelier, medium and large six-light chandeliers, and four-light and six-light hall / foyer pendants. Incandescent candelabra base lamping. | CHANDELIERS | Socorro | Chandeliers | Stardust / Cerused Oak | 846 / 735 | Steel |  |  |  |  | 6 Candelabra Torpedo 3.5w |  | 6 | Yes | [14 empty] | 0 | [12 empty] | 574.98 | N/A | 1724.94 | D:40'' H:31 1/4'' O:153 1/2'' | 28.5 | 40 |  |  | 31.25 | Center Lock-Up |  |  | 153.5 |  |  |  | No |  | No | [20 empty] | D:5'' H:1'' Round |  |  |  |  | 144 | Brown | 120 |  | Hardwired | 0 | 0 | 0 | 1 | 1 | 0 | 0 | 0 | 1 | 0 | 0 | 785652029349 | 43.5 | 39 | 30.75 | 36.6 | 30.189 | 300 | No | [9 empty] | cETL Damp | SOCORRO 6L CHAND-846 | Six Light Chandelier |  | 3224906EN-846.jpg | 3224906.jpg
3224906EN-872 | Six Light Chandelier | The transitional Socorro lighting collection by Sea Gull Lighting features a classic, barbed Quatrefoil profile - wholly updated by combining a distressed Cerused Oak finish on the decorative silhouette with the rich Stardust finish on the metal bobeches and decorative strapping to create undeniable rustic charm. While still offered in its original finish Stardust, the Socorro has been beautifully updated with our popular Washed Pine and Chrome finish to offer a modern take on this timeless industrial beauty. The collection includes a four-light mini-chandelier, medium and large six-light chandeliers, and four-light and six-light hall / foyer pendants. Incandescent candelabra base lamping. | CHANDELIERS | Socorro | Chandeliers | Washed Pine / Chrome | 872 / 05 | Steel |  |  |  |  | 6 Candelabra Torpedo 3.5w |  | 6 | Yes | [14 empty] | 0 | [12 empty] | 574.98 | N/A | 1724.94 | D:40'' H:31 1/4'' O:153 1/2'' | 28.5 | 40 |  |  | 31.25 | Center Lock-Up |  |  | 153.5 |  |  |  | No |  | No | [20 empty] | D:5'' H:1'' Round |  |  |  |  | 144 | Clear Silver | 120 |  | Hardwired | 0 | 0 | 0 | 1 | 1 | 0 | 0 | 0 | 1 | 0 | 0 | 785652068676 | 43.5 | 38.75 | 30.5 | 39.8 | 29.752 | 300 | No | [9 empty] | cETL Damp | SOCORRO 6L LED CHAND-872 | Six Light Chandelier |  | 3224906EN-872.png | 3224906.jpg
3225005-782 | Five Light Chandelier | The strands of translucent natural Capiz shells featured on the transitional Corsicana lighting collection by Sea Gull Lighting lend an organic feel to this elegant collection and diffuse the light with a fantastic effect. The rich, tiered designs are created using multiple lengths of strands suspended from a steel frame. The assortment includes three- and five-light chandeliers and a one-light mini-pendant, all offered in an Heirloom Bronze finish. Incandescent and ENERGY STAR-qualified LED lamping are available; all fixtures are California Title 24 compliant. | CHANDELIERS | Corsicana | Chandeliers | Heirloom Bronze | 782 | Steel | White Capiz Shell Capiz Shell |  |  |  | 5 Medium A19 100w |  | 5 | No | [14 empty] | 0 | [12 empty] | 249.98 | 499.96 | 749.94 | L:40'' W:12'' H:13 5/8'' O:57 31/32'' | 18.5 |  | 40 | 12 | 13.625 | Cap Nuts |  |  | 57.9688 |  |  |  | No |  | No | [20 empty] | DP:4 3/4'' W:18'' H:7/8'' Rectangular |  |  |  |  | 120 | Brown |  |  | Hardwired | 0 | 0 | 0 | 0 | 1 | 0 | 0 | 1 | 0 | 0 | 0 | 785652108464 | 43 | 15 | 7.75 | 24.6 | 2.893 | 100 | Yes | [9 empty] | cETL Damp | CORSICANA 5L ISLAND-782 | Five Light Chandelier |  | 3225005-782.jpg | 3225005.jpg
3225005EN3-782 | Five Light Chandelier | The strands of translucent natural Capiz shells featured on the transitional Corsicana lighting collection by Sea Gull Lighting lend an organic feel to this elegant collection and diffuse the light with a fantastic effect. The rich, tiered designs are created using multiple lengths of strands suspended from a steel frame. The assortment includes three- and five-light chandeliers and a one-light mini-pendant, all offered in an Heirloom Bronze finish. Incandescent and ENERGY STAR-qualified LED lamping are available; all fixtures are California Title 24 compliant. | CHANDELIERS | Corsicana | Chandeliers | Heirloom Bronze | 782 | Steel | White Capiz Shell Capiz Shell |  |  |  | 5 Medium A19 9.3w |  | 5 | Yes | [14 empty] | 0 | [12 empty] | 274.98 | 549.96 | 824.94 | L:40'' W:12'' H:13 5/8'' O:57 31/32'' | 18.5 |  | 40 | 12 | 13.625 | Cap Nuts |  |  | 57.9688 |  |  |  | No |  | No | [20 empty] | DP:4 3/4'' W:18'' H:7/8'' Rectangular |  |  |  |  | 120 | Brown |  |  | Hardwired | 0 | 0 | 0 | 1 | 1 | 0 | 0 | 0 | 0 | 0 | 0 | 785652045011 | 43 | 15 | 7.75 | 24.6 | 2.893 | 100 | Yes | [9 empty] | cETL Damp | CORSICANA 5L CHAND-782 | Five Light Chandelier |  | 3225005EN3-782.jpg | 3225005.jpg
325478 | One Light Outdoor Flood Light |  | OUTDOOR |  | Outdoor Lighting | Bronze | 10 |  |  |  |  | Clear Textured Glass | 1 Medium 70w |  | 1 | Yes | [14 empty] | 0 | [12 empty] | 113.95 | 227.9 | 341.85 | W:9 1/4'' H:8 3/4'' E:8'' | 9.5 |  |  | 9.25 | 8.75 | [5 empty] | 8 |  | No |  | No | [21 empty] | OB UP:5 1/4'' | [8 empty] | 0 | 0 | 0 | 0 | 0 | 0 | 0 | 0 | 0 | 0 | 0 | 785652081415 | 11.75 | 11 | 11 | 11.4 | 0.823 | 85 | Yes | 2 | 10785652081412 | 22 | 12.5 | 11.75 | 24.5 | 1.87 | Yes | C-UL-US Wet |  | MH Outdoor One Light Wall Fixture in Bronze Finish | One Light Outdoor Flood Light | LPC: 84100100701 MH 70W Die Cast Alum | 325478.jpg | 325478.jpg
3280405-846 | Five Light Chandelier | A distinct bowl-shaped silhouette defines the flagship chandeliers of the traditional Corbeille collection by Sea Gull Lighting. With a hint of contemporary inspiration, the soft hue of the Crème Parchment glass complements the fixtures’ refined curves in the Stardust finish. The assortment includes nine-light and five-light chandeliers, pendants in two sizes and both flush and semi-flush ceiling fixtures. Both incandescent lamping and ENERGY STAR-qualified LED lamping are available; all fixtures are California Title 24 compliant. | CHANDELIERS | Corbeille | Chandeliers | Stardust / Cerused Oak | 846 / 735 | Steel |  |  |  |  | 5 Candelabra B10 Torpedo 60w |  | 5 | No | [14 empty] | 0 | [12 empty] | 194.98 | 389.96 | 584.94 | D:21 1/2'' H:29'' O:67 1/4'' | 10 | 21.5 |  |  | 29 | Screw Collar - Chain |  |  | 67.25 |  |  |  | No |  | No | [20 empty] | D:5 5/16'' H:1 1/8'' Round |  |  |  |  | 120 | Brown | 36 |  | Hardwired | 0 | 0 | 0 | 0 | 1 | 0 | 0 | 1 | 1 | 0 | 0 | 785652245626 | 27 | 14.5 | 24 | 13.3 | 5.438 | 250 | Yes | [8 empty] | ETL Dry |  | CORBEILLE 5L CHAND-846 | Five Light Chandelier |  | 3280405-846.jpg | 3280405.jpg
3280405EN-846 | Five Light Chandelier | A distinct bowl-shaped silhouette defines the flagship chandeliers of the traditional Corbeille collection by Sea Gull Lighting. With a hint of contemporary inspiration, the soft hue of the Crème Parchment glass complements the fixtures’ refined curves in the Stardust finish. The assortment includes nine-light and five-light chandeliers, pendants in two sizes and both flush and semi-flush ceiling fixtures. Both incandescent lamping and ENERGY STAR-qualified LED lamping are available; all fixtures are California Title 24 compliant. | CHANDELIERS | Corbeille | Chandeliers | Stardust / Cerused Oak | 846 / 735 | Steel |  |  |  |  | 5 Candelabra Torpedo 3.5w |  | 5 | Yes | [14 empty] | 0 | [12 empty] | 213.48 | 426.96 | 640.44 | D:21 1/2'' H:29'' O:67 1/4'' | 10 | 21.5 |  |  | 29 | Screw Collar - Chain |  |  | 67.25 |  |  |  | No |  | No | [20 empty] | D:5 5/16'' H:1 1/8'' Round |  |  |  |  | 120 | Brown | 36 |  | Hardwired | 0 | 0 | 0 | 1 | 1 | 0 | 0 | 0 | 1 | 0 | 0 | 785652029370 | 27 | 14.5 | 24 | 13.6 | 5.438 | 250 | Yes | [8 empty] | ETL Dry |  | CORBEILLE 5L CHAND-846 | Five Light Chandelier |  | 3280405EN-846.jpg | 3280405.jpg
3280409-846 | Nine Light Chandelier | A distinct bowl-shaped silhouette defines the flagship chandeliers of the traditional Corbeille collection by Sea Gull Lighting. With a hint of contemporary inspiration, the soft hue of the Crème Parchment glass complements the fixtures’ refined curves in the Stardust finish. The assortment includes nine-light and five-light chandeliers, pendants in two sizes and both flush and semi-flush ceiling fixtures. Both incandescent lamping and ENERGY STAR-qualified LED lamping are available; all fixtures are California Title 24 compliant. | CHANDELIERS | Corbeille | Chandeliers | Stardust / Cerused Oak | 846 / 735 | Steel |  |  |  |  | 9 Candelabra B10 Torpedo 60w |  | 9 | No | [14 empty] | 0 | [12 empty] | 367.98 | 735.96 | 1103.94 | D:27'' H:35'' O:73 1/4'' | 16.5 | 27 |  |  | 35 | Screw Collar - Chain |  |  | 73.25 |  |  |  | No |  | No | [20 empty] | D:5 5/16'' H:1 1/8'' Round |  |  |  |  | 120 | Brown | 36 |  | Hardwired | 0 | 0 | 0 | 0 | 1 | 0 | 0 | 1 | 1 | 0 | 0 | 785652245633 | 30 | 14.75 | 33 | 22 | 8.451 | 250 | Yes | [8 empty] | ETL Dry |  | CORBEILLE 9L CHAND-846 | Nine Light Chandelier |  | 3280409-846.jpg | 3280409.jpg
3280409EN-846 | Nine Light Chandelier | A distinct bowl-shaped silhouette defines the flagship chandeliers of the traditional Corbeille collection by Sea Gull Lighting. With a hint of contemporary inspiration, the soft hue of the Crème Parchment glass complements the fixtures’ refined curves in the Stardust finish. The assortment includes nine-light and five-light chandeliers, pendants in two sizes and both flush and semi-flush ceiling fixtures. Both incandescent lamping and ENERGY STAR-qualified LED lamping are available; all fixtures are California Title 24 compliant. | CHANDELIERS | Corbeille | Chandeliers | Stardust / Cerused Oak | 846 / 735 | Steel |  |  |  |  | 9 Candelabra Torpedo 3.5w |  | 9 | Yes | [14 empty] | 0 | [12 empty] | 399.98 | 799.96 | 1199.94 | D:27'' H:35'' O:73 1/4'' | 16.5 | 27 |  |  | 35 | Screw Collar - Chain |  |  | 73.25 |  |  |  | No |  | No | [20 empty] | D:5 5/16'' H:1 1/8'' Round |  |  |  |  | 120 | Brown | 36 |  | Hardwired | 0 | 0 | 0 | 1 | 1 | 0 | 0 | 0 | 1 | 0 | 0 | 785652029387 | 33 | 14.75 | 30 | 22 | 8.451 | 250 | Yes | [8 empty] | ETL Dry |  | CORBEILLE 9L CHAND-846 | Nine Light Chandelier |  | 3280409EN-846.jpg | 3280409.jpg
32810-782 | Nine Light Chandelier | The Holman collection by Sea Gull Lighting brings versatility and style to those just starting out. With softly flared glass and curved arms, there is just enough detail to give the overall look a lift while keeping it simple enough for those on a budget. Several chandeliers and sconces can be installed with lighting shining up or down, allowing the fixture to be customized for the specific space and function. Offered in a Brushed Nickel finish or Heirloom Bronze finish, both with Satin Etched glass. The assortment includes nine-light, five-light and three-light chandeliers, pendants in five sizes, both flush and semi-flush ceiling fixtures, as well as one-light, two-light three-light and four-light wall/bath fixtures. Both incandescent lamping and ENERGY STAR-qualified LED lamping are available. All fixtures are California Title 24 compliant. | CHANDELIERS | Holman | Chandeliers | Heirloom Bronze | 782 | Steel |  |  |  |  | 9 Candelabra B10 Torpedo 60w |  | 9 | No | [14 empty] | 0 | [12 empty] | 224.98 | 449.96 | 674.94 | D:27 3/4'' H:25 5/8'' O:63 5/8'' | 6.2 | 27.75 |  |  | 25.625 | Center Lock-Up |  |  | 63.625 |  |  |  | No |  | No | [20 empty] | D:5'' H:1'' Round |  |  |  |  | 72 | Brown | 36 |  | Hardwired | 0 | 0 | 0 | 0 | 1 | 0 | 0 | 1 | 1 | 0 | 0 | 785652058714 | 31 | 27.75 | 17.25 | 14.7 | 8.588 | 300 | Yes | [8 empty] | C-UL-US Dry |  | HOLMAN 9L CHAND-782 | Nine Light Chandelier |  | 32810-782.png | 32810.jpg
32810-962 | Nine Light Chandelier | The Holman collection by Sea Gull Lighting brings versatility and style to those just starting out. With softly flared glass and curved arms, there is just enough detail to give the overall look a lift while keeping it simple enough for those on a budget. Several chandeliers and sconces can be installed with lighting shining up or down, allowing the fixture to be customized for the specific space and function. Offered in a Brushed Nickel finish or Heirloom Bronze finish, both with Satin Etched glass. The assortment includes nine-light, five-light and three-light chandeliers, pendants in five sizes, both flush and semi-flush ceiling fixtures, as well as one-light, two-light three-light and four-light wall/bath fixtures. Both incandescent lamping and ENERGY STAR-qualified LED lamping are available. All fixtures are California Title 24 compliant. | CHANDELIERS | Holman | Chandeliers | Brushed Nickel | 962 | Steel |  |  |  |  | 9 Candelabra B10 Torpedo 60w |  | 9 | No | [14 empty] | 0 | [12 empty] | 224.98 | 449.96 | 674.94 | D:27 3/4'' H:25 5/8'' O:63 5/8'' | 6.2 | 27.75 |  |  | 25.625 | Center Lock-Up |  |  | 63.625 |  |  |  | No |  | No | [20 empty] | D:5'' H:1'' Round |  |  |  |  | 72 | Clear Silver | 36 |  | Hardwired | 0 | 0 | 0 | 0 | 1 | 0 | 0 | 1 | 1 | 0 | 0 | 785652251313 | 31 | 27.75 | 17.25 | 14.7 | 8.588 | 300 | Yes | [8 empty] | C-UL-US Dry |  | HOLMAN 9L CHAND-962 | Nine Light Chandelier |  | 32810-962.jpg | 32810.jpg
32810EN-782 | Nine Light Chandelier | The Holman collection by Sea Gull Lighting brings versatility and style to those just starting out. With softly flared glass and curved arms, there is just enough detail to give the overall look a lift while keeping it simple enough for those on a budget. Several chandeliers and sconces can be installed with lighting shining up or down, allowing the fixture to be customized for the specific space and function. Offered in a Brushed Nickel finish or Heirloom Bronze finish, both with Satin Etched glass. The assortment includes nine-light, five-light and three-light chandeliers, pendants in five sizes, both flush and semi-flush ceiling fixtures, as well as one-light, two-light three-light and four-light wall/bath fixtures. Both incandescent lamping and ENERGY STAR-qualified LED lamping are available. All fixtures are California Title 24 compliant. | CHANDELIERS | Holman | Chandeliers | Heirloom Bronze | 782 | Steel |  |  |  |  | 9 Candelabra Torpedo 3.5w |  | 9 | Yes | [14 empty] | 0 | [12 empty] | 269.98 | 539.96 | 809.94 | D:27 3/4'' H:25 5/8'' O:63 5/8'' | 6.2 | 27.75 |  |  | 25.625 | Center Lock-Up |  |  | 63.625 |  |  |  | No |  | No | [20 empty] | D:5'' H:1'' Round |  |  |  |  | 72 | Brown | 36 |  | Hardwired | 0 | 0 | 0 | 1 | 1 | 0 | 0 | 0 | 1 | 0 | 0 | 785652059209 | 31 | 27.75 | 17.25 | 14.7 | 8.588 | 300 | Yes | [8 empty] | C-UL-US Dry |  | HOLMAN 9L CHAND-782 | Nine Light Chandelier |  | 32810EN-782.jpg | 32810EN.jpg
32810EN-962 | Nine Light Chandelier | The Holman collection by Sea Gull Lighting brings versatility and style to those just starting out. With softly flared glass and curved arms, there is just enough detail to give the overall look a lift while keeping it simple enough for those on a budget. Several chandeliers and sconces can be installed with lighting shining up or down, allowing the fixture to be customized for the specific space and function. Offered in a Brushed Nickel finish or Heirloom Bronze finish, both with Satin Etched glass. The assortment includes nine-light, five-light and three-light chandeliers, pendants in five sizes, both flush and semi-flush ceiling fixtures, as well as one-light, two-light three-light and four-light wall/bath fixtures. Both incandescent lamping and ENERGY STAR-qualified LED lamping are available. All fixtures are California Title 24 compliant. | CHANDELIERS | Holman | Chandeliers | Brushed Nickel | 962 | Steel |  |  |  |  | 9 Candelabra Torpedo 3.5w |  | 9 | Yes | [14 empty] | 0 | [12 empty] | 269.98 | 539.96 | 809.94 | D:27 3/4'' H:25 5/8'' O:63 5/8'' | 6.2 | 27.75 |  |  | 25.625 | Center Lock-Up |  |  | 63.625 |  |  |  | No |  | No | [20 empty] | D:5'' H:1'' Round |  |  |  |  | 72 | Clear Silver | 36 |  | Hardwired | 0 | 0 | 0 | 1 | 1 | 0 | 0 | 0 | 1 | 0 | 0 | 785652029530 | 30.75 | 27.5 | 17.25 | 14.5 | 8.442 | 300 | Yes | [8 empty] | C-UL-US Dry |  | HOLMAN 9L CHAND-962 | Nine Light Chandelier |  | 32810EN-962.jpg | 32810.jpg
3320205-710 | Five Light Shade Chandelier | The Seville collection represents commitment to high style at a sharp price. The modernist design is epitomized by the teardrop curves in the arms tipped by etched glass diffusors throughout the chandeliers and bath fixtures. The collection offers a "whole home" lighting solution in every imaginable category. The assortment includes nine-light, five-light, and three-light chandeliers (either with up-light or down-light), pendants in four sizes as well as one-light, two-light, three-light , four-light and five-light wall/bath fixtures. Install a stylish and elegant addition to any room in the house. Seville is offered in Brushed Nickel and Burnt Sienna finishes. | CHANDELIERS | Seville | Chandeliers | Burnt Sienna | 710 | Steel | White Linen Fabric | D:21.5" H:8.75" | D:20.5" |  | 5 Candelabra Torpedo 60w |  | 5 | No | [14 empty] | 0 | [12 empty] | 118.48 | 236.96 | 355.44 | D:21 1/2'' H:22 1/8'' O:65 3/4'' | 6.6 | 21.5 |  |  | 22.125 | Center Lock-Up |  |  | 65.75 |  |  |  | No |  | No | [20 empty] | D:5'' H:7/8'' Round |  |  |  |  | 72 | Brown | 42 |  | Hardwired | 0 | 0 | 0 | 0 | 1 | 0 | 0 | 1 | 1 | 0 | 0 | 785652067853 | 24 | 23.75 | 12.25 | 10.2 | 4.041 | 250 | Yes | [9 empty] | cETL Damp | SEVILLE 5L SHADE CHAND-710 | Five Light Shade Chandelier |  | 3320205-710.png | 3320205-710.jpg
3320205-962 | Five Light Shade Chandelier | The Seville collection represents commitment to high style at a sharp price. The modernist design is epitomized by the teardrop curves in the arms tipped by etched glass diffusors throughout the chandeliers and bath fixtures. The collection offers a "whole home" lighting solution in every imaginable category. The assortment includes nine-light, five-light, and three-light chandeliers (either with up-light or down-light), pendants in four sizes as well as one-light, two-light, three-light , four-light and five-light wall/bath fixtures. Install a stylish and elegant addition to any room in the house. Seville is offered in Brushed Nickel and Burnt Sienna finishes. | CHANDELIERS | Seville | Chandeliers | Brushed Nickel | 962 | Steel | White Linen Fabric | D:21.5" H:8.75" | D:20.5" |  | 5 Candelabra Torpedo 60w |  | 5 | No | [14 empty] | 0 | [12 empty] | 118.48 | 236.96 | 355.44 | D:21 1/2'' H:22 1/8'' O:65 3/4'' | 6.6 | 21.5 |  |  | 22.125 | Center Lock-Up |  |  | 65.75 |  |  |  | No |  | No | [20 empty] | D:5'' H:7/8'' Round |  |  |  |  | 72 | Clear Silver | 42 |  | Hardwired | 0 | 0 | 0 | 0 | 1 | 0 | 0 | 1 | 1 | 0 | 0 | 785652067860 | 24 | 23.75 | 12 | 10 | 3.958 | 250 | Yes | [9 empty] | cETL Damp | SEVILLE 5L SHADE CHAND-962 | Five Light Shade Chandelier |  | 3320205-962.png | 3320205-962.jpg
3320205EN-710 | Five Light Shade Chandelier | The Seville collection represents commitment to high style at a sharp price. The modernist design is epitomized by the teardrop curves in the arms tipped by etched glass diffusors throughout the chandeliers and bath fixtures. The collection offers a "whole home" lighting solution in every imaginable category. The assortment includes nine-light, five-light, and three-light chandeliers (either with up-light or down-light), pendants in four sizes as well as one-light, two-light, three-light , four-light and five-light wall/bath fixtures. Install a stylish and elegant addition to any room in the house. Seville is offered in Brushed Nickel and Burnt Sienna finishes. | CHANDELIERS | Seville | Chandeliers | Burnt Sienna | 710 | Steel | White Linen Fabric | D:21.5" H:8.75" | D:20.5" |  | 5 Candelabra Torpedo 3.5w |  | 5 | Yes | [14 empty] | 0 | [12 empty] | 149.98 | 299.96 | 449.94 | D:21 1/2'' H:22 1/8'' O:65 3/4'' | 6.6 | 21.5 |  |  | 22.125 | Center Lock-Up |  |  | 65.75 |  |  |  | No |  | No | [20 empty] | D:5'' H:7/8'' Round |  |  |  |  | 72 | Brown | 42 |  | Hardwired | 0 | 0 | 0 | 1 | 1 | 0 | 0 | 0 | 1 | 0 | 0 | 785652068638 | 24 | 23.75 | 12.25 | 10.2 | 4.041 | 250 | Yes | [9 empty] | cETL Damp | SEVILLE 5L LED SHADE CHAND-710 | Five Light Shade Chandelier |  | 3320205EN-710.png | 3320205-710.jpg
3320205EN-962 | Five Light Shade Chandelier | The Seville collection represents commitment to high style at a sharp price. The modernist design is epitomized by the teardrop curves in the arms tipped by etched glass diffusors throughout the chandeliers and bath fixtures. The collection offers a "whole home" lighting solution in every imaginable category. The assortment includes nine-light, five-light, and three-light chandeliers (either with up-light or down-light), pendants in four sizes as well as one-light, two-light, three-light , four-light and five-light wall/bath fixtures. Install a stylish and elegant addition to any room in the house. Seville is offered in Brushed Nickel and Burnt Sienna finishes. | CHANDELIERS | Seville | Chandeliers | Brushed Nickel | 962 | Steel | White Linen Fabric | D:21.5" H:8.75" | D:20.5" |  | 5 Candelabra Torpedo 3.5w |  | 5 | Yes | [14 empty] | 0 | [12 empty] | 149.98 | 299.96 | 449.94 | D:21 1/2'' H:22 1/8'' O:65 3/4'' | 6.6 | 21.5 |  |  | 22.125 | Center Lock-Up |  |  | 65.75 |  |  |  | No |  | No | [20 empty] | D:5'' H:7/8'' Round |  |  |  |  | 72 | Clear Silver | 42 |  | Hardwired | 0 | 0 | 0 | 1 | 1 | 0 | 0 | 0 | 1 | 0 | 0 | 785652068645 | 24 | 23.75 | 12 | 10 | 3.958 | 250 | Yes | [9 empty] | cETL Damp | SEVILLE 5L LED SHADE CHAND-962 | Five Light Shade Chandelier |  | 3320205EN-962.jpg | 3320205-962.jpg
3410-962 | Five Light Chandelier | The Traditional lighting collection by Sea Gull Lighting is a timeless design standard. Bold styling harkens back to old world charm with candelabra base bulbs for a candle light visual. Offered in Brushed Nickel, Heirloom Bronze and Polished Bronze finishes. The assortment includes fifteen-light, ten-light, six-light, and five-light chandeliers. Both incandescent lamping and ENERGY STAR-qualified LED lamping are available. Most of these fixtures easily convert to LED by purchasing LED replacement lamps sold separately. | CHANDELIERS | Traditional | Chandeliers | Brushed Nickel | 962 | Steel |  |  |  |  | 5 Candelabra Torpedo 60w |  | 5 | No | [14 empty] | 0 | [12 empty] | 144.45 | 288.9 | 433.35 | D:23 1/2'' H:18 1/4'' O:56 3/4'' |  | 23.5 |  |  | 18.25 | Center Lock-Up |  |  | 56.75 |  |  |  | No |  | No | [20 empty] | D:5'' H:1 1/16'' Round |  |  |  |  | 144 | Clear | 36 | N/A | Hardwired | 0 | 0 | 0 | 0 | 1 | 0 | 0 | 1 | 1 | 0 | 0 | 785652341052 | 25 | 24 | 6.5 | 9.55 | 2.257 | 175 | Yes | [8 empty] | ETL Dry | cETL Dry | TRADITIONAL 5L CHAND-962 | Five Light Chandelier |  | 3410-962.jpg | 3410.jpg
3410EN-962 | Five Light Chandelier | The Traditional lighting collection by Sea Gull Lighting is a timeless design standard. Bold styling harkens back to old world charm with candelabra base bulbs for a candle light visual. Offered in Brushed Nickel, Heirloom Bronze and Polished Bronze finishes. The assortment includes fifteen-light, ten-light, six-light, and five-light chandeliers. Both incandescent lamping and ENERGY STAR-qualified LED lamping are available. Most of these fixtures easily convert to LED by purchasing LED replacement lamps sold separately. | CHANDELIERS | Traditional | Chandeliers | Brushed Nickel | 962 | Steel |  |  |  |  | 5 Candelabra Torpedo 3.5w |  | 5 | Yes | [14 empty] | 0 | [12 empty] | 174.98 | 349.96 | 524.94 | D:23 1/2'' H:18 1/4'' O:56 3/4'' |  | 23.5 |  |  | 18.25 | Center Lock-Up |  |  | 56.75 |  |  |  | No |  | No | [20 empty] | D:5'' H:1 1/16'' Round |  |  |  |  | 144 | Clear | 36 | N/A | Hardwired | 0 | 0 | 0 | 1 | 1 | 0 | 0 | 0 | 1 | 0 | 0 | 785652029653 | 25 | 24 | 6.5 | 9.55 | 2.257 | 175 | Yes | [8 empty] | ETL Dry | cETL Dry | TRADITIONAL 5L CHAND-962 | Five Light Chandelier |  | 3410EN-962.jpg | 3410.jpg
3413-962 | Ten Light Chandelier | The Traditional lighting collection by Sea Gull Lighting is a timeless design standard. Bold styling harkens back to old world charm with candelabra base bulbs for a candle light visual. Offered in Brushed Nickel, Heirloom Bronze and Polished Bronze finishes. The assortment includes fifteen-light, ten-light, six-light, and five-light chandeliers. Both incandescent lamping and ENERGY STAR-qualified LED lamping are available. Most of these fixtures easily convert to LED by purchasing LED replacement lamps sold separately. | CHANDELIERS | Traditional | Chandeliers | Brushed Nickel | 962 | Steel |  |  |  |  | 10 Candelabra Torpedo 60w |  | 10 | No | [14 empty] | 0 | [12 empty] | 199.95 | 399.9 | 599.85 | D:23 1/2'' H:21 3/4'' O:60 1/2'' |  | 23.5 |  |  | 21.75 | Center Lock-Up |  |  | 60.5 |  |  |  | No |  | No | [20 empty] | D:5'' H:1 1/16'' Round |  |  |  |  | 144 | Clear | 36 | N/A | Hardwired | 0 | 0 | 0 | 0 | 1 | 0 | 0 | 1 | 1 | 0 | 0 | 785652341397 | 25 | 24 | 8.625 | 11.7 | 2.995 | 250 | Yes | [8 empty] | ETL Dry | cETL Dry | TRADITIONAL 10L CHAND-962 | Ten Light Chandelier |  | 3413-962.jpg | 3413.jpg
3413EN-962 | Ten Light Chandelier | The Traditional lighting collection by Sea Gull Lighting is a timeless design standard. Bold styling harkens back to old world charm with candelabra base bulbs for a candle light visual. Offered in Brushed Nickel, Heirloom Bronze and Polished Bronze finishes. The assortment includes fifteen-light, ten-light, six-light, and five-light chandeliers. Both incandescent lamping and ENERGY STAR-qualified LED lamping are available. Most of these fixtures easily convert to LED by purchasing LED replacement lamps sold separately. | CHANDELIERS | Traditional | Chandeliers | Brushed Nickel | 962 | Steel |  |  |  |  | 10 Candelabra Torpedo 3.5w |  | 10 | Yes | [14 empty] | 0 | [12 empty] | 247.95 | 495.9 | 743.85 | D:23 1/2'' H:21 3/4'' O:60 1/2'' |  | 23.5 |  |  | 21.75 | Center Lock-Up |  |  | 60.5 |  |  |  | No |  | No | [20 empty] | D:5'' H:1 1/16'' Round |  |  |  |  | 144 | Clear | 36 | N/A | Hardwired | 0 | 0 | 0 | 1 | 1 | 0 | 0 | 0 | 1 | 0 | 0 | 785652029714 | 25 | 24 | 8.625 | 11.7 | 2.995 | 250 | Yes | [8 empty] | ETL Dry | cETL Dry | TRADITIONAL 10L CHAND-962 | Ten Light Chandelier |  | 3413EN-962.jpg | 3413.jpg
35939-782 | Three Light Chandelier | The Windgate lighting collection by Sea Gull Lighting is a sensibly, modernized and transitional selection of fixtures featuring clean lines and sophisticated Alabaster style glass. The collection works well with a variety of interiors, as it blends well into its surrounding decor. Offered in Brushed Nickel or Heirloom Bronze finishes, as well as a Chrome finish for the wall/bath fixtures only. The assortment includes five-light, and three-light chandeliers (either with up-light or down-light), pendants in four sizes, both flush and semi-flush ceiling fixtures, as well as one-light, two-light, three-light and four-light wall/bath fixtures. Both incandescent lamping and ENERGY STAR-qualified LED lamping are available. Most of these fixtures easily convert to LED by purchasing LED replacement lamps sold separately. | CHANDELIERS | Windgate | Chandeliers | Heirloom Bronze | 782 | Steel | Alabaster Glass | D:5.4375" H:4.375" |  |  | 3 Medium A19 100w |  | 3 | No | [14 empty] | 0 | [12 empty] | 60.98 | 121.96 | 182.94 | D:20 1/4'' H:16 3/4'' O:54 1/2'' | 5.9 | 20.25 |  |  | 16.75 | Center Lock-Up |  |  | 54.5 |  |  |  | No |  | No | [20 empty] | D:5'' H:7/8'' Round |  |  |  |  | 72 | Brown | 36 |  | Hardwired | 0 | 0 | 0 | 0 | 1 | 0 | 0 | 1 | 1 | 0 | 0 | 785652028540 | 12.5 | 10 | 17.5 | 7.4 | 1.266 | 175 | Yes | [8 empty] | ETL Dry | cETL Dry | WINDGATE 3L CHAND-782 | Three Light Chandelier |  | 35939-782.jpg | 35939.jpg
35939-962 | Three Light Chandelier | The Windgate lighting collection by Sea Gull Lighting is a sensibly, modernized and transitional selection of fixtures featuring clean lines and sophisticated Alabaster style glass. The collection works well with a variety of interiors, as it blends well into its surrounding decor. Offered in Brushed Nickel or Heirloom Bronze finishes, as well as a Chrome finish for the wall/bath fixtures only. The assortment includes five-light, and three-light chandeliers (either with up-light or down-light), pendants in four sizes, both flush and semi-flush ceiling fixtures, as well as one-light, two-light, three-light and four-light wall/bath fixtures. Both incandescent lamping and ENERGY STAR-qualified LED lamping are available. Most of these fixtures easily convert to LED by purchasing LED replacement lamps sold separately. | CHANDELIERS | Windgate | Chandeliers | Brushed Nickel | 962 | Steel | Alabaster Glass | D:5.4375" H:4.375" |  |  | 3 Medium A19 100w |  | 3 | No | [14 empty] | 0 | [12 empty] | 60.98 | 121.96 | 182.94 | D:20 1/4'' H:16 3/4'' O:54 1/2'' | 5.9 | 20.25 |  |  | 16.75 | Center Lock-Up |  |  | 54.5 |  |  |  | No |  | No | [20 empty] | D:5'' H:7/8'' Round |  |  |  |  | 72 |  | 36 |  | Hardwired | 0 | 0 | 0 | 0 | 1 | 0 | 0 | 1 | 1 | 0 | 0 | 785652028564 | 12.5 | 10 | 17.5 | 7.4 | 1.266 | 175 | Yes | [8 empty] | ETL Dry | cETL Dry | WINDGATE 3L CHAND-962 | Three Light Chandelier |  | 35939-962.jpg | 35939.jpg
35939EN3-782 | Three Light Chandelier | The Windgate lighting collection by Sea Gull Lighting is a sensibly, modernized and transitional selection of fixtures featuring clean lines and sophisticated Alabaster style glass. The collection works well with a variety of interiors, as it blends well into its surrounding decor. Offered in Brushed Nickel or Heirloom Bronze finishes, as well as a Chrome finish for the wall/bath fixtures only. The assortment includes five-light, and three-light chandeliers (either with up-light or down-light), pendants in four sizes, both flush and semi-flush ceiling fixtures, as well as one-light, two-light, three-light and four-light wall/bath fixtures. Both incandescent lamping and ENERGY STAR-qualified LED lamping are available. Most of these fixtures easily convert to LED by purchasing LED replacement lamps sold separately. | CHANDELIERS | Windgate | Chandeliers | Heirloom Bronze | 782 | Steel | Alabaster Glass | D:5.4375" H:4.375" |  |  | 3 Medium A19 9.3w |  | 3 | Yes | [14 empty] | 0 | [12 empty] | 78.48 | 156.96 | 235.44 | D:20 1/4'' H:16 3/4'' O:54 3/4'' | 5.9 | 20.25 |  |  | 16.75 | Center Lock-Up |  |  | 54.75 |  |  |  | No |  | No | [20 empty] | D:5'' H:7/8'' Round |  |  |  |  | 72 | Brown | 36 |  | Hardwired | 0 | 0 | 0 | 1 | 1 | 0 | 0 | 0 | 1 | 0 | 0 | 785652047626 | 12.5 | 10 | 17.5 | 7.4 | 1.266 | 175 | Yes | [8 empty] | ETL Dry | cETL Dry | WINDGATE 3L CHAND-782 | Three Light Chandelier |  | 35939EN3-782.jpg | 35939.jpg
35939EN3-962 | Three Light Chandelier | The Windgate lighting collection by Sea Gull Lighting is a sensibly, modernized and transitional selection of fixtures featuring clean lines and sophisticated Alabaster style glass. The collection works well with a variety of interiors, as it blends well into its surrounding decor. Offered in Brushed Nickel or Heirloom Bronze finishes, as well as a Chrome finish for the wall/bath fixtures only. The assortment includes five-light, and three-light chandeliers (either with up-light or down-light), pendants in four sizes, both flush and semi-flush ceiling fixtures, as well as one-light, two-light, three-light and four-light wall/bath fixtures. Both incandescent lamping and ENERGY STAR-qualified LED lamping are available. Most of these fixtures easily convert to LED by purchasing LED replacement lamps sold separately. | CHANDELIERS | Windgate | Chandeliers | Brushed Nickel | 962 | Steel | Alabaster Glass | D:5.4375" H:4.375" |  |  | 3 Medium A19 9.3w |  | 3 | Yes | [14 empty] | 0 | [12 empty] | 78.48 | 156.96 | 235.44 | D:20 1/4'' H:16 3/4'' O:54 1/2'' | 5.9 | 20.25 |  |  | 16.75 | Center Lock-Up |  |  | 54.5 |  |  |  | No |  | No | [20 empty] | D:5'' H:7/8'' Round |  |  |  |  | 72 | Clear Silver | 36 |  | Hardwired | 0 | 0 | 0 | 1 | 1 | 0 | 0 | 0 | 1 | 0 | 0 | 785652047633 | 12.5 | 10 | 17.5 | 7.4 | 1.266 | 175 | Yes | [8 empty] | ETL Dry | cETL Dry | WINDGATE 3L CHAND-962 | Three Light Chandelier |  | 35939EN3-962.jpg | 35939.jpg
35940-782 | Five Light Chandelier | The Windgate lighting collection by Sea Gull Lighting is a sensibly, modernized and transitional selection of fixtures featuring clean lines and sophisticated Alabaster style glass. The collection works well with a variety of interiors, as it blends well into its surrounding decor. Offered in Brushed Nickel or Heirloom Bronze finishes, as well as a Chrome finish for the wall/bath fixtures only. The assortment includes five-light, and three-light chandeliers (either with up-light or down-light), pendants in four sizes, both flush and semi-flush ceiling fixtures, as well as one-light, two-light, three-light and four-light wall/bath fixtures. Both incandescent lamping and ENERGY STAR-qualified LED lamping are available. Most of these fixtures easily convert to LED by purchasing LED replacement lamps sold separately. | CHANDELIERS | Windgate | Chandeliers | Heirloom Bronze | 782 | Steel | Alabaster Glass | D:5.4375" H:4.375" |  |  | 5 Medium A19 100w |  | 5 | No | [14 empty] | 0 | [12 empty] | 96.48 | 192.96 | 289.44 | D:20 1/2'' H:16 3/4'' O:54 1/2'' | 8.83 | 20.5 |  |  | 16.75 | Center Lock-Up |  |  | 54.5 |  |  |  | No |  | No | [20 empty] | D:5'' H:7/8'' Round |  |  |  |  | 72 | Brown | 36 |  | Hardwired | 0 | 0 | 0 | 0 | 1 | 0 | 0 | 1 | 1 | 0 | 0 | 785652020322 | 20 | 10 | 17.75 | 10.9 | 2.054 | 175 | Yes | [8 empty] | ETL Dry | cETL Dry | WINDGATE 5L CHAND-782 | Five Light Chandelier |  | 35940-782.jpg | 35940.jpg
35940-962 | Five Light Chandelier | The Windgate lighting collection by Sea Gull Lighting is a sensibly, modernized and transitional selection of fixtures featuring clean lines and sophisticated Alabaster style glass. The collection works well with a variety of interiors, as it blends well into its surrounding decor. Offered in Brushed Nickel or Heirloom Bronze finishes, as well as a Chrome finish for the wall/bath fixtures only. The assortment includes five-light, and three-light chandeliers (either with up-light or down-light), pendants in four sizes, both flush and semi-flush ceiling fixtures, as well as one-light, two-light, three-light and four-light wall/bath fixtures. Both incandescent lamping and ENERGY STAR-qualified LED lamping are available. Most of these fixtures easily convert to LED by purchasing LED replacement lamps sold separately. | CHANDELIERS | Windgate | Chandeliers | Brushed Nickel | 962 | Steel | Alabaster Glass | D:5.4375" H:4.375" |  |  | 5 Medium A19 100w |  | 5 | No | [14 empty] | 0 | [12 empty] | 96.48 | 192.96 | 289.44 | D:20 1/2'' H:16 3/4'' O:54 1/2'' | 8.83 | 20.5 |  |  | 16.75 | Center Lock-Up |  |  | 54.5 |  |  |  | No |  | No | [20 empty] | D:5'' H:7/8'' Round |  |  |  |  | 72 | Clear Silver | 36 |  | Hardwired | 0 | 0 | 0 | 0 | 1 | 0 | 0 | 1 | 1 | 0 | 0 | 785652020339 | 20 | 10 | 17.75 | 10.9 | 2.054 | 175 | Yes | [8 empty] | ETL Dry | cETL Dry | WINDGATE 5L CHAND-962 | Five Light Chandelier |  | 35940-962.jpg | 35940.jpg
35940EN3-782 | Five Light Chandelier | The Windgate lighting collection by Sea Gull Lighting is a sensibly, modernized and transitional selection of fixtures featuring clean lines and sophisticated Alabaster style glass. The collection works well with a variety of interiors, as it blends well into its surrounding decor. Offered in Brushed Nickel or Heirloom Bronze finishes, as well as a Chrome finish for the wall/bath fixtures only. The assortment includes five-light, and three-light chandeliers (either with up-light or down-light), pendants in four sizes, both flush and semi-flush ceiling fixtures, as well as one-light, two-light, three-light and four-light wall/bath fixtures. Both incandescent lamping and ENERGY STAR-qualified LED lamping are available. Most of these fixtures easily convert to LED by purchasing LED replacement lamps sold separately. | CHANDELIERS | Windgate | Chandeliers | Heirloom Bronze | 782 | Steel | Alabaster Glass | D:5.4375" H:4.375" |  |  | 5 Medium A19 9.3w |  | 5 | Yes | [14 empty] | 0 | [12 empty] | 124.98 | 249.96 | 374.94 | D:20 1/2'' H:16 3/4'' O:54 1/2'' | 8.83 | 20.5 |  |  | 16.75 | Center Lock-Up |  |  | 54.5 |  |  |  | No |  | No | [20 empty] | D:5'' H:7/8'' Round |  |  |  |  | 72 | Brown | 36 |  | Hardwired | 0 | 0 | 0 | 1 | 1 | 0 | 0 | 0 | 1 | 0 | 0 | 785652047671 | 20 | 10 | 17.75 | 10.9 | 2.054 | 175 | Yes | [8 empty] | ETL Dry | cETL Dry | WINDGATE 5L CHAND-782 | Five Light Chandelier |  | 35940EN3-782.jpg | 35940.jpg
35940EN3-962 | Five Light Chandelier | The Windgate lighting collection by Sea Gull Lighting is a sensibly, modernized and transitional selection of fixtures featuring clean lines and sophisticated Alabaster style glass. The collection works well with a variety of interiors, as it blends well into its surrounding decor. Offered in Brushed Nickel or Heirloom Bronze finishes, as well as a Chrome finish for the wall/bath fixtures only. The assortment includes five-light, and three-light chandeliers (either with up-light or down-light), pendants in four sizes, both flush and semi-flush ceiling fixtures, as well as one-light, two-light, three-light and four-light wall/bath fixtures. Both incandescent lamping and ENERGY STAR-qualified LED lamping are available. Most of these fixtures easily convert to LED by purchasing LED replacement lamps sold separately. | CHANDELIERS | Windgate | Chandeliers | Brushed Nickel | 962 | Steel | Alabaster Glass | D:5.4375" H:4.375" |  |  | 5 Medium A19 9.3w |  | 5 | Yes | [14 empty] | 0 | [12 empty] | 124.98 | 249.96 | 374.94 | D:20 1/2'' H:16 3/4'' O:54 1/2'' | 8.83 | 20.5 |  |  | 16.75 | Center Lock-Up |  |  | 54.5 |  |  |  | No |  | No | [20 empty] | D:5'' H:7/8'' Round |  |  |  |  | 72 | Clear Silver | 36 |  |  | 0 | 0 | 0 | 1 | 1 | 0 | 0 | 0 | 1 | 0 | 0 | 785652047688 | 20 | 10 | 17.75 | 10.9 | 2.054 | 175 | Yes | [8 empty] | ETL Dry | cETL Dry | WINDGATE 5L CHAND-962 | Five Light Chandelier |  | 35940EN3-962.jpg | 35940.jpg
35949-782 | Three Light Chandelier | The Windgate lighting collection by Sea Gull Lighting is a sensibly, modernized and transitional selection of fixtures featuring clean lines and sophisticated Alabaster style glass. The collection works well with a variety of interiors, as it blends well into its surrounding decor. Offered in Brushed Nickel or Heirloom Bronze finishes, as well as a Chrome finish for the wall/bath fixtures only. The assortment includes five-light, and three-light chandeliers (either with up-light or down-light), pendants in four sizes, both flush and semi-flush ceiling fixtures, as well as one-light, two-light, three-light and four-light wall/bath fixtures. Both incandescent lamping and ENERGY STAR-qualified LED lamping are available. Most of these fixtures easily convert to LED by purchasing LED replacement lamps sold separately. | CHANDELIERS | Windgate | Chandeliers | Heirloom Bronze | 782 | Steel | Alabaster Glass | D:5.4375" H:4.375" |  |  | 3 Medium A19 100w |  | 3 | No | [14 empty] | 0 | [12 empty] | 60.98 | 121.96 | 182.94 | D:20'' H:14'' O:51 3/4'' | 5.8 | 20 |  |  | 14 | Center Lock-Up |  |  | 51.75 |  |  |  | No |  | No | [20 empty] | D:5'' H:7/8'' Round |  |  |  |  | 72 | Brown | 36 |  | Hardwired | 0 | 0 | 0 | 0 | 1 | 0 | 0 | 1 | 1 | 0 | 0 | 785652156601 | 11.5 | 10.5 | 17.5 | 7.2 | 1.223 | 175 | Yes | [8 empty] | ETL Dry | cETL Dry | WINDGATE 3L CHAND-782 | Three Light Chandelier | Windgate line extension | 35949-782.jpg | 35949.jpg
35949-962 | Three Light Chandelier | The Windgate lighting collection by Sea Gull Lighting is a sensibly, modernized and transitional selection of fixtures featuring clean lines and sophisticated Alabaster style glass. The collection works well with a variety of interiors, as it blends well into its surrounding decor. Offered in Brushed Nickel or Heirloom Bronze finishes, as well as a Chrome finish for the wall/bath fixtures only. The assortment includes five-light, and three-light chandeliers (either with up-light or down-light), pendants in four sizes, both flush and semi-flush ceiling fixtures, as well as one-light, two-light, three-light and four-light wall/bath fixtures. Both incandescent lamping and ENERGY STAR-qualified LED lamping are available. Most of these fixtures easily convert to LED by purchasing LED replacement lamps sold separately. | CHANDELIERS | Windgate | Chandeliers | Brushed Nickel | 962 | Steel | Alabaster Glass | D:5.4375" H:4.375" |  |  | 3 Medium A19 100w |  | 3 | No | [14 empty] | 0 | [12 empty] | 60.98 | 121.96 | 182.94 | D:20'' H:14'' O:51 3/4'' | 5.8 | 20 |  |  | 14 | Center Lock-Up |  |  | 51.75 |  |  |  | No |  | No | [20 empty] | D:5'' H:7/8'' Round |  |  |  |  | 72 | Clear Silver | 36 |  | Hardwired | 0 | 0 | 0 | 0 | 1 | 0 | 0 | 1 | 1 | 0 | 0 | 785652156632 | 11.5 | 10.5 | 17.5 | 7.2 | 1.223 | 175 | Yes | [8 empty] | ETL Dry | cETL Dry | WINDGATE 3L CHAND-962 | Three Light Chandelier | Windgate line extension | 35949-962.jpg | 35949.jpg
35949EN3-782 | Three Light Chandelier | The Windgate lighting collection by Sea Gull Lighting is a sensibly, modernized and transitional selection of fixtures featuring clean lines and sophisticated Alabaster style glass. The collection works well with a variety of interiors, as it blends well into its surrounding decor. Offered in Brushed Nickel or Heirloom Bronze finishes, as well as a Chrome finish for the wall/bath fixtures only. The assortment includes five-light, and three-light chandeliers (either with up-light or down-light), pendants in four sizes, both flush and semi-flush ceiling fixtures, as well as one-light, two-light, three-light and four-light wall/bath fixtures. Both incandescent lamping and ENERGY STAR-qualified LED lamping are available. Most of these fixtures easily convert to LED by purchasing LED replacement lamps sold separately. | CHANDELIERS | Windgate | Chandeliers | Heirloom Bronze | 782 | Steel | Alabaster Glass | D:5.4375" H:4.375" |  |  | 3 Medium A19 9.3w |  | 3 | Yes | [14 empty] | 0 | [12 empty] | 78.48 | 156.96 | 235.44 | D:20'' H:14'' O:51 3/4'' | 5.8 | 20 |  |  | 14 | Center Lock-Up |  |  | 51.75 |  |  |  | No |  | No | [20 empty] | D:5'' H:7/8'' Round |  |  |  |  | 72 | Brown | 36 |  | Hardwired | 0 | 0 | 0 | 1 | 1 | 0 | 0 | 0 | 1 | 0 | 0 | 785652048609 | 11.5 | 10.5 | 17.5 | 7.2 | 1.223 | 175 | Yes | [8 empty] | ETL Dry | cETL Dry | WINDGATE 3L CHAND-782 | Three Light Chandelier |  | 35949EN3-782.jpg | 35949.jpg
35949EN3-962 | Three Light Chandelier | The Windgate lighting collection by Sea Gull Lighting is a sensibly, modernized and transitional selection of fixtures featuring clean lines and sophisticated Alabaster style glass. The collection works well with a variety of interiors, as it blends well into its surrounding decor. Offered in Brushed Nickel or Heirloom Bronze finishes, as well as a Chrome finish for the wall/bath fixtures only. The assortment includes five-light, and three-light chandeliers (either with up-light or down-light), pendants in four sizes, both flush and semi-flush ceiling fixtures, as well as one-light, two-light, three-light and four-light wall/bath fixtures. Both incandescent lamping and ENERGY STAR-qualified LED lamping are available. Most of these fixtures easily convert to LED by purchasing LED replacement lamps sold separately. | CHANDELIERS | Windgate | Chandeliers | Brushed Nickel | 962 | Steel | Alabaster Glass | D:5.4375" H:4.375" |  |  | 3 Medium A19 9.3w |  | 3 | Yes | [14 empty] | 0 | [12 empty] | 78.48 | 156.96 | 235.44 | D:20'' H:14'' O:51 3/4'' | 5.8 | 20 |  |  | 14 | Center Lock-Up |  |  | 51.75 |  |  |  | No |  | No | [20 empty] | D:5'' H:7/8'' Round |  |  |  |  | 72 | Clear Silver | 36 |  | Hardwired | 0 | 0 | 0 | 1 | 1 | 0 | 0 | 0 | 1 | 0 | 0 | 785652048616 | 11.5 | 10.5 | 17.5 | 7.2 | 1.223 | 175 | Yes | [8 empty] | ETL Dry | cETL Dry | WINDGATE 3L CHAND-962 | Three Light Chandelier |  | 35949EN3-962.jpg | 35949.jpg
35950-782 | Five Light Chandelier | The Windgate lighting collection by Sea Gull Lighting is a sensibly, modernized and transitional selection of fixtures featuring clean lines and sophisticated Alabaster style glass. The collection works well with a variety of interiors, as it blends well into its surrounding decor. Offered in Brushed Nickel or Heirloom Bronze finishes, as well as a Chrome finish for the wall/bath fixtures only. The assortment includes five-light, and three-light chandeliers (either with up-light or down-light), pendants in four sizes, both flush and semi-flush ceiling fixtures, as well as one-light, two-light, three-light and four-light wall/bath fixtures. Both incandescent lamping and ENERGY STAR-qualified LED lamping are available. Most of these fixtures easily convert to LED by purchasing LED replacement lamps sold separately. | CHANDELIERS | Windgate | Chandeliers | Heirloom Bronze | 782 | Steel | Alabaster Glass | D:5.4375" H:4.375" |  |  | 5 Medium A19 100w |  | 5 | No | [14 empty] | 0 | [12 empty] | 96.48 | 192.96 | 289.44 | D:20'' H:14'' O:51 3/4'' | 8.45 | 20 |  |  | 14 | Center Lock-Up |  |  | 51.75 |  |  |  | No |  | No | [20 empty] | D:5'' W:7/8'' Round |  |  |  |  | 72 | Brown | 36 |  | Hardwired | 0 | 0 | 0 | 0 | 1 | 0 | 0 | 1 | 1 | 0 | 0 | 785652156618 | 17 | 11.25 | 17.5 | 10.7 | 1.937 | 175 | Yes | [8 empty] | ETL Dry | cETL Dry | WINDGATE 5L CHAND-782 | Five Light Chandelier | Windgate line extension | 35950-782.jpg | 35950.jpg
35950-962 | Five Light Chandelier | The Windgate lighting collection by Sea Gull Lighting is a sensibly, modernized and transitional selection of fixtures featuring clean lines and sophisticated Alabaster style glass. The collection works well with a variety of interiors, as it blends well into its surrounding decor. Offered in Brushed Nickel or Heirloom Bronze finishes, as well as a Chrome finish for the wall/bath fixtures only. The assortment includes five-light, and three-light chandeliers (either with up-light or down-light), pendants in four sizes, both flush and semi-flush ceiling fixtures, as well as one-light, two-light, three-light and four-light wall/bath fixtures. Both incandescent lamping and ENERGY STAR-qualified LED lamping are available. Most of these fixtures easily convert to LED by purchasing LED replacement lamps sold separately. | CHANDELIERS | Windgate | Chandeliers | Brushed Nickel | 962 | Steel | Alabaster Glass | D:5.4375" H:4.375" |  |  | 5 Medium A19 100w |  | 5 | No | [14 empty] | 0 | [12 empty] | 96.48 | 192.96 | 289.44 | D:20'' H:14'' O:51 3/4'' | 8.45 | 20 |  |  | 14 | Center Lock-Up |  |  | 51.75 |  |  |  | No |  | No | [20 empty] | D:5'' W:7/8'' Round |  |  |  |  | 72 | Clear Silver | 36 |  | Hardwired | 0 | 0 | 0 | 0 | 1 | 0 | 0 | 1 | 1 | 0 | 0 | 785652156625 | 17 | 11.25 | 17.5 | 10.7 | 1.937 | 175 | Yes | [8 empty] | ETL Dry | cETL Dry | WINDGATE 5L CHAND-962 | Five Light Chandelier | Windgate line extension | 35950-962.jpg | 35950.jpg
35950EN3-782 | Five Light Chandelier | The Windgate lighting collection by Sea Gull Lighting is a sensibly, modernized and transitional selection of fixtures featuring clean lines and sophisticated Alabaster style glass. The collection works well with a variety of interiors, as it blends well into its surrounding decor. Offered in Brushed Nickel or Heirloom Bronze finishes, as well as a Chrome finish for the wall/bath fixtures only. The assortment includes five-light, and three-light chandeliers (either with up-light or down-light), pendants in four sizes, both flush and semi-flush ceiling fixtures, as well as one-light, two-light, three-light and four-light wall/bath fixtures. Both incandescent lamping and ENERGY STAR-qualified LED lamping are available. Most of these fixtures easily convert to LED by purchasing LED replacement lamps sold separately. | CHANDELIERS | Windgate | Chandeliers | Heirloom Bronze | 782 | Steel | Alabaster Glass | D:5.4375" H:4.375" |  |  | 5 Medium A19 9.3w |  | 5 | Yes | [14 empty] | 0 | [12 empty] | 124.98 | 249.96 | 374.94 | D:20'' H:14'' O:51 3/4'' | 8.45 | 20 |  |  | 14 | Center Lock-Up |  |  | 51.75 |  |  |  | No |  | No | [20 empty] | D:5'' DP:7/8'' Round |  |  |  |  | 72 | Brown | 36 |  | Hardwired | 0 | 0 | 0 | 1 | 1 | 0 | 0 | 0 | 1 | 0 | 0 | 785652048623 | 17 | 11.25 | 17.5 | 10.7 | 1.937 | 175 | Yes | [8 empty] | ETL Dry | cETL Dry | WINDGATE 5L CHAND-782 | Five Light Chandelier |  | 35950EN3-782.jpg | 35950.jpg
35950EN3-962 | Five Light Chandelier | The Windgate lighting collection by Sea Gull Lighting is a sensibly, modernized and transitional selection of fixtures featuring clean lines and sophisticated Alabaster style glass. The collection works well with a variety of interiors, as it blends well into its surrounding decor. Offered in Brushed Nickel or Heirloom Bronze finishes, as well as a Chrome finish for the wall/bath fixtures only. The assortment includes five-light, and three-light chandeliers (either with up-light or down-light), pendants in four sizes, both flush and semi-flush ceiling fixtures, as well as one-light, two-light, three-light and four-light wall/bath fixtures. Both incandescent lamping and ENERGY STAR-qualified LED lamping are available. Most of these fixtures easily convert to LED by purchasing LED replacement lamps sold separately. | CHANDELIERS | Windgate | Chandeliers | Brushed Nickel | 962 | Steel | Alabaster Glass | D:5.4375" H:4.375" |  |  | 5 Medium A19 9.3w |  | 5 | Yes | [14 empty] | 0 | [12 empty] | 124.98 | 249.96 | 374.94 | D:20'' H:14'' O:51 3/4'' | 8.45 | 20 |  |  | 14 | Center Lock-Up |  |  | 51.75 |  |  |  | No |  | No | [20 empty] | D:5'' DP:7/8'' Round |  |  |  |  | 72 | Clear Silver | 36 |  | Hardwired | 0 | 0 | 0 | 1 | 1 | 0 | 0 | 0 | 1 | 0 | 0 | 785652048630 | 17 | 11.25 | 17.5 | 10.7 | 1.937 | 175 | Yes | [8 empty] | ETL Dry | cETL Dry | WINDGATE 5L CHAND-962 | Five Light Chandelier |  | 35950EN3-962.jpg | 35950.jpg
3916EN-962 | Five Light Chandelier | The Traditional lighting collection by Sea Gull Lighting is a timeless design standard. Bold styling harkens back to old world charm with candelabra base bulbs for a candle light visual. Offered in Brushed Nickel, Heirloom Bronze and Polished Bronze finishes. The assortment includes fifteen-light, ten-light, six-light, and five-light chandeliers. Both incandescent lamping and ENERGY STAR-qualified LED lamping are available. Most of these fixtures easily convert to LED by purchasing LED replacement lamps sold separately. | CHANDELIERS | Traditional | Chandeliers | Brushed Nickel | 962 | Steel |  |  |  |  | 5 Candelabra Torpedo 3.5w |  | 5 | Yes | [14 empty] | 0 | [12 empty] | 85.05 | 170.1 | 255.15 | D:18 1/2'' H:16 1/4'' O:138 3/4'' |  | 18.5 |  |  | 16.25 | Center Lock-Up |  |  | 138.75 |  |  |  | No |  | No | [20 empty] | D:5 1/8'' DP:1'' |  |  |  |  | 144 | Clear | 120 | N/A | Hardwired | 0 | 0 | 0 | 1 | 1 | 0 | 0 | 0 | 1 | 0 | 0 | 785652029820 | 13 | 12.25 | 11.25 | 5.7 | 1.037 | 175 | Yes | [8 empty] | ETL Dry | cETL Dry | TRADITIONAL 5L CHAND-962 | Five Light Chandelier |  | 3916EN-962.jpg | 3916.jpg
40010-773 | Two Light Wall / Bath | Alexandria features two popular finishes in one, a two-toned Brushed and Polished Nickel, to coordinate across a wider range of bath hardware. The traditionally styled lines and Highlighted Satin Etched glass of the Alexandria bath collection from Sea Gull Lighting will unify a traditional bathroom and give interesting contrast to a more modern space. The assortment includes two-light, three-light and four-light vanity fixtures. Damp Rated. Most of these fixtures easily convert to LED by purchasing LED replacement lamps sold separately. | BATH | Alexandria | Wall / Bath Lighting | Two Tone Nickel | 773 | Steel | Clear Highlighted Satin Etched Glass | D:5.25" |  |  | 2 Medium A19 100w |  | 2 | No | [14 empty] | 0 | [12 empty] | 49.98 | 99.96 | 149.94 | W:13'' H:7 3/4'' E:7 1/2'' | 4.3 |  |  | 13 | 7.75 | Center Lock-Up |  |  |  |  | 7.5 |  | No |  | No | [21 empty] | DP:2'' W:7 1/2'' H:5'' OB UP:3 1/2'' OB DOWN:4 1/4'' Oval |  |  |  | 6.5 |  |  | N/A | Hardwired | 0 | 1 | 0 | 0 | 1 | 0 | 0 | 1 | 0 | 0 | 0 | 785652400100 | 14.5 | 9 | 8.25 | 5.72 | 0.623 | 100 | Yes | [8 empty] | UL Damp | cUL Damp | ALEXANDRIA 2L BATH-773 | Two Light Wall / Bath |  | 40010-773.jpg | 40010.jpg
40010EN3-773 | Two Light Wall / Bath | Alexandria features two popular finishes in one, a two-toned Brushed and Polished Nickel, to coordinate across a wider range of bath hardware. The traditionally styled lines and Highlighted Satin Etched glass of the Alexandria bath collection from Sea Gull Lighting will unify a traditional bathroom and give interesting contrast to a more modern space. The assortment includes two-light, three-light and four-light vanity fixtures. Damp Rated. Most of these fixtures easily convert to LED by purchasing LED replacement lamps sold separately. | BATH | Alexandria | Wall / Bath Lighting | Two Tone Nickel | 773 | Steel | Clear Highlighted Satin Etched Glass | D:5.25" |  |  | 2 Medium A19 9.3w |  | 2 | Yes | [14 empty] | 0 | [12 empty] | 60.48 | 120.96 | 181.44 | W:13'' H:7 3/4'' E:7 1/2'' | 4.3 |  |  | 13 | 7.75 | Center Lock-Up |  |  |  |  | 7.5 |  | No |  | No | [21 empty] | DP:2'' W:7 1/2'' H:5'' OB UP:3 1/2'' OB DOWN:4 1/4'' Oval |  |  |  | 6.5 | Black/White |  | N/A | Hardwired | 0 | 1 | 0 | 1 | 1 | 0 | 0 | 0 | 0 | 0 | 0 | 785652048647 | 14.5 | 9 | 8.25 | 5.72 | 0.623 | 100 | Yes | [8 empty] | UL Damp | cUL Damp | ALEXANDRIA 2L BATH-773 | Two Light Wall / Bath |  | 40010EN3-773.jpg | 40010.jpg
40011-773 | Three Light Wall / Bath | Alexandria features two popular finishes in one, a two-toned Brushed and Polished Nickel, to coordinate across a wider range of bath hardware. The traditionally styled lines and Highlighted Satin Etched glass of the Alexandria bath collection from Sea Gull Lighting will unify a traditional bathroom and give interesting contrast to a more modern space. The assortment includes two-light, three-light and four-light vanity fixtures. Damp Rated. Most of these fixtures easily convert to LED by purchasing LED replacement lamps sold separately. | BATH | Alexandria | Wall / Bath Lighting | Two Tone Nickel | 773 | Steel | Clear Highlighted Satin Etched Glass | D:5.25" |  |  | 3 Medium A19 100w |  | 3 | No | [14 empty] | 0 | [12 empty] | 64.98 | 129.96 | 194.94 | W:18 1/4'' H:7 3/4'' E:7 1/2'' | 5.4 |  |  | 18.25 | 7.75 | Center Lock-Up |  |  |  |  | 7.5 |  | No |  | No | [21 empty] | DP:2'' W:7 1/2'' H:5'' OB UP:3 1/2'' OB DOWN:4 1/4'' Oval |  |  |  | 6.5 |  |  | N/A | Hardwired | 0 | 1 | 0 | 0 | 1 | 0 | 0 | 1 | 0 | 0 | 0 | 785652400117 | 17.25 | 8.5 | 10 | 7.2 | 0.849 | 100 | Yes | [8 empty] | UL Damp | cUL Damp | ALEXANDRIA 3L BATH-773 | Three Light Wall / Bath |  | 40011-773.jpg | 40011.jpg
40011EN3-773 | Three Light Wall / Bath | Alexandria features two popular finishes in one, a two-toned Brushed and Polished Nickel, to coordinate across a wider range of bath hardware. The traditionally styled lines and Highlighted Satin Etched glass of the Alexandria bath collection from Sea Gull Lighting will unify a traditional bathroom and give interesting contrast to a more modern space. The assortment includes two-light, three-light and four-light vanity fixtures. Damp Rated. Most of these fixtures easily convert to LED by purchasing LED replacement lamps sold separately. | BATH | Alexandria | Wall / Bath Lighting | Two Tone Nickel | 773 | Steel | Clear Highlighted Satin Etched Glass | D:5.25" |  |  | 3 Medium A19 9.3w |  | 3 | Yes | [14 empty] | 0 | [12 empty] | 80.98 | 161.96 | 242.94 | W:18 1/4'' H:7 3/4'' E:7 1/2'' | 5.4 |  |  | 18.25 | 7.75 | Center Lock-Up |  |  |  |  | 7.5 |  | No |  | No | [21 empty] | DP:2'' W:7 1/2'' H:5'' OB UP:3 1/2'' OB DOWN:4 1/4'' Oval |  |  |  | 6.5 | Black/White |  | N/A | Hardwired | 0 | 1 | 0 | 1 | 1 | 0 | 0 | 0 | 0 | 0 | 0 | 785652048654 | 17.25 | 8.5 | 10 | 7.2 | 0.849 | 100 | Yes | [8 empty] | UL Damp | cUL Damp | ALEXANDRIA 3L BATH-773 | Three Light Wall / Bath |  | 40011EN3-773.jpg | 40011.jpg
40012-773 | Four Light Wall / Bath | Alexandria features two popular finishes in one, a two-toned Brushed and Polished Nickel, to coordinate across a wider range of bath hardware. The traditionally styled lines and Highlighted Satin Etched glass of the Alexandria bath collection from Sea Gull Lighting will unify a traditional bathroom and give interesting contrast to a more modern space. The assortment includes two-light, three-light and four-light vanity fixtures. Damp Rated. Most of these fixtures easily convert to LED by purchasing LED replacement lamps sold separately. | BATH | Alexandria | Wall / Bath Lighting | Two Tone Nickel | 773 | Steel | Clear Highlighted Satin Etched Glass | D:5.25" |  |  | 4 Medium A19 100w |  | 4 | No | [14 empty] | 0 | [12 empty] | 86.98 | 173.96 | 260.94 | W:24 3/4'' H:7 3/4'' E:8 1/4'' | 7.8 |  |  | 24.75 | 7.75 | Center Lock-Up |  |  |  |  | 8.25 |  | No |  | No | [21 empty] | DP:2'' W:7 1/2'' H:5'' OB UP:3 1/2'' OB DOWN:4 1/4'' Oval |  |  |  | 6.5 |  |  | N/A | Hardwired | 0 | 1 | 0 | 0 | 1 | 0 | 0 | 1 | 0 | 0 | 0 | 785652400124 | 23.5 | 9.25 | 10.5 | 10.4 | 1.321 | 125 | Yes | [8 empty] | UL Damp | cUL Damp | ALEXANDRIA 4L BATH-773 | Four Light Wall / Bath |  | 40012-773.jpg | 40012.jpg
40012EN3-773 | Four Light Wall / Bath | Alexandria features two popular finishes in one, a two-toned Brushed and Polished Nickel, to coordinate across a wider range of bath hardware. The traditionally styled lines and Highlighted Satin Etched glass of the Alexandria bath collection from Sea Gull Lighting will unify a traditional bathroom and give interesting contrast to a more modern space. The assortment includes two-light, three-light and four-light vanity fixtures. Damp Rated. Most of these fixtures easily convert to LED by purchasing LED replacement lamps sold separately. | BATH | Alexandria | Wall / Bath Lighting | Two Tone Nickel | 773 | Steel | Clear Highlighted Satin Etched Glass | D:5.25" |  |  | 4 Medium A19 9.3w |  | 4 | Yes | [14 empty] | 0 | [12 empty] | 104.48 | 208.96 | 313.44 | W:24 3/4'' H:7 3/4'' E:8 1/4'' | 7.8 |  |  | 24.75 | 7.75 | Center Lock-Up |  |  |  |  | 8.25 |  | No |  | No | [21 empty] | DP:2'' W:7 1/2'' H:5'' OB UP:3 1/2'' OB DOWN:4 1/4'' Oval |  |  |  | 6.5 | Black/White |  | N/A | Hardwired | 0 | 1 | 0 | 1 | 1 | 0 | 0 | 0 | 0 | 0 | 0 | 785652048661 | 23.5 | 9.25 | 10.5 | 10.4 | 1.321 | 125 | Yes | [8 empty] | UL Damp | cUL Damp | ALEXANDRIA 4L BATH-773 | Four Light Wall / Bath |  | 40012EN3-773.jpg | 40012.jpg
40124-05 | Two Light Wall / Bath | The Sagemore bath light collection by Sea Gull Lighting is stylish, slender and sophisticated in a Chrome finish with Satin Etched glass. The feminine silhouette offers a bit more visual interest. The assortment includes two-light, three-light and four-light vanity fixtures, all of which can be mounted as up- or down-lights. Damp Rated. Most of these fixtures easily convert to LED by purchasing LED replacement lamps sold separately. | BATH | Sagemore | Wall / Bath Lighting | Chrome | 5 | Steel | Satin Etched Glass | D:5.125" H:5.4375" |  |  | 2 Medium A19 100w |  | 2 | No | [14 empty] | 0 | [12 empty] | 41.98 | 83.96 | 125.94 | W:13 1/4'' H:10 1/2'' E:8 1/4'' | 3.2 |  |  | 13.25 | 10.5 | Other |  |  |  |  | 8.25 |  | No |  | No | [21 empty] | D:5 1/2'' DP:1 1/8'' OB UP:7 3/4'' OB DOWN:2 3/4'' Round |  |  |  | 6.5 |  |  | N/A | Hardwired | 0 | 1 | 0 | 0 | 1 | 0 | 0 | 1 | 0 | 0 | 0 | 785652401244 | 11.75 | 9 | 12 | 4 | 0.734 | 175 | Yes | [9 empty] | cETL Damp | SAGEMORE 2L BATH-05 | Two Light Wall / Bath | Replaced 40024-05, redesign backplate | 40124-05.jpg | 40124.jpg
40124EN3-05 | Two Light Wall / Bath | The Sagemore bath light collection by Sea Gull Lighting is stylish, slender and sophisticated in a Chrome finish with Satin Etched glass. The feminine silhouette offers a bit more visual interest. The assortment includes two-light, three-light and four-light vanity fixtures, all of which can be mounted as up- or down-lights. Damp Rated. Most of these fixtures easily convert to LED by purchasing LED replacement lamps sold separately. | BATH | Sagemore | Wall / Bath Lighting | Chrome | 5 | Steel | Satin Etched Glass | D:5.125" H:5.4375" |  |  | 2 Medium A19 9.3w |  | 2 | Yes | [14 empty] | 0 | [12 empty] | 49.98 | 99.96 | 149.94 | W:13 1/4'' H:10 1/2'' E:8 1/4'' | 3.2 |  |  | 13.25 | 10.5 | Other |  |  |  |  | 8.25 |  | No |  | No | [21 empty] | D:5 1/2'' DP:1 1/8'' OB UP:7 3/4'' OB DOWN:2 3/4'' Round |  |  |  | 6.5 | Black/White |  | N/A | Hardwired | 0 | 1 | 0 | 1 | 1 | 0 | 0 | 0 | 0 | 0 | 0 | 785652048678 | 12 | 9 | 11.75 | 4 | 0.734 | 175 | Yes | [9 empty] | cETL Damp | SAGEMORE 2L BATH-05 | Two Light Wall / Bath |  | 40124EN3-05.jpg | 40124.jpg
40125-05 | Three Light Wall / Bath | The Sagemore bath light collection by Sea Gull Lighting is stylish, slender and sophisticated in a Chrome finish with Satin Etched glass. The feminine silhouette offers a bit more visual interest. The assortment includes two-light, three-light and four-light vanity fixtures, all of which can be mounted as up- or down-lights. Damp Rated. Most of these fixtures easily convert to LED by purchasing LED replacement lamps sold separately. | BATH | Sagemore | Wall / Bath Lighting | Chrome | 5 | Steel | Satin Etched Glass | D:5.125" H:5.4375" |  |  | 3 Medium A19 100w |  | 3 | No | [14 empty] | 0 | [12 empty] | 55.98 | 111.96 | 167.94 | W:18 3/4'' H:10 1/2'' E:8 1/4'' | 4.2 |  |  | 18.75 | 10.5 | Other |  |  |  |  | 8.25 |  | No |  | No | [21 empty] | D:5 1/2'' DP:1 1/8'' OB UP:7 3/4'' OB DOWN:2 3/4'' Round |  |  |  | 6.5 |  |  | N/A | Hardwired | 0 | 1 | 0 | 0 | 1 | 0 | 0 | 1 | 0 | 0 | 0 | 785652401268 | 22.75 | 9.25 | 7.5 | 5.28 | 0.913 | 175 | Yes | [9 empty] | cETL Damp | SAGEMORE 3L BATH-05 | Three Light Wall / Bath | Replaced 40025-05, redesign backplate | 40125-05.jpg | 40125.jpg
40125EN3-05 | Three Light Wall / Bath | The Sagemore bath light collection by Sea Gull Lighting is stylish, slender and sophisticated in a Chrome finish with Satin Etched glass. The feminine silhouette offers a bit more visual interest. The assortment includes two-light, three-light and four-light vanity fixtures, all of which can be mounted as up- or down-lights. Damp Rated. Most of these fixtures easily convert to LED by purchasing LED replacement lamps sold separately. | BATH | Sagemore | Wall / Bath Lighting | Chrome | 5 | Steel | Satin Etched Glass | D:5.125" H:5.4375" |  |  | 3 Medium A19 9.3w |  | 3 | Yes | [14 empty] | 0 | [12 empty] | 70.48 | 140.96 | 211.44 | W:18 3/4'' H:10 1/2'' E:8 1/4'' | 4.2 |  |  | 18.75 | 10.5 | Other |  |  |  |  | 8.25 |  | No |  | No | [21 empty] | D:5 1/2'' DP:1 1/8'' OB UP:7 3/4'' OB DOWN:2 3/4'' Round |  |  |  | 6.5 | Black/White |  | N/A | Hardwired | 0 | 1 | 0 | 1 | 1 | 0 | 0 | 0 | 0 | 0 | 0 | 785652048685 | 19.758 | 11 | 9.5 | 6.1 | 1.195 | 175 | Yes | [9 empty] | cETL Damp | SAGEMORE 3L BATH-05 | Three Light Wall / Bath |  | 40125EN-05.jpg | 40125.jpg
40126-05 | Four Light Wall / Bath | The Sagemore bath light collection by Sea Gull Lighting is stylish, slender and sophisticated in a Chrome finish with Satin Etched glass. The feminine silhouette offers a bit more visual interest. The assortment includes two-light, three-light and four-light vanity fixtures, all of which can be mounted as up- or down-lights. Damp Rated. Most of these fixtures easily convert to LED by purchasing LED replacement lamps sold separately. | BATH | Sagemore | Wall / Bath Lighting | Chrome | 5 | Steel | Satin Etched Glass | D:5.125" H:5.4375" |  |  | 4 Medium A19 100w |  | 4 | No | [14 empty] | 0 | [12 empty] | 69.48 | 138.96 | 208.44 | W:25 1/2'' H:10 1/2'' E:8 1/4'' | 5.4 |  |  | 25.5 | 10.5 | Other |  |  |  |  | 8.25 |  | No |  | No | [21 empty] | D:5 1/2'' DP:1 1/8'' OB UP:7 3/4'' OB DOWN:2 3/4'' Round |  |  |  | 6.5 |  |  | N/A | Hardwired | 0 | 1 | 0 | 0 | 1 | 0 | 0 | 1 | 0 | 0 | 0 | 785652401282 | 25.75 | 9.5 | 11.75 | 6.7 | 1.663 | 175 | Yes | [9 empty] | cETL Damp | SAGEMORE 4L BATH-05 | Four Light Wall / Bath | Replaced 40026-05, redesign backplate | 40126-05.jpg | 40126.jpg
40126EN3-05 | Four Light Wall / Bath | The Sagemore bath light collection by Sea Gull Lighting is stylish, slender and sophisticated in a Chrome finish with Satin Etched glass. The feminine silhouette offers a bit more visual interest. The assortment includes two-light, three-light and four-light vanity fixtures, all of which can be mounted as up- or down-lights. Damp Rated. Most of these fixtures easily convert to LED by purchasing LED replacement lamps sold separately. | BATH | Sagemore | Wall / Bath Lighting | Chrome | 5 | Steel | Satin Etched Glass | D:5.125" H:5.4375" |  |  | 4 Medium A19 9.3w |  | 4 | Yes | [14 empty] | 0 | [12 empty] | 89.48 | 178.96 | 268.44 | W:25 1/2'' H:10 1/2'' E:8 1/4'' | 5.4 |  |  | 25.5 | 10.5 | Other |  |  |  |  | 8.25 |  | No |  | No | [21 empty] | D:5 1/2'' DP:1 1/8'' OB UP:7 3/4'' OB DOWN:2 3/4'' Round |  |  |  | 6.5 | Black/White |  | N/A | Hardwired | 0 | 1 | 0 | 1 | 1 | 0 | 0 | 0 | 0 | 0 | 0 | 785652048692 | 25.75 | 9.5 | 11.75 | 6.7 | 1.663 | 175 | Yes | [9 empty] | cETL Damp | SAGEMORE 4L BATH-05 | Four Light Wall / Bath |  | 40126EN3-05.jpg | 40126.jpg
41036-999 | One Light Wall / Bath Sconce | The Metropolis collection from Sea Gull Lighting delivers a subtle urban feel that's not overwhelming. The simple, softly curved design takes a dramatic turn with a rich Brushed Nickel finish and Satin Etched glass. Use Metropolis to coordinate with a wide range of interior design, from traditional to eclectic to add a level of eye catching shapes and texture. The assortment includes five-light and three-light chandeliers, pendants in three sizes, a flush mount ceiling fixture and a one-light up-light wall sconce. Both incandescent lamping and ENERGY STAR-qualified LED lamping are available. All fixtures are California Title 24 compliant. | WALL SCONCE | Metropolis | Wall / Bath Lighting | Multiple Finishes | 999 | Glass |  |  |  | Satin Etched Glass | 1 Medium A19 100w |  | 1 | No | [14 empty] | 0 | [12 empty] | 32.48 | 64.96 | 97.44 | W:8'' H:8 1/4'' E:4'' | 1.83 |  |  | 8 | 8.25 | Center Lock-Up |  |  |  |  | 4 |  | No |  | No | [21 empty] | W:4 1/2'' H:5'' OB UP:3 1/4'' OB DOWN:5'' Rectangular |  |  |  | 6.5 |  |  | N/A | Hardwired | 1 | 0 | 0 | 0 | 1 | 0 | 0 | 1 | 0 | 0 | 0 | 785652410390 | 10 | 10 | 6.5 | 2.3 | 0.376 | 125 | Yes | 2 | 10785652410397 | 10.25 | 10.25 | 14 | 5.5 | 0.851 | Yes | UL Damp | cUL Damp | METROPOLIS 1L SCONCE-999 | One Light Wall / Bath Sconce | The Dark cap nurts were changed from -777 to -782 finish on shipments around and after 1/1/12 | 41036-999.jpg | 41036.jpg
41036EN3-999 | One Light Wall / Bath Sconce | The Metropolis collection from Sea Gull Lighting delivers a subtle urban feel that's not overwhelming. The simple, softly curved design takes a dramatic turn with a rich Brushed Nickel finish and Satin Etched glass. Use Metropolis to coordinate with a wide range of interior design, from traditional to eclectic to add a level of eye catching shapes and texture. The assortment includes five-light and three-light chandeliers, pendants in three sizes, a flush mount ceiling fixture and a one-light up-light wall sconce. Both incandescent lamping and ENERGY STAR-qualified LED lamping are available. All fixtures are California Title 24 compliant. | WALL SCONCE | Metropolis | Wall / Bath Lighting | Multiple Finishes | 999 | Steel |  |  |  | Satin Etched Glass | 1 Medium A19 9.3w |  | 1 | Yes | [14 empty] | 0 | [12 empty] | 37.98 | 75.96 | 113.94 | W:8'' H:8 1/4'' E:4'' | 1.83 |  |  | 8 | 8.25 | Center Lock-Up |  |  |  |  | 4 |  | No |  | No | [21 empty] | W:4 1/2'' H:5'' OB UP:3 1/4'' OB DOWN:5'' Rectangular |  |  |  | 6.5 | Black/White |  | N/A | Hardwired | 1 | 0 | 0 | 1 | 1 | 0 | 0 | 0 | 0 | 0 | 0 | 785652048708 | 12 | 10.5 | 5.5 | 2.6 | 0.401 | 125 | Yes | 2 | 10785652048705 | 12.75 | 12 | 11 | 6.2 | 0.974 | Yes | ETL Damp | cETL Damp | METROPOLIS 1L SCONCE-999 | One Light Wall / Bath Sconce |  | 41036EN3-999.jpg | 41036.jpg
41060-715 | One Light Wall Sconce | Inspired by industrial lighting, these hard-working wall sconces make a significant design statement. Pratt Street one-light wall sconces by Sea Gull Lighting are offered in a choice of Prismatic Glass or Machine-Shaped Metal styles in a choice of either Brushed Nickel, Satin Bronze or Autumn Bronze finishes. Fully enclosed, a prismatic diffusor spreads light output evenly and alleviates glare. The wall sconces are available in incandescent and ENERGY STAR-qualified LED versions, and all can easily convert to LED by purchasing LED replacement lamps sold separately. | WALL SCONCE | Pratt Street Sconces | Wall / Bath Lighting | Autumn Bronze | 715 | Steel | Clear Prismatic Glass |  |  |  | 1 Medium A19 60w |  | 1 | No | [14 empty] | 0 | [12 empty] | 62.5 | 125 | 187.5 | W:11'' H:10 5/8'' E:12 1/8'' | 5.1 |  |  | 11 | 10.625 | Wall / Bath |  |  |  |  | 12.125 |  | No |  | No | [21 empty] | D:5 1/2'' DP:1 1/4'' OB UP:5'' OB DOWN:5 5/8'' Round |  |  |  | 6 | Black/White |  |  | Hardwired | 0 | 0 | 0 | 0 | 1 | 0 | 0 | 1 | 0 | 0 | 0 | 785652257483 | 15 | 10.75 | 13.5 | 7.15 | 1.26 | 175 | Yes | [9 empty] | cETL Damp | PRATT ST GLASS 1L SCONCE-715 | One Light Wall Sconce |  | 41060-715.jpg | 41060.jpg
41060EN3-715 | One Light Wall / Bath Sconce | Inspired by industrial lighting, these hard-working wall sconces make a significant design statement. Pratt Street one-light wall sconces by Sea Gull Lighting are offered in a choice of Prismatic Glass or Machine-Shaped Metal styles in a choice of either Brushed Nickel, Satin Bronze or Autumn Bronze finishes. Fully enclosed, a prismatic diffusor spreads light output evenly and alleviates glare. The wall sconces are available in incandescent and ENERGY STAR-qualified LED versions, and all can easily convert to LED by purchasing LED replacement lamps sold separately. | WALL SCONCE | Pratt Street Sconces | Wall / Bath Lighting | Autumn Bronze | 715 | Steel | Clear Ribbed Glass |  |  |  | 1 Medium A19 9.3w |  | 1 | Yes | [14 empty] | 0 | [12 empty] | 66.5 | 133 | 199.5 | W:11'' H:10 5/8'' E:12 1/8'' | 5.1 |  |  | 11 | 10.625 | Wall / Bath |  |  |  |  | 12.125 |  | No |  | No | [21 empty] | D:5 1/2'' DP:1 1/4'' OB UP:5'' OB DOWN:5 5/8'' Round |  |  |  | 6 | Black/White |  |  | Hardwired | 0 | 0 | 0 | 1 | 1 | 0 | 0 | 0 | 0 | 0 | 0 | 785652048715 | 15 | 10.75 | 13.5 | 7.15 | 1.26 | 175 | Yes | [9 empty] | cETL Damp | PRATT ST GLASS 1L SCONCE-715 | One Light Wall / Bath Sconce |  | 41060EN3-715.jpg | 41060.jpg
41085-848 | One Light Wall / Bath Sconce | Inspired by industrial lighting, these hard-working wall sconces make a significant design statement. Pratt Street one-light wall sconces by Sea Gull Lighting are offered in a choice of Prismatic Glass or Machine-Shaped Metal styles in a choice of either Brushed Nickel, Satin Bronze or Autumn Bronze finishes. Fully enclosed, a prismatic diffusor spreads light output evenly and alleviates glare. The wall sconces are available in incandescent and ENERGY STAR-qualified LED versions, and all can easily convert to LED by purchasing LED replacement lamps sold separately. | WALL SCONCE | Pratt Street Sconces | Wall / Bath Lighting | Satin Bronze | 848 | Steel |  |  |  | Clear Textured Glass | 1 Medium A19 60w |  | 1 | No | [14 empty] | 0 | [12 empty] | 64 | 128 | 192 | W:9 1/2'' H:10 1/2'' E:11 1/4'' | 3.1 |  |  | 9.5 | 10.5 | Wall / Bath |  |  |  |  | 11.25 |  | No |  | No | [21 empty] | D:5 1/2'' DP:1 1/4'' OB UP:5'' OB DOWN:5 1/2'' Round |  |  |  | 6.5 | Black/White |  |  | Hardwired | 0 | 0 | 0 | 0 | 1 | 0 | 0 | 1 | 0 | 0 | 0 | 785652060779 | 14.75 | 13 | 12.75 | 5.5 | 1.415 | 250 | Yes | [9 empty] | cETL Damp | PRATT ST METAL 1L SCONCE-848 | One Light Wall / Bath Sconce |  | 41085-848.png | 41085.jpg
4108593S-848 | LED Wall Sconce | Inspired by industrial lighting, these hard-working wall sconces make a significant design statement. Pratt Street one-light wall sconces by Sea Gull Lighting are offered in a choice of Prismatic Glass or Machine-Shaped Metal styles in a choice of either Brushed Nickel, Satin Bronze or Autumn Bronze finishes. Fully enclosed, a prismatic diffusor spreads light output evenly and alleviates glare. The wall sconces are available in incandescent and ENERGY STAR-qualified LED versions, and all can easily convert to LED by purchasing LED replacement lamps sold separately. | WALL SCONCE | Pratt Street Sconces | Wall / Bath Lighting | Satin Bronze | 848 | Steel |  |  |  | Clear Textured Glass |  |  | 1 | No | 1000 | 3000 | 90 | 14 | 120 | 19 - Integrated | MODS - Modules |  | 5 | 100 | LED | 14 | 14 | 50000 | 0 | [12 empty] | 79 | 158 | 237 | W:9 1/2'' H:10 1/2'' E:11 1/4'' | 3.1 |  |  | 9.5 | 10.5 | Wall / Bath |  |  |  |  | 11.25 |  | No |  | No | [21 empty] | D:5 1/2'' DP:1 1/4'' OB UP:5'' OB DOWN:5 1/2'' Round |  |  |  | 6.5 | Black/White |  |  | Hardwired | 0 | 0 | 0 | 0 | 1 | 0 | 0 | 0 | 0 | 0 | 0 | 785652065033 | 15.5 | 14.75 | 13 | 5.3 | 1.72 | 250 | Yes | [9 empty] | cETL Damp | PRATT ST METAL LED SCONCE-848 | LED Wall Sconce |  | 4108593S-848.png | 41085.jpg
41085EN3-848 | One Light Wall / Bath Sconce | Inspired by industrial lighting, these hard-working wall sconces make a significant design statement. Pratt Street one-light wall sconces by Sea Gull Lighting are offered in a choice of Prismatic Glass or Machine-Shaped Metal styles in a choice of either Brushed Nickel, Satin Bronze or Autumn Bronze finishes. Fully enclosed, a prismatic diffusor spreads light output evenly and alleviates glare. The wall sconces are available in incandescent and ENERGY STAR-qualified LED versions, and all can easily convert to LED by purchasing LED replacement lamps sold separately. | WALL SCONCE | Pratt Street Sconces | Wall / Bath Lighting | Satin Bronze | 848 | Steel |  |  |  | Clear Textured Glass | 1 Medium A19 9.3w |  | 1 | Yes | [14 empty] | 0 | [12 empty] | 69 | 138 | 207 | W:9 1/2'' H:10 1/2'' E:11 1/4'' | 3.1 |  |  | 9.5 | 10.5 | Wall / Bath |  |  |  |  | 11.25 |  | No |  | No | [21 empty] | D:5 1/2'' DP:1 1/4'' OB UP:5'' OB DOWN:5 1/2'' Round |  |  |  | 6.5 | Black/White |  |  | Hardwired | 0 | 0 | 0 | 1 | 1 | 0 | 0 | 0 | 0 | 0 | 0 | 785652061219 | 14.75 | 12 | 12.25 | 5.8 | 1.255 | 175 | Yes | [9 empty] | cETL Damp | PRATT ST METAL 1L SCONCE-848 | One Light Wall / Bath Sconce |  | 41085EN3-848.png | 41085EN3.jpg
4110401-715 | One Light Wall / Bath | Named after the Italian word for “sphere,” the transitional Sfera collection by Sea Gull Lighting features detailed center bands and rounded, sweeping curves -- rustic with a modern inspiration. Offered in Autumn Bronze finish with several glass options – extraordinary painted Mercury glass and Café Tint glass, as well as a Smoky Amber glass for wall/bath fixtures only. The assortment includes six-light and four-light chandeliers, pendants in three sizes, both flush and semi-flush ceiling fixtures, as well as two-light, three-light and four-light wall/bath fixtures. Both incandescent lamping and ENERGY STAR-qualified LED lamping are available. Most of these fixtures easily convert to LED by purchasing LED replacement lamps sold separately. | WALL SCONCE | Sfera | Wall / Bath Lighting | Autumn Bronze | 715 | Steel | Mercury Glass | D:3.5" H:6.25" | D:3.5" |  | 1 Medium A19 100w |  | 1 | No | [14 empty] | 0 | [12 empty] | 33.98 | 67.96 | 101.94 | W:5'' H:11'' E:6'' | 1.7 |  |  | 5 | 11 | Wall / Bath |  |  |  |  | 6 |  | No |  | No | [21 empty] | D:5'' DP:1 1/4'' OB UP:8 1/2'' OB DOWN:2 1/2'' Round |  |  |  | 6.5 |  |  |  | Hardwired | 0 | 1 | 0 | 0 | 1 | 0 | 0 | 1 | 0 | 0 | 0 | 785652240317 | 10.375 | 8.25 | 9 | 2.2 | 0.446 | 175 | Yes | [9 empty] | cETL Damp | SFERA 1L MERCURY SCONCE-715 | One Light Wall / Bath |  | 4110401-715.jpg | 4110401.jpg
4110401EN3-715 | One Light Wall / Bath Sconce | Named after the Italian word for “sphere,” the transitional Sfera collection by Sea Gull Lighting features detailed center bands and rounded, sweeping curves -- rustic with a modern inspiration. Offered in Autumn Bronze finish with several glass options – extraordinary painted Mercury glass and Café Tint glass, as well as a Smoky Amber glass for wall/bath fixtures only. The assortment includes six-light and four-light chandeliers, pendants in three sizes, both flush and semi-flush ceiling fixtures, as well as two-light, three-light and four-light wall/bath fixtures. Both incandescent lamping and ENERGY STAR-qualified LED lamping are available. Most of these fixtures easily convert to LED by purchasing LED replacement lamps sold separately. | WALL SCONCE | Sfera | Wall / Bath Lighting | Autumn Bronze | 715 | Steel | Mercury Glass | D:3.5" H:6.25" | D:3.5" |  | 1 Medium A19 9.3w |  | 1 | Yes | [14 empty] | 0 | [12 empty] | 38.98 | 77.96 | 116.94 | W:5'' H:11'' E:6'' | 1.7 |  |  | 5 | 11 | Wall / Bath |  |  |  |  | 6 |  | No |  | No | [21 empty] | D:5'' DP:1 1/4'' OB UP:8 1/2'' OB DOWN:2 1/2'' Round |  |  |  | 6.5 | Black/White |  |  | Hardwired | 0 | 1 | 0 | 1 | 1 | 0 | 0 | 0 | 0 | 0 | 0 | 785652046841 | 10.375 | 8.25 | 9 | 2.2 | 0.446 | 175 | Yes | [9 empty] | cETL Damp | SFERA 1L MERCURY SCONCE-715 | One Light Wall / Bath Sconce |  | 4110401EN3-715.jpg | 4110401.jpg
4111493S-962 | LED Wall Sconce | The Eternity lighting collection from Sea Gull Lighting takes your home design to the next level with modern curves and sleek contemporary accents. Urban-inspired, metal lines in a Brushed Nickel finish elevate the elegantly simple silhouettes of the Satin Etched glass shades with Clear Highlights. The assortment includes a medium two-light and large three-light flush mount ceiling fixtures as well as an ADA-compliant wall sconce. Incandescent and ENERGY STAR-qualified LED lamping are available; the wall sconce is also available in Integrated LED. All fixtures are California Title 24 compliant. Choose the Eternity collection to bring a piece of the city into your home. | WALL SCONCE | Eternity | Wall / Bath Lighting | Brushed Nickel | 962 | Steel | Clear Highlighted Satin Etched Glass | W:9" H:8.75" |  |  |  |  | 1 | No | 700 | 3000 | 90 | 9 | 120 | 19 - Integrated | MODS - Modules |  | 5 | 100 | LED | 9 | 9 | 50000 | 0 | [12 empty] | 55.9 | 111.8 | 167.7 | W:9 1/2'' H:9 1/4'' E:4'' | 2.9 |  |  | 9.5 | 9.25 | Wall / Bath |  |  |  |  | 4 |  | No |  | No | [21 empty] | W:9'' H:8'' OB UP:4 1/4'' OB DOWN:5'' Irregular |  |  |  | 6.5 |  |  | N/A | Hardwired | 1 | 0 | 0 | 0 | 1 | 0 | 0 | 0 | 0 | 0 | 0 | 785652064357 | 12.25 | 12.25 | 7 | 3.9 | 0.608 | 125 | Yes | [8 empty] | UL Damp | cUL Damp | ETERNITY LED SCONCE-962 | LED Wall Sconce |  | 4111493S-962.jpg | 41115.jpg
4111601-05 | One Light Wall / Bath Sconce | The Bayfield bath collection by Sea Gull Lighting delivers simplicity with flair. The transitional design is a subtle combination of clean lines and flared, angular Satin Etched glass shades to bring style and warmth to the bathroom no matter the budget. Offered in Chrome, Burnt Sienna and Brushed Nickel finishes, the bath lighting collection offers one-light, two-light, three-light and four-light vanity fixtures. Both incandescent lamping and ENERGY STAR-qualified LED lamping are available; all fixtures are California Title 24 compliant. | WALL SCONCE | Bayfield | Wall / Bath Lighting | Chrome | 5 | Steel | Satin Etched Glass | L:5" W:5" H:5" |  |  | 1 Medium A19 100w |  | 1 | No | [14 empty] | 0 | [12 empty] | 32.48 | 64.96 | 97.44 | W:5'' H:7 3/4'' E:6 1/8'' | 2.2 |  |  | 5 | 7.75 | Wall / Bath |  |  |  |  | 6.125 |  | No |  | No | [21 empty] | DP:3/4'' W:4 5/8'' H:6 1/4'' OB UP:4 1/2'' OB DOWN:3 1/4'' Rectangular |  |  |  | 6 | Black/White |  |  | Hardwired | 0 | 1 | 0 | 0 | 1 | 0 | 0 | 1 | 0 | 0 | 0 | 785652257827 | 9 | 8.75 | 7.75 | 2.8 | 0.353 | 125 | Yes | 4 | 10785652257824 | 19.25 | 16 | 9.25 | 12.8 | 1.649 | Yes |  | cETL Damp | BAYFIELD 1L SCONCE-05 | One Light Wall / Bath Sconce |  | 4111601-05.png | 4111601.jpg
4111601-710 | One Light Wall / Bath Sconce | The Bayfield bath collection by Sea Gull Lighting delivers simplicity with flair. The transitional design is a subtle combination of clean lines and flared, angular Satin Etched glass shades to bring style and warmth to the bathroom no matter the budget. Offered in Chrome, Burnt Sienna and Brushed Nickel finishes, the bath lighting collection offers one-light, two-light, three-light and four-light vanity fixtures. Both incandescent lamping and ENERGY STAR-qualified LED lamping are available; all fixtures are California Title 24 compliant. | WALL SCONCE | Bayfield | Wall / Bath Lighting | Burnt Sienna | 710 | Steel | Satin Etched Glass | L:5" W:5" H:5" |  |  | 1 Medium A19 100w |  | 1 | No | [14 empty] | 0 | [12 empty] | 32.48 | 64.96 | 97.44 | W:5'' H:7 3/4'' E:6 1/8'' | 2.2 |  |  | 5 | 7.75 | Wall / Bath |  |  |  |  | 6.125 |  | No |  | No | [21 empty] | DP:3/4'' W:4 5/8'' H:6 1/4'' OB UP:4 1/2'' OB DOWN:3 1/4'' Rectangular |  |  |  | 6 | Black/White |  |  | Hardwired | 0 | 1 | 0 | 0 | 1 | 0 | 0 | 1 | 0 | 0 | 0 | 785652273537 | 9.25 | 8.75 | 7.75 | 2.8 | 0.363 | 100 | Yes | 4 | 10785652273534 | 16.25 | 16.5 | 9.25 | 12.5 | 1.435 | Yes |  | cETL Damp | BAYFIELD 1L SCONCE-710 | One Light Wall / Bath Sconce |  | 4111601-710.png | 4111601.jpg
4111601-962 | One Light Wall / Bath Sconce | The Bayfield bath collection by Sea Gull Lighting delivers simplicity with flair. The transitional design is a subtle combination of clean lines and flared, angular Satin Etched glass shades to bring style and warmth to the bathroom no matter the budget. Offered in Chrome, Burnt Sienna and Brushed Nickel finishes, the bath lighting collection offers one-light, two-light, three-light and four-light vanity fixtures. Both incandescent lamping and ENERGY STAR-qualified LED lamping are available; all fixtures are California Title 24 compliant. | WALL SCONCE | Bayfield | Wall / Bath Lighting | Brushed Nickel | 962 | Steel | Satin Etched Glass | L:5" W:5" H:5" |  |  | 1 Medium A19 100w |  | 1 | No | [14 empty] | 0 | [12 empty] | 32.48 | 64.96 | 97.44 | W:5'' H:7 3/4'' E:6 1/8'' | 2.2 |  |  | 5 | 7.75 | Wall / Bath |  |  |  |  | 6.125 |  | No |  | No | [21 empty] | DP:3/4'' W:4 5/8'' H:6 1/4'' OB UP:4 1/2'' OB DOWN:3 1/4'' Rectangular |  |  |  | 6 | Black/White |  |  | Hardwired | 0 | 1 | 0 | 0 | 1 | 0 | 0 | 1 | 0 | 0 | 0 | 785652257834 | 9.5 | 9 | 7 | 2.8 | 0.346 | 100 | Yes | 4 | 10785652257831 | 19.5 | 16.5 | 9.25 | 12.8 | 1.722 | Yes |  | cETL Damp | BAYFIELD 1L SCONCE-962 | One Light Wall / Bath Sconce |  | 4111601-962.png | 4111601.jpg
4111601EN3-05 | One Light Wall / Bath Sconce | The Bayfield bath collection by Sea Gull Lighting delivers simplicity with flair. The transitional design is a subtle combination of clean lines and flared, angular Satin Etched glass shades to bring style and warmth to the bathroom no matter the budget. Offered in Chrome, Burnt Sienna and Brushed Nickel finishes, the bath lighting collection offers one-light, two-light, three-light and four-light vanity fixtures. Both incandescent lamping and ENERGY STAR-qualified LED lamping are available; all fixtures are California Title 24 compliant. | WALL SCONCE | Bayfield | Wall / Bath Lighting | Chrome | 5 | Steel | Satin Etched Glass | L:5" W:5" H:5" |  |  | 1 Medium A19 9.3w |  | 1 | Yes | [14 empty] | 0 | [12 empty] | 36.98 | 73.96 | 110.94 | W:5'' H:7 3/4'' E:6 1/8'' | 2.2 |  |  | 5 | 7.75 | Wall / Bath |  |  |  |  | 6.125 |  | No |  | No | [21 empty] | DP:3/4'' W:4 5/8'' H:6 1/4'' OB UP:4 1/2'' OB DOWN:3 1/4'' Rectangular |  |  |  | 6 | Black/White |  |  | Hardwired | 0 | 1 | 0 | 1 | 1 | 0 | 0 | 0 | 0 | 0 | 0 | 785652044519 | 9 | 8.75 | 7.75 | 2.8 | 0.353 | 125 | Yes | 4 | 10785652044516 | 19.25 | 16 | 9.25 | 12.8 | 1.649 | Yes |  | cETL Damp | BAYFIELD 1L SCONCE-05 | One Light Wall / Bath Sconce |  | 4111601EN3-05.jpg | 4111601.jpg
4111601EN3-710 | One Light Wall / Bath Sconce | The Bayfield bath collection by Sea Gull Lighting delivers simplicity with flair. The transitional design is a subtle combination of clean lines and flared, angular Satin Etched glass shades to bring style and warmth to the bathroom no matter the budget. Offered in Chrome, Burnt Sienna and Brushed Nickel finishes, the bath lighting collection offers one-light, two-light, three-light and four-light vanity fixtures. Both incandescent lamping and ENERGY STAR-qualified LED lamping are available; all fixtures are California Title 24 compliant. | WALL SCONCE | Bayfield | Wall / Bath Lighting | Burnt Sienna | 710 | Steel | Satin Etched Glass | L:5" W:5" H:5" |  |  | 1 Medium A19 9.3w |  | 1 | Yes | [14 empty] | 0 | [12 empty] | 36.98 | 73.96 | 110.94 | W:5'' H:7 3/4'' E:6 1/8'' | 2.2 |  |  | 5 | 7.75 | Wall / Bath |  |  |  |  | 6.125 |  | No |  | No | [21 empty] | DP:3/4'' W:4 5/8'' H:6 1/4'' OB UP:4 1/2'' OB DOWN:3 1/4'' Rectangular |  |  |  | 6 | Black/White |  |  | Hardwired | 0 | 1 | 0 | 1 | 1 | 0 | 0 | 0 | 0 | 0 | 0 | 785652044533 | 9.25 | 8.75 | 7.75 | 2.8 | 0.363 | 100 | Yes | 4 | 10785652044530 | 16.25 | 16.5 | 9.25 | 12.5 | 1.435 | Yes |  | cETL Damp | BAYFIELD 1L SCONCE-710 | One Light Wall / Bath Sconce |  | 4111601EN3-710.jpg | 4111601.jpg
4111601EN3-962 | One Light Wall / Bath Sconce | The Bayfield bath collection by Sea Gull Lighting delivers simplicity with flair. The transitional design is a subtle combination of clean lines and flared, angular Satin Etched glass shades to bring style and warmth to the bathroom no matter the budget. Offered in Chrome, Burnt Sienna and Brushed Nickel finishes, the bath lighting collection offers one-light, two-light, three-light and four-light vanity fixtures. Both incandescent lamping and ENERGY STAR-qualified LED lamping are available; all fixtures are California Title 24 compliant. | WALL SCONCE | Bayfield | Wall / Bath Lighting | Brushed Nickel | 962 | Steel | Satin Etched Glass | L:5" W:5" H:5" |  |  | 1 Medium A19 9.3w |  | 1 | Yes | [14 empty] | 0 | [12 empty] | 36.98 | 73.96 | 110.94 | W:5'' H:7 3/4'' E:6 1/8'' | 2.2 |  |  | 5 | 7.75 | Wall / Bath |  |  |  |  | 6.125 |  | No |  | No | [21 empty] | DP:3/4'' W:4 5/8'' H:6 1/4'' OB UP:4 1/2'' OB DOWN:3 1/4'' Rectangular |  |  |  | 6 | Black/White |  |  | Hardwired | 0 | 1 | 0 | 1 | 1 | 0 | 0 | 0 | 0 | 0 | 0 | 785652044557 | 9.5 | 9 | 7 | 2.8 | 0.346 | 100 | Yes | 4 | 10785652044554 | 19.5 | 16.5 | 9.25 | 12.8 | 1.722 | Yes |  | cETL Damp | BAYFIELD 1L SCONCE-962 | One Light Wall / Bath Sconce |  | 4111601EN3-962.jpg | 4111601.jpg
41120-820 | One Light Wall / Bath | The Del Prato collection by Sea Gull Lighting has a rustic transitional style making it a great choice for all décor styles. Sweeping curves add interest without complication. Coordinate Del Prato in the Chestnut Bronze finish with earth tone walls for an added level of sophistication. The Seeded, Acid-Etched glass shades with a Café Tint contribute to the overall impact as well. The assortment includes nine-light and five-light chandeliers, pendants in five sizes, both flush and semi-flush ceiling fixtures, as well as one-light, two-light, three-light and four-light wall/bath fixtures. Most of these fixtures easily convert to LED by purchasing LED replacement lamps sold separately. | WALL SCONCE | Del Prato | Wall / Bath Lighting | Chestnut Bronze | 820 |  | Seeded acid etch with cafe tint Glass | D:7" |  |  | 1 Medium A19 100w |  | 1 | No | [14 empty] | 0 | [12 empty] | 43 | 86 | 129 | W:7'' H:10 1/4'' E:8 3/4'' | 3.9 |  |  | 7 | 10.25 | Cap Nuts |  |  |  |  | 8.75 |  | No |  | No | [21 empty] | DP:1 1/8'' W:4 1/2'' H:7'' OB UP:5 1/4'' OB DOWN:5'' Rectangular |  |  |  | 6.5 |  |  | N/A | Hardwired | 0 | 1 | 0 | 0 | 1 | 0 | 0 | 1 | 0 | 0 | 0 | 785652075797 | 10.5 | 10.5 | 10.5 | 5.25 | 0.67 | 125 | Yes | [8 empty] | UL Damp | cUL Damp | DEL PRATO 1L SCONCE-820 | One Light Wall / Bath |  | 41120-820.jpg | 41120.jpg
41120EN3-820 | One Light Wall / Bath Sconce | The Del Prato collection by Sea Gull Lighting has a rustic transitional style making it a great choice for all décor styles. Sweeping curves add interest without complication. Coordinate Del Prato in the Chestnut Bronze finish with earth tone walls for an added level of sophistication. The Seeded, Acid-Etched glass shades with a Café Tint contribute to the overall impact as well. The assortment includes nine-light and five-light chandeliers, pendants in five sizes, both flush and semi-flush ceiling fixtures, as well as one-light, two-light, three-light and four-light wall/bath fixtures. Most of these fixtures easily convert to LED by purchasing LED replacement lamps sold separately. | WALL SCONCE | Del Prato | Wall / Bath Lighting | Chestnut Bronze | 820 |  | Seeded acid etch with cafe tint Glass | D:7" |  |  | 1 Medium A19 9.3w |  | 1 | Yes | [14 empty] | 0 | [12 empty] | 45.4 | 90.8 | 136.2 | W:7'' H:10 1/4'' E:8 3/4'' | 3.9 |  |  | 7 | 10.25 | Cap Nuts |  |  |  |  | 8.75 |  | No |  | No | [21 empty] | DP:1 1/8'' W:4 1/2'' H:7'' OB UP:5 1/4'' OB DOWN:5'' Rectangular |  |  |  | 6.5 | Black/White |  | N/A | Hardwired | 0 | 1 | 0 | 1 | 1 | 0 | 0 | 0 | 0 | 0 | 0 | 785652054105 | 10.5 | 10.5 | 10.5 | 5.25 | 0.67 | 125 | Yes | [8 empty] | UL Damp | cUL Damp | DEL PRATO 1L SCONCE-820 | One Light Wall / Bath Sconce |  | 41120EN3-820.jpg | 41120.jpg
4113001-845 | One Light Wall / Bath Sconce | The subtle details of the Parkfield lighting collection by Sea Gull Lighting make this transitional design perfect for a wide range of décor. The four-sided, glass shades and the supporting sockets feature a graduated step detail which gives each fixture a slightly more masculine and tailored look. Available in both a casual Flemish Bronze finish with Crème Parchment glass or the elegantly modern Brushed Nickel finish with Opal Etched glass, the full lighting collection offers a nine-light or five-light chandelier, a three-light down chandelier; a two-light semi-flush mount; a three-light up pendant; and one-light, two-light, three-light and four-light bath fixture (all of which can mount up or down). Incandescent and ENERGY STAR-qualified LED lamping are available. | WALL SCONCE | Parkfield | Wall / Bath Lighting | Flemish Bronze | 845 | Steel / Zinc | Creme Parchment Glass | L:5.25" W:5.25" H:5.375" |  |  | 1 Medium A19 75w |  | 1 | No | [14 empty] | 0 | [12 empty] | 36.98 | 73.96 | 110.94 | W:5 1/2'' H:10'' E:5 7/8'' | 2.7 |  |  | 5.5 | 10 | Wall / Bath |  |  |  |  | 5.875 |  | No |  | No | [21 empty] | D:5 1/2'' DP:1 1/8'' OB UP:7 1/4'' OB DOWN:2 3/4'' Round |  |  |  | 8 | Black/White |  |  | Hardwired | 0 | 1 | 0 | 0 | 1 | 0 | 0 | 1 | 0 | 0 | 0 | 785652274817 | 10.75 | 7.75 | 7.25 | 3 | 0.35 | 100 | Yes | [9 empty] | cETL Damp | PARKFIELD 1L SCONCE-845 | One Light Wall / Bath Sconce |  | 4113001-845.jpg | 4113001.jpg
4113001-962 | One Light Wall / Bath Sconce | The subtle details of the Parkfield lighting collection by Sea Gull Lighting make this transitional design perfect for a wide range of décor. The four-sided, glass shades and the supporting sockets feature a graduated step detail which gives each fixture a slightly more masculine and tailored look. Available in both a casual Flemish Bronze finish with Crème Parchment glass or the elegantly modern Brushed Nickel finish with Opal Etched glass, the full lighting collection offers a nine-light or five-light chandelier, a three-light down chandelier; a two-light semi-flush mount; a three-light up pendant; and one-light, two-light, three-light and four-light bath fixture (all of which can mount up or down). Incandescent and ENERGY STAR-qualified LED lamping are available. | WALL SCONCE | Parkfield | Wall / Bath Lighting | Brushed Nickel | 962 | Steel / Zinc | Etched / White Inside Glass | L:5.25" W:5.25" H:5.375" |  |  | 1 Medium A19 75w |  | 1 | No | [14 empty] | 0 | [12 empty] | 36.98 | 73.96 | 110.94 | W:5 1/2'' H:10'' E:5 7/8'' | 2.7 |  |  | 5.5 | 10 | Wall / Bath |  |  |  |  | 5.875 |  | No |  | No | [21 empty] | D:5 1/2'' DP:1 1/8'' OB UP:7 1/4'' OB DOWN:2 3/4'' Round |  |  |  | 8 | Black/White |  |  | Hardwired | 0 | 1 | 0 | 0 | 1 | 0 | 0 | 1 | 0 | 0 | 0 | 785652274824 | 10.75 | 7.75 | 7.25 | 3 | 0.35 | 100 | Yes | [9 empty] | cETL Damp | PARKFIELD 1L SCONCE-962 | One Light Wall / Bath Sconce |  | 4113001-962.jpg | 4113001.jpg
4113001EN3-845 | One Light Wall / Bath Sconce | The subtle details of the Parkfield lighting collection by Sea Gull Lighting make this transitional design perfect for a wide range of décor. The four-sided, glass shades and the supporting sockets feature a graduated step detail which gives each fixture a slightly more masculine and tailored look. Available in both a casual Flemish Bronze finish with Crème Parchment glass or the elegantly modern Brushed Nickel finish with Opal Etched glass, the full lighting collection offers a nine-light or five-light chandelier, a three-light down chandelier; a two-light semi-flush mount; a three-light up pendant; and one-light, two-light, three-light and four-light bath fixture (all of which can mount up or down). Incandescent and ENERGY STAR-qualified LED lamping are available. | WALL SCONCE | Parkfield | Wall / Bath Lighting | Flemish Bronze | 845 | Steel / Zinc | Creme Parchment Glass | L:5.25" W:5.25" H:5.375" |  |  | 1 Medium A19 9.3w |  | 1 | Yes | [14 empty] | 0 | [12 empty] | 42.98 | 85.96 | 128.94 | W:5 1/2'' H:10'' E:5 7/8'' | 2.7 |  |  | 5.5 | 10 | Wall / Bath |  |  |  |  | 5.875 |  | No |  | No | [21 empty] | D:5 1/2'' DP:1 1/8'' OB UP:7 1/4'' OB DOWN:2 3/4'' Round |  |  |  | 8 | Black/White |  |  | Hardwired | 0 | 1 | 0 | 1 | 1 | 0 | 0 | 0 | 0 | 0 | 0 | 785652048777 | 10.75 | 7.75 | 7.25 | 3 | 0.35 | 100 | Yes | [9 empty] | cETL Damp | PARKFIELD 1L SCONCE-845 | One Light Wall / Bath Sconce |  | 4113001EN3-845.jpg | 4113001.jpg
4113001EN3-962 | One Light Wall / Bath Sconce | The subtle details of the Parkfield lighting collection by Sea Gull Lighting make this transitional design perfect for a wide range of décor. The four-sided, glass shades and the supporting sockets feature a graduated step detail which gives each fixture a slightly more masculine and tailored look. Available in both a casual Flemish Bronze finish with Crème Parchment glass or the elegantly modern Brushed Nickel finish with Opal Etched glass, the full lighting collection offers a nine-light or five-light chandelier, a three-light down chandelier; a two-light semi-flush mount; a three-light up pendant; and one-light, two-light, three-light and four-light bath fixture (all of which can mount up or down). Incandescent and ENERGY STAR-qualified LED lamping are available. | WALL SCONCE | Parkfield | Wall / Bath Lighting | Brushed Nickel | 962 | Steel / Zinc | Etched / White Inside Glass | L:5.25" W:5.25" H:5.375" |  |  | 1 Medium A19 9.3w |  | 1 | Yes | [14 empty] | 0 | [12 empty] | 42.98 | 85.96 | 128.94 | W:5 1/2'' H:10'' E:5 7/8'' | 2.7 |  |  | 5.5 | 10 | Wall / Bath |  |  |  |  | 5.875 |  | No |  | No | [21 empty] | D:5 1/2'' DP:1 1/8'' OB UP:7 1/4'' OB DOWN:2 3/4'' Round |  |  |  | 8 | Black/White |  |  | Hardwired | 0 | 1 | 0 | 1 | 1 | 0 | 0 | 0 | 0 | 0 | 0 | 785652048784 | 10.75 | 7.75 | 7.25 | 3 | 0.35 | 100 | Yes | [9 empty] | cETL Damp | PARKFIELD 1L SCONCE-962 | One Light Wall / Bath Sconce |  | 4113001EN3-962.jpg | 4113001.jpg
4113201-715 | One Light Wall / Bath Sconce | The soft curves give the transitional Metcalf lighting collection by Sea Gull Lighting its clean, subtle look. The modern silhouette of the Satin Etched glass shades reinforces the easy and casual lines of this design. Equally at home in a contemporary, urban setting or a transitional décor in the suburbs, the full lighting collection is offered in Autumn Bronze and Brushed Nickel finishes and is comprised of nine-, five- and three-light chandeliers; one- and three-light pendants, mini pendant, two-light semi-flush mount; and one-, two-, three- and four-light bath fixtures. Incandescent and ENERGY STAR-qualified LED lamping are available; all fixtures are California Title 24 compliant. | WALL SCONCE | Metcalf | Wall / Bath Lighting | Autumn Bronze | 715 | Steel | Satin Etched Glass | D:6.25" H:5.25" |  |  | 1 Medium A19 100w |  | 1 | No | [14 empty] | 0 | [12 empty] | 36.98 | 73.96 | 110.94 | W:6 1/4'' H:10 3/4'' E:7 1/4'' | 2.1 |  |  | 6.25 | 10.75 | Double Cap Nuts |  |  |  |  | 7.25 |  | No |  | No | [21 empty] | D:5'' H:7/8'' OB UP:8 1/4'' OB DOWN:2 1/2'' Round |  |  |  | 6.5 | Black/White |  |  | Hardwired | 0 | 1 | 0 | 0 | 1 | 0 | 0 | 1 | 0 | 0 | 0 | 785652275104 | 12.25 | 8.5 | 8.5 | 2.8 | 0.512 | 175 | Yes | 4 | 10785652275101 | 18 | 16.75 | 12.75 | 12.6 | 2.225 | Yes |  | cETL Damp | METCALF 1L SCONCE-715 | One Light Wall / Bath Sconce |  | 4113201-715.jpg | 4113201.jpg
4113201-962 | One Light Wall / Bath Sconce | The soft curves give the transitional Metcalf lighting collection by Sea Gull Lighting its clean, subtle look. The modern silhouette of the Satin Etched glass shades reinforces the easy and casual lines of this design. Equally at home in a contemporary, urban setting or a transitional décor in the suburbs, the full lighting collection is offered in Autumn Bronze and Brushed Nickel finishes and is comprised of nine-, five- and three-light chandeliers; one- and three-light pendants, mini pendant, two-light semi-flush mount; and one-, two-, three- and four-light bath fixtures. Incandescent and ENERGY STAR-qualified LED lamping are available; all fixtures are California Title 24 compliant. | WALL SCONCE | Metcalf | Wall / Bath Lighting | Brushed Nickel | 962 | Steel | Satin Etched Glass | D:6.25" H:5.25" |  |  | 1 Medium A19 100w |  | 1 | No | [14 empty] | 0 | [12 empty] | 36.98 | 73.96 | 110.94 | W:6 1/4'' H:10 3/4'' E:7 1/4'' | 2.1 |  |  | 6.25 | 10.75 | Double Cap Nuts |  |  |  |  | 7.25 |  | No |  | No | [21 empty] | D:5'' H:7/8'' OB UP:8 1/4'' OB DOWN:2 1/2'' Round |  |  |  | 6.5 | Black/White |  |  | Hardwired | 0 | 1 | 0 | 0 | 1 | 0 | 0 | 1 | 0 | 0 | 0 | 785652275111 | 12.25 | 8.5 | 8.5 | 2.8 | 0.512 | 175 | Yes | 4 | 10785652275118 | 18 | 16.75 | 12.75 | 12.6 | 2.225 | Yes |  | cETL Damp | METCALF 1L SCONCE-962 | One Light Wall / Bath Sconce |  | 4113201-962.jpg | 4113201.jpg
4113201EN3-715 | One Light Wall / Bath Sconce | The soft curves give the transitional Metcalf lighting collection by Sea Gull Lighting its clean, subtle look. The modern silhouette of the Satin Etched glass shades reinforces the easy and casual lines of this design. Equally at home in a contemporary, urban setting or a transitional décor in the suburbs, the full lighting collection is offered in Autumn Bronze and Brushed Nickel finishes and is comprised of nine-, five- and three-light chandeliers; one- and three-light pendants, mini pendant, two-light semi-flush mount; and one-, two-, three- and four-light bath fixtures. Incandescent and ENERGY STAR-qualified LED lamping are available; all fixtures are California Title 24 compliant. | WALL SCONCE | Metcalf | Wall / Bath Lighting | Autumn Bronze | 715 | Steel | Satin Etched Glass | D:6.25" H:5.25" |  |  | 1 Medium A19 9.3w |  | 1 | Yes | [14 empty] | 0 | [12 empty] | 42.98 | 85.96 | 128.94 | W:6 1/4'' H:10 3/4'' E:7 1/4'' | 2.1 |  |  | 6.25 | 10.75 | Double Cap Nuts |  |  |  |  | 7.25 |  | No |  | No | [21 empty] | D:5'' H:7/8'' OB UP:8 1/4'' OB DOWN:2 1/2'' Round |  |  |  | 6.5 | Black/White |  |  | Hardwired | 0 | 1 | 0 | 1 | 1 | 0 | 0 | 0 | 0 | 0 | 0 | 785652048791 | 12.25 | 8.5 | 8.5 | 2.8 | 0.512 | 175 | Yes | 4 | 10785652048798 | 18 | 16.75 | 12.75 | 12.6 | 2.225 | Yes |  | cETL Damp | METCALF 1L SCONCE-715 | One Light Wall / Bath Sconce |  | 4113201EN3-715.jpg | 4113201.jpg
4113201EN3-962 | One Light Wall / Bath Sconce | The soft curves give the transitional Metcalf lighting collection by Sea Gull Lighting its clean, subtle look. The modern silhouette of the Satin Etched glass shades reinforces the easy and casual lines of this design. Equally at home in a contemporary, urban setting or a transitional décor in the suburbs, the full lighting collection is offered in Autumn Bronze and Brushed Nickel finishes and is comprised of nine-, five- and three-light chandeliers; one- and three-light pendants, mini pendant, two-light semi-flush mount; and one-, two-, three- and four-light bath fixtures. Incandescent and ENERGY STAR-qualified LED lamping are available; all fixtures are California Title 24 compliant. | WALL SCONCE | Metcalf | Wall / Bath Lighting | Brushed Nickel | 962 | Steel | Satin Etched Glass | D:6.25" H:5.25" |  |  | 1 Medium A19 9.3w |  | 1 | Yes | [14 empty] | 0 | [12 empty] | 42.98 | 85.96 | 128.94 | W:6 1/4'' H:10 3/4'' E:7 1/4'' | 2.1 |  |  | 6.25 | 10.75 | Double Cap Nuts |  |  |  |  | 7.25 |  | No |  | No | [21 empty] | D:5'' H:7/8'' OB UP:8 1/4'' OB DOWN:2 1/2'' Round |  |  |  | 6.5 | Black/White |  |  | Hardwired | 0 | 1 | 0 | 1 | 1 | 0 | 0 | 0 | 0 | 0 | 0 | 785652048807 | 12.25 | 8.5 | 8.5 | 2.8 | 0.512 | 175 | Yes | 4 | 10785652048804 | 18 | 16.75 | 12.75 | 12.6 | 2.225 | Yes |  | cETL Damp | METCALF 1L SCONCE-962 | One Light Wall / Bath Sconce |  | 4113201EN3-962.jpg | 4113201.jpg
4113301-846 | One Light Wall / Bath Sconce | Making a statement without overpowering the surrounding décor, the Dunning lighting collection by Sea Gull Lighting is a chic addition to a wide range of interiors. The bold design is inspired by farmhouse influences seen in the rustic rope detail highlighting the open, square frame which surrounds medium based lamps covered in Crème Parchment glass shades. The Dunning collection features a unique two-tone finish of Stardust on the overall metal structure, with the open frame in Cerused Oak finish. The full lighting collection features a three-light and five-light chandeliers; a one-light mini-pendant, a four-light island chandelier; a two-light flush mount; and one-light, two-light, three-light and four-light bath fixtures (all of which can mount up or down). Both incandescent lamping and ENERGY STAR-qualified LED lamping are available. | WALL SCONCE | Dunning | Wall / Bath Lighting | Stardust / Cerused Oak | 846 / 735 |  | Creme Parchment Glass | D:3.75" H:6.3125" |  |  | 1 Medium A19 100w |  | 1 | No | [14 empty] | 0 | [12 empty] | 54.48 | N/A | 163.44 | W:5'' H:8 1/4'' E:6'' | 1.9 |  |  | 5 | 8.25 | Wall / Bath |  |  |  |  | 6 |  | No |  | No | [21 empty] | DP:1'' W:5'' H:5'' OB UP:5 5/8'' OB DOWN:2 5/8'' Square |  |  |  | 6.5 |  |  |  | Hardwired | 0 | 1 | 0 | 0 | 1 | 0 | 0 | 1 | 0 | 0 | 0 | 785652275814 | 13 | 8.75 | 5.25 | 2.9 | 0.346 | 100 | Yes | 4 | 10785652275811 | 26.5 | 18 | 6.25 | 13.5 | 1.725 | Yes |  | cETL Damp | DUNNING 1L SCONCE-846 | One Light Wall / Bath Sconce |  | 4113301-846.jpg | 4113301.jpg
4113301EN3-846 | One Light Wall / Bath Sconce | Making a statement without overpowering the surrounding décor, the Dunning lighting collection by Sea Gull Lighting is a chic addition to a wide range of interiors. The bold design is inspired by farmhouse influences seen in the rustic rope detail highlighting the open, square frame which surrounds medium based lamps covered in Crème Parchment glass shades. The Dunning collection features a unique two-tone finish of Stardust on the overall metal structure, with the open frame in Cerused Oak finish. The full lighting collection features a three-light and five-light chandeliers; a one-light mini-pendant, a four-light island chandelier; a two-light flush mount; and one-light, two-light, three-light and four-light bath fixtures (all of which can mount up or down). Both incandescent lamping and ENERGY STAR-qualified LED lamping are available. | WALL SCONCE | Dunning | Wall / Bath Lighting | Stardust / Cerused Oak | 846 / 735 |  | Creme Parchment Glass | D:3.75" H:6.3125" |  |  | 1 Medium A19 9.3w |  | 1 | Yes | [14 empty] | 0 | [12 empty] | 58.48 | N/A | 175.44 | W:5'' H:8 1/4'' E:6'' | 1.9 |  |  | 5 | 8.25 | Wall / Bath |  |  |  |  | 6 |  | No |  | No | [21 empty] | DP:1'' W:5'' H:5'' OB UP:5 5/8'' OB DOWN:2 5/8'' Square |  |  |  | 6.5 | Black/White |  |  | Hardwired | 0 | 1 | 0 | 1 | 1 | 0 | 0 | 0 | 0 | 0 | 0 | 785652045509 | 13 | 8.75 | 5.25 | 2.9 | 0.346 | 100 | Yes | 4 | 10785652045506 | 26.5 | 18 | 6.25 | 13.5 | 1.725 | Yes |  | cETL Damp | DUNNING 1L SCONCE-846 | One Light Wall / Bath Sconce |  | 4113301EN3-846.jpg | 4113301.jpg
4113401-05 | One Light Wall / Bath | The modern Englehorn collection by Sea Gull Lighting brings a heightened sense of beauty through the use of dramatic and flawless optic crystal. Even with the crystal’s delicate appearance, the overall design makes a strong statement. Offered in a Chrome finish with Etched White glass. The assortment includes nine-light, five-light, and three-light chandeliers, three-light and mini-pendants, two-light semi-flush mount, as well as one-light, two-light, three-light and four-light wall/bath fixtures. Incandescent and ENERGY STAR-qualified LED lamping are available; all fixtures are California Title 24 compliant. | WALL SCONCE | Englehorn | Wall / Bath Lighting | Chrome / Optic Crystal | 05 / 602 | Steel | Etched / White Inside Glass | D:3.9375" H:6.6875" | D:3.9375" |  | 1 Medium A19 100w |  | 1 | No | [14 empty] | 0 | [12 empty] | 46.98 | 93.96 | 140.94 | W:5'' H:13'' E:7'' | 1.7 |  |  | 5 | 13 | Wall / Bath |  |  |  |  | 7 |  | No |  | No | [21 empty] | D:5'' DP:1 1/8'' OB UP:10 1/2'' OB DOWN:2 1/2'' Round |  |  |  | 6.5 |  |  |  | Hardwired | 0 | 1 | 0 | 0 | 1 | 0 | 0 | 1 | 0 | 0 | 0 | 785652242847 | 11.9 | 9.25 | 9.25 | 2.3 | 0.589 | 250 | Yes | [8 empty] | ETL Damp |  | ENGLEHORN 1L SCONCE-05 | One Light Wall / Bath |  | 4113401-05.jpg | 4113401.jpg
4113401EN3-05 | One Light Wall / Bath Sconce | The modern Englehorn collection by Sea Gull Lighting brings a heightened sense of beauty through the use of dramatic and flawless optic crystal. Even with the crystal’s delicate appearance, the overall design makes a strong statement. Offered in a Chrome finish with Etched White glass. The assortment includes nine-light, five-light, and three-light chandeliers, three-light and mini-pendants, two-light semi-flush mount, as well as one-light, two-light, three-light and four-light wall/bath fixtures. Incandescent and ENERGY STAR-qualified LED lamping are available; all fixtures are California Title 24 compliant. | WALL SCONCE | Englehorn | Wall / Bath Lighting | Chrome / Optic Crystal | 05 / 602 | Steel | Etched / White Inside Glass | D:3.9375" H:6.6875" | D:3.9375" |  | 1 Medium A19 9.3w |  | 1 | Yes | [14 empty] | 0 | [12 empty] | 49.98 | 99.96 | 149.94 | W:5'' H:13'' E:7'' | 1.7 |  |  | 5 | 13 | Wall / Bath |  |  |  |  | 7 |  | No |  | No | [21 empty] | D:5'' DP:1 1/8'' OB UP:10 1/2'' OB DOWN:2 1/2'' Round |  |  |  | 6.5 | Black/White |  |  | Hardwired | 0 | 1 | 0 | 1 | 1 | 0 | 0 | 0 | 0 | 0 | 0 | 785652045639 | 11.9 | 9.25 | 9.25 | 2.3 | 0.589 | 250 | Yes | [8 empty] | C-UL-US Damp |  | ENGLEHORN 1L SCONCE-05 | One Light Wall / Bath Sconce |  | 4113401EN3-05.jpg | 4113401.jpg
4113701-778 | One Light Wall / Bath Sconce | Ellis Harper has an Arts and Crafts pedigree with a Modernist twist. The array of fixtures showcases Sea Gull's commitment to high style with robust construction and craftsmanship at an exceptional price. The subtle detail allows this transitional design to easily fit into any décor. The sleek, geometric arms and square Satin Etched glass shades add touches of elegance to its streamlined profile. The assortment includes: four- and eight-light chandeliers, a six-light linear, one-light mini-pendant, and one-, two-, three- and four-light bath fixtures. All fixtures are offered in either a Brushed Nickel or Brushed Oil Rubbed Bronze. | WALL SCONCE | Ellis Harper | Wall / Bath Lighting | Brushed Oil Rubbed Bronze | 778 | Steel | Etched / White Inside Glass | L:5.75" W:5.75" H:5.5" |  |  | 1 Medium A19 75w |  | 1 | No | [14 empty] | 0 | [12 empty] | 23.98 | 47.96 | 71.94 | W:5 3/4'' H:10 1/8'' E:6 5/8'' | 2.2 |  |  | 5.75 | 10.125 | Cap Nuts |  |  |  |  | 6.625 |  | No |  | No | [21 empty] | DP:1'' W:5'' H:5'' OB UP:7 5/8'' OB DOWN:2 1/2'' Square |  |  |  | 6.5 | Black/White |  |  | Hardwired | 0 | 1 | 0 | 0 | 1 | 0 | 0 | 1 | 0 | 0 | 0 | 785652069642 | 11.75 | 9.25 | 8.25 | 3.2 | 0.519 | 125 | Yes | 6 | 10785652069649 | 24.75 | 19 | 13.25 | 21.7 | 3.606 | Yes |  | cETL Damp | ELLIS HARPER 1L SCONCE-778 | One Light Wall / Bath Sconce |  | 4113701-778.jpg | 4113701.jpg
4113701-962 | One Light Wall / Bath Sconce | Ellis Harper has an Arts and Crafts pedigree with a Modernist twist. The array of fixtures showcases Sea Gull's commitment to high style with robust construction and craftsmanship at an exceptional price. The subtle detail allows this transitional design to easily fit into any décor. The sleek, geometric arms and square Satin Etched glass shades add touches of elegance to its streamlined profile. The assortment includes: four- and eight-light chandeliers, a six-light linear, one-light mini-pendant, and one-, two-, three- and four-light bath fixtures. All fixtures are offered in either a Brushed Nickel or Brushed Oil Rubbed Bronze. | WALL SCONCE | Ellis Harper | Wall / Bath Lighting | Brushed Nickel | 962 | Steel | Etched / White Inside Glass | L:5.75" W:5.75" H:5.5" |  |  | 1 Medium A19 75w |  | 1 | No | [14 empty] | 0 | [12 empty] | 23.98 | 47.96 | 71.94 | W:5 3/4'' H:10 1/8'' E:6 5/8'' | 2.2 |  |  | 5.75 | 10.125 | Cap Nuts |  |  |  |  | 6.625 |  | No |  | No | [21 empty] | DP:1'' W:5'' H:5'' OB UP:7 5/8'' OB DOWN:2 1/2'' Square |  |  |  | 6.5 | Black/White |  |  | Hardwired | 0 | 1 | 0 | 0 | 1 | 0 | 0 | 1 | 0 | 0 | 0 | 785652069659 | 12 | 9.25 | 8.25 | 3.1 | 0.53 | 125 | Yes | 6 | 10785652069656 | 25 | 19 | 13 | 21.3 | 3.573 | Yes |  | cETL Damp | ELLIS HARPER 1L SCONCE-962 | One Light Wall / Bath Sconce |  | 4113701-962.jpg | 4113701.jpg
4113701EN3-778 | One Light Wall / Bath Sconce | Ellis Harper has an Arts and Crafts pedigree with a Modernist twist. The array of fixtures showcases Sea Gull's commitment to high style with robust construction and craftsmanship at an exceptional price. The subtle detail allows this transitional design to easily fit into any décor. The sleek, geometric arms and square Satin Etched glass shades add touches of elegance to its streamlined profile. The assortment includes: four- and eight-light chandeliers, a six-light linear, one-light mini-pendant, and one-, two-, three- and four-light bath fixtures. All fixtures are offered in either a Brushed Nickel or Brushed Oil Rubbed Bronze. | WALL SCONCE | Ellis Harper | Wall / Bath Lighting | Brushed Oil Rubbed Bronze | 778 | Steel | Etched / White Inside Glass | L:5.75" W:5.75" H:5.5" |  |  | 1 Medium A19 9.3w |  | 1 | Yes | [14 empty] | 0 | [12 empty] | 28.98 | 57.96 | 86.94 | W:5 3/4'' H:10 1/8'' E:6 5/8'' | 2.2 |  |  | 5.75 | 10.125 | Cap Nuts |  |  |  |  | 6.625 |  | No |  | No | [21 empty] | DP:1'' W:5'' H:5'' OB UP:7 5/8'' OB DOWN:2 1/2'' Square |  |  |  | 6.5 | Black/White |  |  | Hardwired | 0 | 1 | 0 | 1 | 1 | 0 | 0 | 0 | 0 | 0 | 0 | 785652071416 | 11.75 | 9.25 | 8.25 | 3.2 | 0.519 | 125 | Yes | 6 | 10785652071413 | 24.75 | 19 | 13.25 | 21.7 | 3.606 | Yes |  | cETL Damp | ELLIS HARPR 1L LED SCONCE-778 | One Light Wall / Bath Sconce |  | 4113701EN3-778.jpg | 4113701EN3.jpg
4113701EN3-962 | One Light Wall / Bath Sconce | Ellis Harper has an Arts and Crafts pedigree with a Modernist twist. The array of fixtures showcases Sea Gull's commitment to high style with robust construction and craftsmanship at an exceptional price. The subtle detail allows this transitional design to easily fit into any décor. The sleek, geometric arms and square Satin Etched glass shades add touches of elegance to its streamlined profile. The assortment includes: four- and eight-light chandeliers, a six-light linear, one-light mini-pendant, and one-, two-, three- and four-light bath fixtures. All fixtures are offered in either a Brushed Nickel or Brushed Oil Rubbed Bronze. | WALL SCONCE | Ellis Harper | Wall / Bath Lighting | Brushed Nickel | 962 | Steel | Etched / White Inside Glass | L:5.75" W:5.75" H:5.5" |  |  | 1 Medium A19 9.3w |  | 1 | Yes | [14 empty] | 0 | [12 empty] | 28.98 | 57.96 | 86.94 | W:5 3/4'' H:10 1/8'' E:6 5/8'' | 2.2 |  |  | 5.75 | 10.125 | Cap Nuts |  |  |  |  | 6.625 |  | No |  | No | [21 empty] | DP:1'' W:5'' H:5'' OB UP:7 5/8'' OB DOWN:2 1/2'' Square |  |  |  | 6.5 | Black/White |  |  | Hardwired | 0 | 1 | 0 | 1 | 1 | 0 | 0 | 0 | 0 | 0 | 0 | 785652071423 | 12 | 9.25 | 8.25 | 3.1 | 0.53 | 125 | Yes | 6 | 10785652071420 | 25 | 19 | 13 | 21.3 | 3.573 | Yes |  | cETL Damp | ELLIS HARPR 1L LED SCONCE-962 | One Light Wall / Bath Sconce |  | 4113701EN3-962.jpg | 4113701EN3.jpg
4114501-05 | One Light Wall / Bath Sconce | Influenced by the vintage industrial designs of early 20th Century America, the transitional Belton lighting collection by Sea Gull Lighting has Seeded glass shades that highlight the classic Edison bulbs. The rich Heirloom Bronze and Brushed Nickel finishes adds to the layer of retro design to the warm look. The assortment includes three- and five- down light chandeliers; five-light upright chandelier; a four-light island pendant; one-light pendant; one-light mini pendant; and one-, two-, three- and four-light bath fixtures. All fixtures are California Title 24 compliant and easily convert to LED by purchasing LED lamps sold separately. | BATH | Belton | Wall / Bath Lighting | Chrome | 5 | Steel | Clear Seeded Glass | D:5.375" H:6.125" |  |  | 1 Medium A19 60w |  | 1 | No | [14 empty] | 0 | [12 empty] | 40.45 | N/A | 121.35 | W:5 3/8'' H:9 3/4'' E:6 5/8'' | 1.7 |  |  | 5.375 | 9.75 | Cap Nuts |  |  |  |  | 6.625 |  | No |  | No | [21 empty] | DP:7/8'' W:4 1/2'' H:8 3/8'' OB UP:5 1/2'' OB DOWN:4 1/4'' Oval |  |  |  | 6.5 | Black/White |  |  | Hardwired | 0 | 1 | 0 | 0 | 1 | 0 | 0 | 0 | 0 | 0 | 0 | 785652077920 | 11.25 | 9.25 | 7.75 | 2.7 | 0.467 | 175 | Yes | 4 | 10785652077927 | 18.5 | 16.25 | 12 | 11.1 | 2.088 | Yes |  | cETL Damp | BELTON 1L SCONCE-05 | One Light Wall / Bath Sconce |  | 4114501-05.jpg | 4114501.jpg
4114501-782 | One Light Wall / Bath Sconce | Influenced by the vintage industrial designs of early 20th Century America, the transitional Belton lighting collection by Sea Gull Lighting has Seeded glass shades that highlight the classic Edison bulbs. The rich Heirloom Bronze and Brushed Nickel finishes adds to the layer of retro design to the warm look. The assortment includes three- and five- down light chandeliers; five-light upright chandelier; a four-light island pendant; one-light pendant; one-light mini pendant; and one-, two-, three- and four-light bath fixtures. All fixtures are California Title 24 compliant and easily convert to LED by purchasing LED lamps sold separately. | WALL SCONCE | Belton | Wall / Bath Lighting | Heirloom Bronze | 782 | Steel | Clear Seeded Glass | D:5.375" H:6.125" |  |  | 1 Medium A19 60w |  | 1 | No | [14 empty] | 0 | [12 empty] | 44.48 | N/A | 133.44 | W:5 3/8'' H:9 3/4'' E:6 5/8'' | 1.7 |  |  | 5.375 | 9.75 | Cap Nuts |  |  |  |  | 6.625 |  | No |  | No | [21 empty] | DP:7/8'' W:4 1/2'' H:8 3/8'' OB UP:5 1/2'' OB DOWN:4 1/4'' Oval |  |  |  | 6.5 | Black/White |  |  | Hardwired | 0 | 1 | 0 | 0 | 1 | 0 | 0 | 0 | 0 | 0 | 0 | 785652108723 | 9 | 8 | 11 | 2.4 | 0.458 | 175 | Yes | 4 | 10785652108720 | 18.5 | 16.25 | 12 | 11.1 | 2.088 | Yes |  | cETL Damp | BELTON 1L SCONCE-782 | One Light Wall / Bath Sconce |  | 4114501-782.jpg | 4114501.jpg
4114501-962 | One Light Wall / Bath Sconce | Influenced by the vintage industrial designs of early 20th Century America, the transitional Belton lighting collection by Sea Gull Lighting has Seeded glass shades that highlight the classic Edison bulbs. The rich Heirloom Bronze and Brushed Nickel finishes adds to the layer of retro design to the warm look. The assortment includes three- and five- down light chandeliers; five-light upright chandelier; a four-light island pendant; one-light pendant; one-light mini pendant; and one-, two-, three- and four-light bath fixtures. All fixtures are California Title 24 compliant and easily convert to LED by purchasing LED lamps sold separately. | WALL SCONCE | Belton | Wall / Bath Lighting | Brushed Nickel | 962 | Steel | Clear Seeded Glass | D:5.375" H:6.125" |  |  | 1 Medium A19 60w |  | 1 | No | [14 empty] | 0 | [12 empty] | 41.48 | N/A | 124.44 | W:5 3/8'' H:9 3/4'' E:6 5/8'' | 1.7 |  |  | 5.375 | 9.75 | Cap Nuts |  |  |  |  | 6.625 |  | No |  | No | [21 empty] | DP:7/8'' W:4 1/2'' H:8 3/8'' OB UP:5 1/2'' OB DOWN:4 1/4'' Oval |  |  |  | 6.5 | Black/White |  |  | Hardwired | 0 | 1 | 0 | 0 | 1 | 0 | 0 | 0 | 0 | 0 | 0 | 785652003394 | 9 | 8 | 11 | 2.4 | 0.458 | 175 | Yes | 4 | 10785652003391 | 18.5 | 16.25 | 12 | 11.1 | 2.088 | Yes |  | cETL Damp | BELTON 1L SCONCE-962 | One Light Wall / Bath Sconce |  | 4114501-962.jpg | 4114501.jpg
4115201-05 | One Light Wall / Bath Sconce | With a simple, airy appearance, the Kerrville lighting collection by Sea Gull Lighting embraces its modern design roots while enhancing virtually any home’s decor. Tubular steel arms extend outward and curve to present beautiful tapered, Satin Etched glass shades. The collection has a Brushed Nickel, Burnt Sienna or Chrome finish and offers three-, five- and nine-light chandeliers, a one-light mini pendant, one- and three-light pendants, a two-light semi-flush mount which can convert to a pendant, and one-, two-, three- and four-light bath fixtures. Incandescent and ENERGY STAR-qualified LED lamping are available; all fixtures are California Title 24 compliant. | WALL SCONCE | Kerrville | Wall / Bath Lighting | Chrome | 5 | Steel | Satin Etched Glass | D:4.375" H:5.375" |  |  | 1 Medium A19 100w |  | 1 | No | [14 empty] | 0 | [12 empty] | 29.48 | 58.96 | 88.44 | W:4 5/8'' H:9 5/8'' E:6 3/4'' | 1.9 |  |  | 4.625 | 9.625 | Single Cap Nut |  |  |  |  | 6.75 |  | No |  | No | [21 empty] | DP:7/8'' W:4 5/8'' H:8'' OB UP:5 5/8'' OB DOWN:4'' Oval |  |  |  | 6.5 | Black/White |  |  | Hardwired | 0 | 1 | 0 | 0 | 1 | 0 | 0 | 1 | 0 | 0 | 0 | 785652059544 | 10.75 | 6.75 | 8.75 | 2.5 | 0.367 | 125 | Yes | 4 | 10785652059541 | 18.25 | 14.5 | 11.75 | 11 | 1.799 | Yes |  | cETL Damp | KERRVILLE 1L SCONCE-05 | One Light Wall / Bath Sconce |  | 4115201-05.png | 4115201.jpg
4115201-782 | One Light Wall / Bath Sconce | With a simple, airy appearance, the Kerrville lighting collection by Sea Gull Lighting embraces its modern design roots while enhancing virtually any home’s decor. Tubular steel arms extend outward and curve to present beautiful tapered, Satin Etched glass shades. The collection has a Brushed Nickel, Burnt Sienna or Chrome finish and offers three-, five- and nine-light chandeliers, a one-light mini pendant, one- and three-light pendants, a two-light semi-flush mount which can convert to a pendant, and one-, two-, three- and four-light bath fixtures. Incandescent and ENERGY STAR-qualified LED lamping are available; all fixtures are California Title 24 compliant. | WALL SCONCE | Kerrville | Wall / Bath Lighting | Heirloom Bronze | 782 | Steel | Satin Etched Glass | D:4.375" H:5.375" |  |  | 1 Medium A19 100w |  | 1 | No | [14 empty] | 0 | [12 empty] | 29.48 | 58.96 | 88.44 | W:4 5/8'' H:9 5/8'' E:6 3/4'' | 1.9 |  |  | 4.625 | 9.625 | Single Cap Nut |  |  |  |  | 6.75 |  | No |  | No | [21 empty] | DP:7/8'' W:4 5/8'' H:8'' OB UP:5 5/8'' OB DOWN:4'' Oval |  |  |  | 6.5 | Black/White |  |  | Hardwired | 0 | 1 | 0 | 0 | 1 | 0 | 0 | 1 | 0 | 0 | 0 | 785652111648 | 11 | 9 | 6.75 | 2.4 | 0.387 | 125 | Yes | 4 | 10785652111645 | 18.25 | 14.25 | 12 | 11 | 1.806 | Yes |  | cETL Damp | KERRVILLE 1L SCONCE-782 | One Light Wall / Bath Sconce |  | 4115201-782.jpg | 4115201.jpg
4115201-962 | One Light Wall / Bath Sconce | With a simple, airy appearance, the Kerrville lighting collection by Sea Gull Lighting embraces its modern design roots while enhancing virtually any home’s decor. Tubular steel arms extend outward and curve to present beautiful tapered, Satin Etched glass shades. The collection has a Brushed Nickel, Burnt Sienna or Chrome finish and offers three-, five- and nine-light chandeliers, a one-light mini pendant, one- and three-light pendants, a two-light semi-flush mount which can convert to a pendant, and one-, two-, three- and four-light bath fixtures. Incandescent and ENERGY STAR-qualified LED lamping are available; all fixtures are California Title 24 compliant. | WALL SCONCE | Kerrville | Wall / Bath Lighting | Brushed Nickel | 962 | Steel | Satin Etched Glass | D:4.375" H:5.375" |  |  | 1 Medium A19 100w |  | 1 | No | [14 empty] | 0 | [12 empty] | 29.48 | 58.96 | 88.44 | W:4 5/8'' H:9 5/8'' E:6 3/4'' | 1.9 |  |  | 4.625 | 9.625 | Single Cap Nut |  |  |  |  | 6.75 |  | No |  | No | [21 empty] | DP:7/8'' W:4 5/8'' H:8'' OB UP:5 5/8'' OB DOWN:4'' Oval |  |  |  | 6.5 | Black/White |  |  | Hardwired | 0 | 1 | 0 | 0 | 1 | 0 | 0 | 1 | 0 | 0 | 0 | 785652111655 | 10.5 | 9 | 6.5 | 2.4 | 0.355 | 125 | Yes | 4 | 10785652111652 | 18 | 14 | 11.5 | 10.9 | 1.677 | Yes |  | cETL Damp | KERRVILLE 1L SCONCE-962 | One Light Wall / Bath Sconce |  | 4115201-962.jpg | 4115201.jpg
4115201EN3-05 | One Light Wall / Bath Sconce | With a simple, airy appearance, the Kerrville lighting collection by Sea Gull Lighting embraces its modern design roots while enhancing virtually any home’s decor. Tubular steel arms extend outward and curve to present beautiful tapered, Satin Etched glass shades. The collection has a Brushed Nickel, Burnt Sienna or Chrome finish and offers three-, five- and nine-light chandeliers, a one-light mini pendant, one- and three-light pendants, a two-light semi-flush mount which can convert to a pendant, and one-, two-, three- and four-light bath fixtures. Incandescent and ENERGY STAR-qualified LED lamping are available; all fixtures are California Title 24 compliant. | WALL SCONCE | Kerrville | Wall / Bath Lighting | Chrome | 5 | Steel | Satin Etched Glass | D:4.375" H:5.375" |  |  | 1 Medium A19 9.3w |  | 1 | Yes | [14 empty] | 0 | [12 empty] | 34.98 | 69.96 | 104.94 | W:4 5/8'' H:9 5/8'' E:6 3/4'' | 1.9 |  |  | 4.625 | 9.625 | Single Cap Nut |  |  |  |  | 6.75 |  | No |  | No | [21 empty] | DP:7/8'' W:4 5/8'' H:8'' OB UP:5 5/8'' OB DOWN:4'' Oval |  |  |  | 6.5 | Black/White |  |  | Hardwired | 0 | 1 | 0 | 1 | 1 | 0 | 0 | 0 | 0 | 0 | 0 | 785652060083 | 10.75 | 6.75 | 8.75 | 2.5 | 0.367 | 125 | Yes | 4 | 10785652060080 | 10.75 | 6.75 | 8.75 | 2.5 | 0.367 | Yes |  | cETL Damp | KERRVILLE 1L SCONCE-05 | One Light Wall / Bath Sconce |  | 4115201EN3-05.png | 4115201EN3.jpg
4115201EN3-782 | One Light Wall / Bath Sconce | With a simple, airy appearance, the Kerrville lighting collection by Sea Gull Lighting embraces its modern design roots while enhancing virtually any home’s decor. Tubular steel arms extend outward and curve to present beautiful tapered, Satin Etched glass shades. The collection has a Brushed Nickel, Burnt Sienna or Chrome finish and offers three-, five- and nine-light chandeliers, a one-light mini pendant, one- and three-light pendants, a two-light semi-flush mount which can convert to a pendant, and one-, two-, three- and four-light bath fixtures. Incandescent and ENERGY STAR-qualified LED lamping are available; all fixtures are California Title 24 compliant. | WALL SCONCE | Kerrville | Wall / Bath Lighting | Heirloom Bronze | 782 | Steel | Satin Etched Glass | D:4.375" H:5.375" |  |  | 1 Medium A19 9.3w |  | 1 | Yes | [14 empty] | 0 | [12 empty] | 34.98 | 69.96 | 104.94 | W:4 5/8'' H:9 5/8'' E:6 3/4'' | 1.9 |  |  | 4.625 | 9.625 | Single Cap Nut |  |  |  |  | 6.75 |  | No |  | No | [21 empty] | DP:7/8'' W:4 5/8'' H:8'' OB UP:5 5/8'' OB DOWN:4'' Oval |  |  |  | 6.5 | Black/White |  |  | Hardwired | 0 | 1 | 0 | 1 | 1 | 0 | 0 | 0 | 0 | 0 | 0 | 785652048814 | 11 | 9 | 6.75 | 2.4 | 0.387 | 125 | Yes | 4 | 10785652048811 | 18.25 | 14.25 | 12 | 11 | 1.806 | Yes |  | cETL Damp | KERRVILLE 1L SCONCE-782 | One Light Wall / Bath Sconce |  | 4115201EN3-782.jpg | 4115201.jpg
4115201EN3-962 | One Light Wall / Bath Sconce | With a simple, airy appearance, the Kerrville lighting collection by Sea Gull Lighting embraces its modern design roots while enhancing virtually any home’s decor. Tubular steel arms extend outward and curve to present beautiful tapered, Satin Etched glass shades. The collection has a Brushed Nickel, Burnt Sienna or Chrome finish and offers three-, five- and nine-light chandeliers, a one-light mini pendant, one- and three-light pendants, a two-light semi-flush mount which can convert to a pendant, and one-, two-, three- and four-light bath fixtures. Incandescent and ENERGY STAR-qualified LED lamping are available; all fixtures are California Title 24 compliant. | WALL SCONCE | Kerrville | Wall / Bath Lighting | Brushed Nickel | 962 | Steel | Satin Etched Glass | D:4.375" H:5.375" |  |  | 1 Medium A19 9.3w |  | 1 | Yes | [14 empty] | 0 | [12 empty] | 34.98 | 69.96 | 104.94 | W:4 5/8'' H:9 5/8'' E:6 3/4'' | 1.9 |  |  | 4.625 | 9.625 | Single Cap Nut |  |  |  |  | 6.75 |  | No |  | No | [21 empty] | DP:7/8'' W:4 5/8'' H:8'' OB UP:5 5/8'' OB DOWN:4'' Oval |  |  |  | 6.5 | Black/White |  |  | Hardwired | 0 | 1 | 0 | 1 | 1 | 0 | 0 | 0 | 0 | 0 | 0 | 785652048821 | 10.5 | 9 | 6.5 | 2.4 | 0.355 | 125 | Yes | 4 | 10785652048828 | 18 | 14 | 11.5 | 10.9 | 1.677 | Yes |  | cETL Damp | KERRVILLE 1L SCONCE-962 | One Light Wall / Bath Sconce |  | 4115201EN3-962.jpg | 4115201.jpg
41160-05 | One Light Wall / Bath | The Oslo lighting collection by Sea Gull Lighting is a sleek design, with smooth and clean lines. The Opal Etched glass adds to this collection's contemporary and minimalist character. Offered in Chrome, Brushed Nickel and textured Blacksmith finishes, the collection includes nine-, five-, and three-light chandeliers, pendants in four sizes, both flush and semi-flush ceiling fixtures, as well as one-, two-, three- and four-light wall/bath fixtures. Both incandescent lamping and ENERGY STAR-qualified LED lamping are available. All fixtures are California Title 24 compliant. | WALL SCONCE | Oslo | Wall / Bath Lighting | Chrome | 5 | Steel | Cased Opal Etched Glass | D:3.9375" H:5.90625" |  |  | 1 Medium A19 100w |  | 1 | No | [14 empty] | 0 | [12 empty] | 35.98 | 71.96 | 107.94 | W:4 3/4'' H:8 3/4'' E:5 1/2'' | 1.77 |  |  | 4.75 | 8.75 | Wall / Bath |  |  |  |  | 5.5 |  | No |  | No | [21 empty] | DP:13/16'' W:4 3/4'' H:8 3/4'' OB UP:4 3/4'' OB DOWN:4'' Oval |  |  |  | 6.5 |  |  | N/A |  | 0 | 1 | 0 | 0 | 1 | 0 | 0 | 1 | 0 | 0 | 0 | 785652171499 | 7.25 | 6.5 | 12 | 2.3 | 0.327 | 125 | Yes | [9 empty] | cETL Damp | OSLO 1L SCONCE-05 | One Light Wall / Bath |  | 41160-05.jpg | 41160.jpg
41160-710 | One Light Wall / Bath | The Oslo lighting collection by Sea Gull Lighting is a sleek design, with smooth and clean lines. The Opal Etched glass adds to this collection's contemporary and minimalist character. Offered in Chrome, Brushed Nickel and textured Blacksmith finishes, the collection includes nine-, five-, and three-light chandeliers, pendants in four sizes, both flush and semi-flush ceiling fixtures, as well as one-, two-, three- and four-light wall/bath fixtures. Both incandescent lamping and ENERGY STAR-qualified LED lamping are available. All fixtures are California Title 24 compliant. | BATH | Oslo | Wall / Bath Lighting | Burnt Sienna | 710 | Steel | Cased Opal Etched Glass | D:3.9375" H:5.90625" |  |  | 1 Medium A19 100w |  | 1 | No | [14 empty] | 0 | [12 empty] | 34.95 | 69.9 | 104.85 | W:4 3/4'' H:8 3/4'' E:5 1/2'' | 1.77 |  |  | 4.75 | 8.75 | Wall / Bath |  |  |  |  | 5.5 |  | No |  | No | [21 empty] | DP:13/16'' W:4 3/4'' H:8 3/4'' OB UP:4 3/4'' OB DOWN:4'' Oval |  |  |  | 6.5 | Black/White |  |  |  | 0 | 1 | 0 | 0 | 1 | 0 | 0 | 1 | 0 | 0 | 0 | 785652077821 | 7.25 | 6.5 | 12 | 2.3 | 0.327 | 125 | Yes | [9 empty] | cETL Damp | OSLO 1L SCONCE-710 | One Light Wall / Bath |  | 41160-710.jpg | 41160.jpg
41160-839 | One Light Wall / Bath | The Oslo lighting collection by Sea Gull Lighting is a sleek design, with smooth and clean lines. The Opal Etched glass adds to this collection's contemporary and minimalist character. Offered in Chrome, Brushed Nickel and textured Blacksmith finishes, the collection includes nine-, five-, and three-light chandeliers, pendants in four sizes, both flush and semi-flush ceiling fixtures, as well as one-, two-, three- and four-light wall/bath fixtures. Both incandescent lamping and ENERGY STAR-qualified LED lamping are available. All fixtures are California Title 24 compliant. | WALL SCONCE | Oslo | Wall / Bath Lighting | Blacksmith | 839 | Steel | Cased Opal Etched Glass | D:3.9375" H:5.90625" |  |  | 1 Medium A19 100w |  | 1 | No | [14 empty] | 0 | [12 empty] | 35.98 | 71.96 | 107.94 | W:4 3/4'' H:8 3/4'' E:5 1/2'' | 1.77 |  |  | 4.75 | 8.75 | Wall / Bath |  |  |  |  | 5.5 |  | No |  | No | [21 empty] | DP:13/16'' W:4 3/4'' H:8 3/4'' OB UP:4 3/4'' OB DOWN:4'' Oval |  |  |  | 6.5 | Black/White |  |  |  | 0 | 1 | 0 | 0 | 1 | 0 | 0 | 1 | 0 | 0 | 0 | 785652171642 | 7.25 | 6.5 | 12 | 2.3 | 0.327 | 125 | Yes | [9 empty] | cETL Damp | OSLO 1L SCONCE-839 | One Light Wall / Bath |  | 41160-839.jpg | 41160.jpg
41160-962 | One Light Wall / Bath Sconce | The Oslo lighting collection by Sea Gull Lighting is a sleek design, with smooth and clean lines. The Opal Etched glass adds to this collection's contemporary and minimalist character. Offered in Chrome, Brushed Nickel and textured Blacksmith finishes, the collection includes nine-, five-, and three-light chandeliers, pendants in four sizes, both flush and semi-flush ceiling fixtures, as well as one-, two-, three- and four-light wall/bath fixtures. Both incandescent lamping and ENERGY STAR-qualified LED lamping are available. All fixtures are California Title 24 compliant. | WALL SCONCE | Oslo | Wall / Bath Lighting | Brushed Nickel | 962 | Steel | Cased Opal Etched Glass | D:3.9375" H:5.90625" |  |  | 1 Medium A19 100w |  | 1 | No | [14 empty] | 0 | [12 empty] | 33.98 | 67.96 | 101.94 | W:4 3/4'' H:8 3/4'' E:5 1/2'' | 1.77 |  |  | 4.75 | 8.75 | Wall / Bath |  |  |  |  | 5.5 |  | No |  | No | [21 empty] | DP:13/16'' W:4 3/4'' H:8 3/4'' OB UP:4 3/4'' OB DOWN:4'' Oval |  |  |  | 6.5 | Black/White |  |  | Hardwired | 0 | 1 | 0 | 0 | 1 | 0 | 0 | 1 | 0 | 0 | 0 | 785652002977 | 12 | 6.5 | 7.25 | 2.3 | 0.327 | 125 | Yes | [9 empty] | cETL Damp | OSLO 1L SCONCE-962 | One Light Wall / Bath Sconce |  | 41160-962.jpg | 41160.jpg
41160EN3-05 | One Light Wall / Bath Sconce | The Oslo lighting collection by Sea Gull Lighting is a sleek design, with smooth and clean lines. The Opal Etched glass adds to this collection's contemporary and minimalist character. Offered in Chrome, Brushed Nickel and textured Blacksmith finishes, the collection includes nine-, five-, and three-light chandeliers, pendants in four sizes, both flush and semi-flush ceiling fixtures, as well as one-, two-, three- and four-light wall/bath fixtures. Both incandescent lamping and ENERGY STAR-qualified LED lamping are available. All fixtures are California Title 24 compliant. | WALL SCONCE | Oslo | Wall / Bath Lighting | Chrome | 5 | Steel | Cased Opal Etched Glass | D:3.9375" H:5.90625" |  |  | 1 Medium A19 9.3w |  | 1 | Yes | [14 empty] | 0 | [12 empty] | 41.48 | 82.96 | 124.44 | W:4 3/4'' H:8 3/4'' E:5 1/2'' | 1.77 |  |  | 4.75 | 8.75 | Wall / Bath |  |  |  |  | 5.5 |  | No |  | No | [21 empty] | DP:13/16'' W:4 3/4'' H:8 3/4'' OB UP:4 3/4'' OB DOWN:4'' Oval |  |  |  | 6.5 | Black/White |  |  | Hardwired | 0 | 1 | 0 | 1 | 1 | 0 | 0 | 0 | 0 | 0 | 0 | 785652046377 | 12.625 | 7.5 | 6.75 | 1.9 | 0.37 | 175 | Yes | [9 empty] | cETL Damp | OSLO 1L SCONCE-05 | One Light Wall / Bath Sconce |  | 41160EN3-05.jpg | 41160.jpg
41160EN3-710 | One Light Wall / Bath Sconce | The Oslo lighting collection by Sea Gull Lighting is a sleek design, with smooth and clean lines. The Opal Etched glass adds to this collection's contemporary and minimalist character. Offered in Chrome, Brushed Nickel and textured Blacksmith finishes, the collection includes nine-, five-, and three-light chandeliers, pendants in four sizes, both flush and semi-flush ceiling fixtures, as well as one-, two-, three- and four-light wall/bath fixtures. Both incandescent lamping and ENERGY STAR-qualified LED lamping are available. All fixtures are California Title 24 compliant. | BATH | Oslo | Wall / Bath Lighting | Burnt Sienna | 710 | Steel | Cased Opal Etched Glass | D:3.9375" H:5.90625" |  |  | 1 Medium A19 9.3w |  | 1 | Yes | [14 empty] | 0 | [12 empty] | 40.45 | 80.9 | 121.35 | W:4 3/4'' H:8 3/4'' E:5 1/2'' | 1.77 |  |  | 4.75 | 8.75 | Wall / Bath |  |  |  |  | 5.5 |  | No |  | No | [21 empty] | DP:13/16'' W:4 3/4'' H:8 3/4'' OB UP:4 3/4'' OB DOWN:4'' Oval |  |  |  | 6.5 | Black/White |  |  | Hardwired | 0 | 1 | 0 | 1 | 1 | 0 | 0 | 0 | 0 | 0 | 0 | 785652081712 | 7.25 | 6.5 | 12 | 2.3 | 0.327 | 125 | Yes | [9 empty] | cETL Damp | OSLO 1L SCONCE-710 | One Light Wall / Bath Sconce |  | 41160EN3-710.jpg | 41160EN3.jpg
41160EN3-839 | One Light Wall / Bath Sconce | The Oslo lighting collection by Sea Gull Lighting is a sleek design, with smooth and clean lines. The Opal Etched glass adds to this collection's contemporary and minimalist character. Offered in Chrome, Brushed Nickel and textured Blacksmith finishes, the collection includes nine-, five-, and three-light chandeliers, pendants in four sizes, both flush and semi-flush ceiling fixtures, as well as one-, two-, three- and four-light wall/bath fixtures. Both incandescent lamping and ENERGY STAR-qualified LED lamping are available. All fixtures are California Title 24 compliant. | WALL SCONCE | Oslo | Wall / Bath Lighting | Blacksmith | 839 | Steel | Cased Opal Etched Glass | D:3.9375" H:5.90625" |  |  | 1 Medium A19 9.3w |  | 1 | Yes | [14 empty] | 0 | [12 empty] | 41.48 | 82.96 | 124.44 | W:4 3/4'' H:8 3/4'' E:5 1/2'' | 1.77 |  |  | 4.75 | 8.75 | Wall / Bath |  |  |  |  | 5.5 |  | No |  | No | [21 empty] | DP:13/16'' W:4 3/4'' H:8 3/4'' OB UP:4 3/4'' OB DOWN:4'' Oval |  |  |  | 6.5 | Black/White |  |  | Hardwired | 0 | 1 | 0 | 1 | 1 | 0 | 0 | 0 | 0 | 0 | 0 | 785652046384 | 7.25 | 6.5 | 12 | 2.3 | 0.327 | 125 | Yes | [9 empty] | cETL Damp | OSLO 1L SCONCE-839 | One Light Wall / Bath Sconce |  | 41160EN3-839.jpg | 41160.jpg
41160EN3-962 | One Light Wall / Bath Sconce | The Oslo lighting collection by Sea Gull Lighting is a sleek design, with smooth and clean lines. The Opal Etched glass adds to this collection's contemporary and minimalist character. Offered in Chrome, Brushed Nickel and textured Blacksmith finishes, the collection includes nine-, five-, and three-light chandeliers, pendants in four sizes, both flush and semi-flush ceiling fixtures, as well as one-, two-, three- and four-light wall/bath fixtures. Both incandescent lamping and ENERGY STAR-qualified LED lamping are available. All fixtures are California Title 24 compliant. | WALL SCONCE | Oslo | Wall / Bath Lighting | Brushed Nickel | 962 | Steel | Cased Opal Etched Glass | D:3.9375" H:5.90625" |  |  | 1 Medium A19 9.3w |  | 1 | Yes | [14 empty] | 0 | [12 empty] | 39.48 | 78.96 | 118.44 | W:4 3/4'' H:8 3/4'' E:5 1/2'' | 1.77 |  |  | 4.75 | 8.75 | Wall / Bath |  |  |  |  | 5.5 |  | No |  | No | [21 empty] | DP:13/16'' W:4 3/4'' H:8 3/4'' OB UP:4 3/4'' OB DOWN:4'' Oval |  |  |  | 6.5 | Black/White |  |  | Hardwired | 0 | 1 | 0 | 1 | 1 | 0 | 0 | 0 | 0 | 0 | 0 | 785652048838 | 12 | 6.5 | 7.25 | 2.3 | 0.327 | 125 | Yes | [9 empty] | cETL Damp | OSLO 1L SCONCE-962 | One Light Wall / Bath Sconce |  | 41160EN3-962.jpg | 41160.jpg
41161-05 | Two Light Wall / Bath | The Oslo lighting collection by Sea Gull Lighting is a sleek design, with smooth and clean lines. The Opal Etched glass adds to this collection's contemporary and minimalist character. Offered in Chrome, Brushed Nickel and textured Blacksmith finishes, the collection includes nine-, five-, and three-light chandeliers, pendants in four sizes, both flush and semi-flush ceiling fixtures, as well as one-, two-, three- and four-light wall/bath fixtures. Both incandescent lamping and ENERGY STAR-qualified LED lamping are available. All fixtures are California Title 24 compliant. | BATH | Oslo | Wall / Bath Lighting | Chrome | 5 | Steel | Cased Opal Etched Glass | D:3.9375" H:5.90625" |  |  | 2 Medium A19 100w |  | 2 | No | [14 empty] | 0 | [12 empty] | 61.98 | 123.96 | 185.94 | W:12 1/2'' H:8 1/2'' E:5 1/2'' | 3.3 |  |  | 12.5 | 8.5 | Wall / Bath |  |  |  |  | 5.5 |  | No |  | No | [21 empty] | DP:13/16'' W:8'' H:4 3/4'' OB UP:6 1/4'' OB DOWN:2 1/4'' Oval |  |  |  | 6.5 |  |  | N/A |  | 0 | 1 | 0 | 0 | 1 | 0 | 0 | 1 | 0 | 0 | 0 | 785652171505 | 14.75 | 11.75 | 6.5 | 4.1 | 0.652 | 125 | Yes | [9 empty] | cETL Damp | OSLO 2L BATH-05 | Two Light Wall / Bath |  | 41161-05.jpg | 41161.jpg
41161-710 | Two Light Wall / Bath | The Oslo lighting collection by Sea Gull Lighting is a sleek design, with smooth and clean lines. The Opal Etched glass adds to this collection's contemporary and minimalist character. Offered in Chrome, Brushed Nickel and textured Blacksmith finishes, the collection includes nine-, five-, and three-light chandeliers, pendants in four sizes, both flush and semi-flush ceiling fixtures, as well as one-, two-, three- and four-light wall/bath fixtures. Both incandescent lamping and ENERGY STAR-qualified LED lamping are available. All fixtures are California Title 24 compliant. | BATH | Oslo | Wall / Bath Lighting | Burnt Sienna | 710 | Steel | Cased Opal Etched Glass | D:3.9375" H:5.90625" |  |  | 2 Medium A19 100w |  | 2 | No | [14 empty] | 0 | [12 empty] | 60.45 | 120.9 | 181.35 | W:12 1/2'' H:8 1/2'' E:5 1/2'' | 3.3 |  |  | 12.5 | 8.5 | Wall / Bath |  |  |  |  | 5.5 |  | No |  | No | [21 empty] | DP:13/16'' W:8'' H:4 3/4'' OB UP:6 1/4'' OB DOWN:2 1/4'' Oval |  |  |  | 6.5 | Black/White |  |  |  | 0 | 1 | 0 | 0 | 1 | 0 | 0 | 1 | 0 | 0 | 0 | 785652077838 | 14.75 | 11.75 | 6.5 | 4.1 | 0.652 | 125 | Yes | [9 empty] | cETL Damp | OSLO 2L BATH-710 | Two Light Wall / Bath |  | 41161-710.jpg | 41161.jpg
41161-839 | Two Light Wall / Bath | The Oslo lighting collection by Sea Gull Lighting is a sleek design, with smooth and clean lines. The Opal Etched glass adds to this collection's contemporary and minimalist character. Offered in Chrome, Brushed Nickel and textured Blacksmith finishes, the collection includes nine-, five-, and three-light chandeliers, pendants in four sizes, both flush and semi-flush ceiling fixtures, as well as one-, two-, three- and four-light wall/bath fixtures. Both incandescent lamping and ENERGY STAR-qualified LED lamping are available. All fixtures are California Title 24 compliant. | BATH | Oslo | Wall / Bath Lighting | Blacksmith | 839 | Steel | Cased Opal Etched Glass | D:3.9375" H:5.90625" |  |  | 2 Medium A19 100w |  | 2 | No | [14 empty] | 0 | [12 empty] | 61.98 | 123.96 | 185.94 | W:12 1/2'' H:8 1/2'' E:5 1/2'' | 3.3 |  |  | 12.5 | 8.5 | Wall / Bath |  |  |  |  | 5.5 |  | No |  | No | [21 empty] | DP:13/16'' W:8'' H:4 3/4'' OB UP:6 1/4'' OB DOWN:2 1/4'' Oval |  |  |  | 6.5 | Black/White |  | N/A |  | 0 | 1 | 0 | 0 | 1 | 0 | 0 | 1 | 0 | 0 | 0 | 785652171659 | 14.75 | 11.75 | 6.5 | 4.1 | 0.652 | 125 | Yes | [9 empty] | cETL Damp | OSLO 2L BATH-839 | Two Light Wall / Bath |  | 41161-839.jpg | 41161.jpg
41161-962 | Two Light Wall / Bath | The Oslo lighting collection by Sea Gull Lighting is a sleek design, with smooth and clean lines. The Opal Etched glass adds to this collection's contemporary and minimalist character. Offered in Chrome, Brushed Nickel and textured Blacksmith finishes, the collection includes nine-, five-, and three-light chandeliers, pendants in four sizes, both flush and semi-flush ceiling fixtures, as well as one-, two-, three- and four-light wall/bath fixtures. Both incandescent lamping and ENERGY STAR-qualified LED lamping are available. All fixtures are California Title 24 compliant. | BATH | Oslo | Wall / Bath Lighting | Brushed Nickel | 962 | Steel | Cased Opal Etched Glass | D:3.9375" H:5.90625" |  |  | 2 Medium A19 100w |  | 2 | No | [14 empty] | 0 | [12 empty] | 58.48 | 116.96 | 175.44 | W:12 1/2'' H:8 1/2'' E:5 1/2'' | 3.3 |  |  | 12.5 | 8.5 | Wall / Bath |  |  |  |  | 5.5 |  | No |  | No | [21 empty] | DP:13/16'' W:8'' H:4 3/4'' OB UP:6 1/4'' OB DOWN:2 1/4'' Oval |  |  |  | 6.5 | Black/White |  |  | Hardwired | 0 | 1 | 0 | 0 | 1 | 0 | 0 | 1 | 0 | 0 | 0 | 785652002984 | 14.75 | 11.75 | 6.5 | 4.1 | 0.652 | 125 | Yes | [9 empty] | cETL Damp | OSLO 2L BATH-962 | Two Light Wall / Bath |  | 41161-962.jpg | 41161.jpg
41161EN3-05 | Two Light Wall / Bath | The Oslo lighting collection by Sea Gull Lighting is a sleek design, with smooth and clean lines. The Opal Etched glass adds to this collection's contemporary and minimalist character. Offered in Chrome, Brushed Nickel and textured Blacksmith finishes, the collection includes nine-, five-, and three-light chandeliers, pendants in four sizes, both flush and semi-flush ceiling fixtures, as well as one-, two-, three- and four-light wall/bath fixtures. Both incandescent lamping and ENERGY STAR-qualified LED lamping are available. All fixtures are California Title 24 compliant. | BATH | Oslo | Wall / Bath Lighting | Chrome | 5 | Steel | Cased Opal Etched Glass | D:3.9375" H:5.90625" |  |  | 2 Medium A19 9.3w |  | 2 | Yes | [14 empty] | 0 | [12 empty] | 73.48 | 146.96 | 220.44 | W:12 1/2'' H:8 1/2'' E:5 1/2'' | 3.3 |  |  | 12.5 | 8.5 | Wall / Bath |  |  |  |  | 5.5 |  | No |  | No | [21 empty] | DP:13/16'' W:8'' H:4 3/4'' OB UP:6 1/4'' OB DOWN:2 1/4'' Oval |  |  |  | 6.5 | Black/White |  |  | Hardwired | 0 | 1 | 0 | 1 | 1 | 0 | 0 | 0 | 0 | 0 | 0 | 785652046391 | 14.75 | 12 | 7.125 | 3.9 | 0.73 | 175 | Yes | [9 empty] | cETL Damp | OSLO 2L BATH-05 | Two Light Wall / Bath |  | 41161EN3-05.jpg | 41161.jpg
41161EN3-710 | Two Light Wall / Bath | The Oslo lighting collection by Sea Gull Lighting is a sleek design, with smooth and clean lines. The Opal Etched glass adds to this collection's contemporary and minimalist character. Offered in Chrome, Brushed Nickel and textured Blacksmith finishes, the collection includes nine-, five-, and three-light chandeliers, pendants in four sizes, both flush and semi-flush ceiling fixtures, as well as one-, two-, three- and four-light wall/bath fixtures. Both incandescent lamping and ENERGY STAR-qualified LED lamping are available. All fixtures are California Title 24 compliant. | BATH | Oslo | Wall / Bath Lighting | Burnt Sienna | 710 | Steel | Cased Opal Etched Glass | D:3.9375" H:5.90625" |  |  | 2 Medium A19 9.3w |  | 2 | Yes | [14 empty] | 0 | [12 empty] | 70.95 | 141.9 | 212.85 | W:12 1/2'' H:8 1/2'' E:5 1/2'' | 3.3 |  |  | 12.5 | 8.5 | Wall / Bath |  |  |  |  | 5.5 |  | No |  | No | [21 empty] | DP:13/16'' W:8'' H:4 3/4'' OB UP:6 1/4'' OB DOWN:2 1/4'' Oval |  |  |  | 6.5 | Black/White |  |  | Hardwired | 0 | 1 | 0 | 1 | 1 | 0 | 0 | 0 | 0 | 0 | 0 | 785652081729 | 14.75 | 11.75 | 6.5 | 4.1 | 0.652 | 125 | Yes | [9 empty] | cETL Damp | OSLO 2L BATH-710 | Two Light Wall / Bath |  | 41161EN3-710.jpg | 41161EN3.jpg
41161EN3-839 | Two Light Wall / Bath | The Oslo lighting collection by Sea Gull Lighting is a sleek design, with smooth and clean lines. The Opal Etched glass adds to this collection's contemporary and minimalist character. Offered in Chrome, Brushed Nickel and textured Blacksmith finishes, the collection includes nine-, five-, and three-light chandeliers, pendants in four sizes, both flush and semi-flush ceiling fixtures, as well as one-, two-, three- and four-light wall/bath fixtures. Both incandescent lamping and ENERGY STAR-qualified LED lamping are available. All fixtures are California Title 24 compliant. | BATH | Oslo | Wall / Bath Lighting | Blacksmith | 839 | Steel | Cased Opal Etched Glass | D:3.9375" H:5.90625" |  |  | 2 Medium A19 9.3w |  | 2 | Yes | [14 empty] | 0 | [12 empty] | 73.48 | 146.96 | 220.44 | W:12 1/2'' H:8 1/2'' E:5 1/2'' | 3.3 |  |  | 12.5 | 8.5 | Wall / Bath |  |  |  |  | 5.5 |  | No |  | No | [21 empty] | DP:13/16'' W:8'' H:4 3/4'' OB UP:6 1/4'' OB DOWN:2 1/4'' Oval |  |  |  | 6.5 | Black/White |  |  | Hardwired | 0 | 1 | 0 | 1 | 1 | 0 | 0 | 0 | 0 | 0 | 0 | 785652046407 | 14.75 | 11.75 | 6.5 | 4.1 | 0.652 | 125 | Yes | [9 empty] | cETL Damp | OSLO 2L BATH-839 | Two Light Wall / Bath |  | 41161EN3-839.jpg | 41161.jpg
41161EN3-962 | Two Light Wall / Bath | The Oslo lighting collection by Sea Gull Lighting is a sleek design, with smooth and clean lines. The Opal Etched glass adds to this collection's contemporary and minimalist character. Offered in Chrome, Brushed Nickel and textured Blacksmith finishes, the collection includes nine-, five-, and three-light chandeliers, pendants in four sizes, both flush and semi-flush ceiling fixtures, as well as one-, two-, three- and four-light wall/bath fixtures. Both incandescent lamping and ENERGY STAR-qualified LED lamping are available. All fixtures are California Title 24 compliant. | BATH | Oslo | Wall / Bath Lighting | Brushed Nickel | 962 | Steel | Cased Opal Etched Glass | D:3.9375" H:5.90625" |  |  | 2 Medium A19 9.3w |  | 2 | Yes | [14 empty] | 0 | [12 empty] | 69.98 | 139.96 | 209.94 | W:12 1/2'' H:8 1/2'' E:5 1/2'' | 3.3 |  |  | 12.5 | 8.5 | Wall / Bath |  |  |  |  | 5.5 |  | No |  | No | [21 empty] | DP:13/16'' W:8'' H:4 3/4'' OB UP:6 1/4'' OB DOWN:2 1/4'' Oval |  |  |  | 6.5 | Black/White |  |  | Hardwired | 0 | 1 | 0 | 1 | 1 | 0 | 0 | 0 | 0 | 0 | 0 | 785652046414 | 14.75 | 11.75 | 6.5 | 4.1 | 0.652 | 125 | Yes | [9 empty] | cETL Damp | OSLO 2L BATH-962 | Two Light Wall / Bath |  | 41161EN3-962.jpg | 41161.jpg
41162-05 | Three Light Wall / Bath | The Oslo lighting collection by Sea Gull Lighting is a sleek design, with smooth and clean lines. The Opal Etched glass adds to this collection's contemporary and minimalist character. Offered in Chrome, Brushed Nickel and textured Blacksmith finishes, the collection includes nine-, five-, and three-light chandeliers, pendants in four sizes, both flush and semi-flush ceiling fixtures, as well as one-, two-, three- and four-light wall/bath fixtures. Both incandescent lamping and ENERGY STAR-qualified LED lamping are available. All fixtures are California Title 24 compliant. | BATH | Oslo | Wall / Bath Lighting | Chrome | 5 | Steel | Cased Opal Etched Glass | D:3.9375" H:5.90625" |  |  | 3 Medium A19 100w |  | 3 | No | [14 empty] | 0 | [12 empty] | 82.48 | 164.96 | 247.44 | W:20'' H:8 1/2'' E:5 1/2'' | 4 |  |  | 20 | 8.5 | [5 empty] | 5.5 |  | No |  | No | [21 empty] | DP:13/16'' W:8'' H:4 3/4'' OB UP:6 1/4'' OB DOWN:2 1/4'' Oval |  |  |  | 6.5 |  |  | N/A |  | 0 | 1 | 0 | 0 | 1 | 0 | 0 | 1 | 0 | 0 | 0 | 785652171512 | 21.5 | 11.5 | 6.5 | 4.9 | 0.93 | 175 | Yes | [9 empty] | cETL Damp | OSLO 3L BATH-05 | Three Light Wall / Bath |  | 41162-05.jpg | 41162.jpg
41162-710 | Three Light Wall / Bath | The Oslo lighting collection by Sea Gull Lighting is a sleek design, with smooth and clean lines. The Opal Etched glass adds to this collection's contemporary and minimalist character. Offered in Chrome, Brushed Nickel and textured Blacksmith finishes, the collection includes nine-, five-, and three-light chandeliers, pendants in four sizes, both flush and semi-flush ceiling fixtures, as well as one-, two-, three- and four-light wall/bath fixtures. Both incandescent lamping and ENERGY STAR-qualified LED lamping are available. All fixtures are California Title 24 compliant. | BATH | Oslo | Wall / Bath Lighting | Burnt Sienna | 710 | Steel | Cased Opal Etched Glass | D:3.9375" H:5.90625" |  |  | 3 Medium A19 100w |  | 3 | No | [14 empty] | 0 | [12 empty] | 80.45 | 160.9 | 241.35 | W:20'' H:8 1/2'' E:5 1/2'' | 4 |  |  | 20 | 8.5 | Wall / Bath |  |  |  |  | 5.5 |  | No |  | No | [21 empty] | DP:13/16'' W:8'' H:4 3/4'' OB UP:6 1/4'' OB DOWN:2 1/4'' Oval |  |  |  | 6.5 | Black/White |  |  |  | 0 | 1 | 0 | 0 | 1 | 0 | 0 | 1 | 0 | 0 | 0 | 785652077845 | 21.5 | 11.5 | 6.5 | 4.9 | 0.93 | 150 | Yes | [9 empty] | cETL Damp | OSLO 3L BATH-710 | Three Light Wall / Bath |  | 41162-710.jpg | 41162.jpg
41162-839 | Three Light Wall / Bath | The Oslo lighting collection by Sea Gull Lighting is a sleek design, with smooth and clean lines. The Opal Etched glass adds to this collection's contemporary and minimalist character. Offered in Chrome, Brushed Nickel and textured Blacksmith finishes, the collection includes nine-, five-, and three-light chandeliers, pendants in four sizes, both flush and semi-flush ceiling fixtures, as well as one-, two-, three- and four-light wall/bath fixtures. Both incandescent lamping and ENERGY STAR-qualified LED lamping are available. All fixtures are California Title 24 compliant. | BATH | Oslo | Wall / Bath Lighting | Blacksmith | 839 | Steel | Cased Opal Etched Glass | D:3.9375" H:5.90625" |  |  | 3 Medium A19 100w |  | 3 | No | [14 empty] | 0 | [12 empty] | 82.48 | 164.96 | 247.44 | W:20'' H:8 1/2'' E:5 1/2'' | 4 |  |  | 20 | 8.5 | Wall / Bath |  |  |  |  | 5.5 |  | No |  | No | [21 empty] | DP:13/16'' W:8'' H:4 3/4'' OB UP:6 1/4'' OB DOWN:2 1/4'' Oval |  |  |  | 6.5 | Black/White |  |  |  | 0 | 1 | 0 | 0 | 1 | 0 | 0 | 1 | 0 | 0 | 0 | 785652171666 | 21.5 | 11.5 | 6.5 | 4.9 | 0.93 | 175 | Yes | [9 empty] | cETL Damp | OSLO 3L BATH-839 | Three Light Wall / Bath |  | 41162-839.jpg | 41162.jpg
41162-962 | Three Light Wall / Bath | The Oslo lighting collection by Sea Gull Lighting is a sleek design, with smooth and clean lines. The Opal Etched glass adds to this collection's contemporary and minimalist character. Offered in Chrome, Brushed Nickel and textured Blacksmith finishes, the collection includes nine-, five-, and three-light chandeliers, pendants in four sizes, both flush and semi-flush ceiling fixtures, as well as one-, two-, three- and four-light wall/bath fixtures. Both incandescent lamping and ENERGY STAR-qualified LED lamping are available. All fixtures are California Title 24 compliant. | BATH | Oslo | Wall / Bath Lighting | Brushed Nickel | 962 | Steel | Cased Opal Etched Glass | D:3.9375" H:5.90625" |  |  | 3 Medium A19 100w |  | 3 | No | [14 empty] | 0 | [12 empty] | 77.48 | 154.96 | 232.44 | W:20'' H:8 1/2'' E:5 1/2'' | 4 |  |  | 20 | 8.5 | Wall / Bath |  |  |  |  | 5.5 |  | No |  | No | [21 empty] | DP:13/16'' W:8'' H:4 3/4'' OB UP:6 1/4'' OB DOWN:2 1/4'' Oval |  |  |  | 6.5 | Black/White |  |  | Hardwired | 0 | 1 | 0 | 0 | 1 | 0 | 0 | 1 | 0 | 0 | 0 | 785652002991 | 21.5 | 11.5 | 6.5 | 4.9 | 0.93 | 175 | Yes | [9 empty] | cETL Damp | OSLO 3L BATH-962 | Three Light Wall / Bath |  | 41162-962.jpg | 41162.jpg
41162EN3-05 | Three Light Wall / Bath | The Oslo lighting collection by Sea Gull Lighting is a sleek design, with smooth and clean lines. The Opal Etched glass adds to this collection's contemporary and minimalist character. Offered in Chrome, Brushed Nickel and textured Blacksmith finishes, the collection includes nine-, five-, and three-light chandeliers, pendants in four sizes, both flush and semi-flush ceiling fixtures, as well as one-, two-, three- and four-light wall/bath fixtures. Both incandescent lamping and ENERGY STAR-qualified LED lamping are available. All fixtures are California Title 24 compliant. | BATH | Oslo | Wall / Bath Lighting | Chrome | 5 | Steel | Cased Opal Etched Glass | D:3.9375" H:5.90625" |  |  | 3 Medium A19 9.3w |  | 3 | Yes | [14 empty] | 0 | [12 empty] | 99.98 | 199.96 | 299.94 | W:20'' H:8 1/2'' E:5 1/2'' | 4 |  |  | 20 | 8.5 | Wall / Bath |  |  |  |  | 5.5 |  | No |  | No | [21 empty] | DP:13/16'' W:8'' H:4 3/4'' OB UP:6 1/4'' OB DOWN:2 1/4'' Oval |  |  |  | 6.5 | Black/White |  |  | Hardwired | 0 | 1 | 0 | 1 | 1 | 0 | 0 | 0 | 0 | 0 | 0 | 785652046438 | 21.5 | 11.5 | 6.5 | 4.9 | 0.93 | 175 | Yes | [9 empty] | cETL Damp | OSLO 3L BATH-05 | Three Light Wall / Bath |  | 41162EN3-05.jpg | 41162.jpg
41162EN3-710 | Three Light Wall / Bath | The Oslo lighting collection by Sea Gull Lighting is a sleek design, with smooth and clean lines. The Opal Etched glass adds to this collection's contemporary and minimalist character. Offered in Chrome, Brushed Nickel and textured Blacksmith finishes, the collection includes nine-, five-, and three-light chandeliers, pendants in four sizes, both flush and semi-flush ceiling fixtures, as well as one-, two-, three- and four-light wall/bath fixtures. Both incandescent lamping and ENERGY STAR-qualified LED lamping are available. All fixtures are California Title 24 compliant. | BATH | Oslo | Wall / Bath Lighting | Burnt Sienna | 710 | Steel | Cased Opal Etched Glass | D:3.9375" H:5.90625" |  |  | 3 Medium A19 9.3w |  | 3 | Yes | [14 empty] | 0 | [12 empty] | 96.45 | 192.9 | 289.35 | W:20'' H:8 1/2'' E:5 1/2'' | 4 |  |  | 20 | 8.5 | Wall / Bath |  |  |  |  | 5.5 |  | No |  | No | [21 empty] | DP:13/16'' W:8'' H:4 3/4'' OB UP:6 1/4'' OB DOWN:2 1/4'' Oval |  |  |  | 6.5 | Black/White |  |  | Hardwired | 0 | 1 | 0 | 1 | 1 | 0 | 0 | 0 | 0 | 0 | 0 | 785652081736 | 21.5 | 11.5 | 6.5 | 4.9 | 0.93 | 175 | Yes | [9 empty] | cETL Damp | OSLO 3L BATH-710 | Three Light Wall / Bath |  | 41162EN3-710.jpg | 41162EN3.jpg
41162EN3-839 | Three Light Wall / Bath | The Oslo lighting collection by Sea Gull Lighting is a sleek design, with smooth and clean lines. The Opal Etched glass adds to this collection's contemporary and minimalist character. Offered in Chrome, Brushed Nickel and textured Blacksmith finishes, the collection includes nine-, five-, and three-light chandeliers, pendants in four sizes, both flush and semi-flush ceiling fixtures, as well as one-, two-, three- and four-light wall/bath fixtures. Both incandescent lamping and ENERGY STAR-qualified LED lamping are available. All fixtures are California Title 24 compliant. | BATH | Oslo | Wall / Bath Lighting | Blacksmith | 839 | Steel | Cased Opal Etched Glass | D:3.9375" H:5.90625" |  |  | 3 Medium A19 9.3w |  | 3 | Yes | [14 empty] | 0 | [12 empty] | 99.98 | 199.96 | 299.94 | W:20'' H:8 1/2'' E:5 1/2'' | 4 |  |  | 20 | 8.5 | Wall / Bath |  |  |  |  | 5.5 |  | No |  | No | [21 empty] | DP:13/16'' W:8'' H:4 3/4'' OB UP:6 1/4'' OB DOWN:2 1/4'' Oval |  |  |  | 6.5 | Black/White |  |  | Hardwired | 0 | 1 | 0 | 1 | 1 | 0 | 0 | 0 | 0 | 0 | 0 | 785652046445 | 21.5 | 11.5 | 6.5 | 4.9 | 0.93 | 175 | Yes | [9 empty] | cETL Damp | OSLO 3L BATH-839 | Three Light Wall / Bath |  | 41162EN3-839.jpg | 41162.jpg
41162EN3-962 | Three Light Wall / Bath | The Oslo lighting collection by Sea Gull Lighting is a sleek design, with smooth and clean lines. The Opal Etched glass adds to this collection's contemporary and minimalist character. Offered in Chrome, Brushed Nickel and textured Blacksmith finishes, the collection includes nine-, five-, and three-light chandeliers, pendants in four sizes, both flush and semi-flush ceiling fixtures, as well as one-, two-, three- and four-light wall/bath fixtures. Both incandescent lamping and ENERGY STAR-qualified LED lamping are available. All fixtures are California Title 24 compliant. | BATH | Oslo | Wall / Bath Lighting | Brushed Nickel | 962 | Steel | Cased Opal Etched Glass | D:3.9375" H:5.90625" |  |  | 3 Medium A19 9.3w |  | 3 | Yes | [14 empty] | 0 | [12 empty] | 94.98 | 189.96 | 284.94 | W:20'' H:8 1/2'' E:5 1/2'' | 4 |  |  | 20 | 8.5 | Wall / Bath |  |  |  |  | 5.5 |  | No |  | No | [21 empty] | DP:13/16'' W:8'' H:4 3/4'' OB UP:6 1/4'' OB DOWN:2 1/4'' Oval |  |  |  | 6.5 | Black/White |  |  | Hardwired | 0 | 1 | 0 | 1 | 1 | 0 | 0 | 0 | 0 | 0 | 0 | 785652046452 | 21.5 | 11.5 | 6.5 | 4.9 | 0.93 | 175 | Yes | [9 empty] | cETL Damp | OSLO 3L BATH-962 | Three Light Wall / Bath |  | 41162EN3-962.jpg | 41162.jpg
41163-05 | Four Light Wall / Bath | The Oslo lighting collection by Sea Gull Lighting is a sleek design, with smooth and clean lines. The Opal Etched glass adds to this collection's contemporary and minimalist character. Offered in Chrome, Brushed Nickel and textured Blacksmith finishes, the collection includes nine-, five-, and three-light chandeliers, pendants in four sizes, both flush and semi-flush ceiling fixtures, as well as one-, two-, three- and four-light wall/bath fixtures. Both incandescent lamping and ENERGY STAR-qualified LED lamping are available. All fixtures are California Title 24 compliant. | BATH | Oslo | Wall / Bath Lighting | Chrome | 5 | Steel | Cased Opal Etched Glass | D:3.9375" H:5.90625" |  |  | 4 Medium A19 100w |  | 4 | No | [14 empty] | 0 | [12 empty] | 108.98 | 217.96 | 326.94 | W:27 1/2'' H:8 1/2'' E:5 1/2'' | 5.78 |  |  | 27.5 | 8.5 | Wall / Bath |  |  |  |  | 5.5 |  | No |  | No | [21 empty] | DP:13/16'' W:12'' H:4 3/4'' OB UP:6 1/4'' OB DOWN:2 1/4'' Oval |  |  |  | 6.5 |  |  | N/A |  | 0 | 1 | 0 | 0 | 1 | 0 | 0 | 1 | 0 | 0 | 0 | 785652171529 | 29 | 11.5 | 6.5 | 7.3 | 1.254 | 175 | Yes | [9 empty] | cETL Damp | OSLO 4L BATH-05 | Four Light Wall / Bath |  | 41163-05.jpg | 41163.jpg
41163-710 | Four Light Wall / Bath | The Oslo lighting collection by Sea Gull Lighting is a sleek design, with smooth and clean lines. The Opal Etched glass adds to this collection's contemporary and minimalist character. Offered in Chrome, Brushed Nickel and textured Blacksmith finishes, the collection includes nine-, five-, and three-light chandeliers, pendants in four sizes, both flush and semi-flush ceiling fixtures, as well as one-, two-, three- and four-light wall/bath fixtures. Both incandescent lamping and ENERGY STAR-qualified LED lamping are available. All fixtures are California Title 24 compliant. | BATH | Oslo | Wall / Bath Lighting | Burnt Sienna | 710 | Steel | Cased Opal Etched Glass | D:3.9375" H:5.90625" |  |  | 4 Medium A19 100w |  | 4 | No | [14 empty] | 0 | [12 empty] | 105.95 | 211.9 | 317.85 | W:28'' H:8 1/2'' E:5 1/2'' | 5.78 |  |  | 28 | 8.5 | Wall / Bath |  |  |  |  | 5.5 |  | No |  | No | [21 empty] | DP:13/16'' W:12'' H:4 3/4'' OB UP:6 1/4'' OB DOWN:2 1/4'' Oval |  |  |  | 6.5 | Black/White |  |  |  | 0 | 1 | 0 | 0 | 1 | 0 | 0 | 1 | 0 | 0 | 0 | 785652077852 | 29 | 11.5 | 6.5 | 7.3 | 1.254 | 150 | Yes | [9 empty] | cETL Damp | OSLO 4L BATH-710 | Four Light Wall / Bath |  | 41163-710.jpg | 41163.jpg
41163-839 | Four Light Wall / Bath | The Oslo lighting collection by Sea Gull Lighting is a sleek design, with smooth and clean lines. The Opal Etched glass adds to this collection's contemporary and minimalist character. Offered in Chrome, Brushed Nickel and textured Blacksmith finishes, the collection includes nine-, five-, and three-light chandeliers, pendants in four sizes, both flush and semi-flush ceiling fixtures, as well as one-, two-, three- and four-light wall/bath fixtures. Both incandescent lamping and ENERGY STAR-qualified LED lamping are available. All fixtures are California Title 24 compliant. | BATH | Oslo | Wall / Bath Lighting | Blacksmith | 839 | Steel | Cased Opal Etched Glass | D:3.9375" H:5.90625" |  |  | 4 Medium A19 100w |  | 4 | No | [14 empty] | 0 | [12 empty] | 108.98 | 217.96 | 326.94 | W:28'' H:8 1/2'' E:5 1/2'' | 5.78 |  |  | 28 | 8.5 | Wall / Bath |  |  |  |  | 5.5 |  | No |  | No | [21 empty] | DP:13/16'' W:12'' H:4 3/4'' OB UP:6 1/4'' OB DOWN:2 1/4'' Oval |  |  |  | 6.5 |  |  | N/A |  | 0 | 1 | 0 | 0 | 1 | 0 | 0 | 1 | 0 | 0 | 0 | 785652171673 | 29 | 11.5 | 6.5 | 7.3 | 1.254 | 175 | Yes | [9 empty] | cETL Damp | OSLO 4L BATH-839 | Four Light Wall / Bath |  | 41163-839.jpg | 41163.jpg
41163-962 | Four Light Wall / Bath | The Oslo lighting collection by Sea Gull Lighting is a sleek design, with smooth and clean lines. The Opal Etched glass adds to this collection's contemporary and minimalist character. Offered in Chrome, Brushed Nickel and textured Blacksmith finishes, the collection includes nine-, five-, and three-light chandeliers, pendants in four sizes, both flush and semi-flush ceiling fixtures, as well as one-, two-, three- and four-light wall/bath fixtures. Both incandescent lamping and ENERGY STAR-qualified LED lamping are available. All fixtures are California Title 24 compliant. | BATH | Oslo | Wall / Bath Lighting | Brushed Nickel | 962 | Steel | Cased Opal Etched Glass | D:3.9375" H:5.90625" |  |  | 4 Medium A19 100w |  | 4 | No | [14 empty] | 0 | [12 empty] | 99.98 | 199.96 | 299.94 | W:27 1/2'' H:8 1/2'' E:5 1/2'' | 5.78 |  |  | 27.5 | 8.5 | Wall / Bath |  |  |  |  | 5.5 |  | No |  | No | [21 empty] | DP:13/16'' W:12'' H:4 3/4'' OB UP:6 1/4'' OB DOWN:2 1/4'' Oval |  |  |  | 6.5 | Black/White |  |  | Hardwired | 0 | 1 | 0 | 0 | 1 | 0 | 0 | 1 | 0 | 0 | 0 | 785652003004 | 29 | 11.5 | 6.5 | 7.3 | 1.254 | 175 | Yes | [9 empty] | cETL Damp | OSLO 4L BATH-962 | Four Light Wall / Bath |  | 41163-962.jpg | 41163.jpg
41163EN3-05 | Four Light Wall / Bath | The Oslo lighting collection by Sea Gull Lighting is a sleek design, with smooth and clean lines. The Opal Etched glass adds to this collection's contemporary and minimalist character. Offered in Chrome, Brushed Nickel and textured Blacksmith finishes, the collection includes nine-, five-, and three-light chandeliers, pendants in four sizes, both flush and semi-flush ceiling fixtures, as well as one-, two-, three- and four-light wall/bath fixtures. Both incandescent lamping and ENERGY STAR-qualified LED lamping are available. All fixtures are California Title 24 compliant. | BATH | Oslo | Wall / Bath Lighting | Chrome | 5 | Steel | Cased Opal Etched Glass | D:3.9375" H:5.90625" |  |  | 4 Medium A19 9.3w |  | 4 | Yes | [14 empty] | 0 | [12 empty] | 129.98 | 259.96 | 389.94 | W:27 1/2'' H:8 1/2'' E:5 1/2'' | 5.78 |  |  | 27.5 | 8.5 | Wall / Bath |  |  |  |  | 5.5 |  | No |  | No | [21 empty] | DP:13/16'' W:12'' H:4 3/4'' OB UP:6 1/4'' OB DOWN:2 1/4'' Oval |  |  |  | 6.5 | Black/White |  |  | Hardwired | 0 | 1 | 0 | 1 | 1 | 0 | 0 | 0 | 0 | 0 | 0 | 785652046506 | 29.25 | 11.75 | 7 | 6.9 | 1.392 | 175 | Yes | [9 empty] | cETL Damp | OSLO 4L BATH-05 | Four Light Wall / Bath |  | 41163EN3-05.jpg | 41163.jpg
41163EN3-710 | Four Light Wall / Bath | The Oslo lighting collection by Sea Gull Lighting is a sleek design, with smooth and clean lines. The Opal Etched glass adds to this collection's contemporary and minimalist character. Offered in Chrome, Brushed Nickel and textured Blacksmith finishes, the collection includes nine-, five-, and three-light chandeliers, pendants in four sizes, both flush and semi-flush ceiling fixtures, as well as one-, two-, three- and four-light wall/bath fixtures. Both incandescent lamping and ENERGY STAR-qualified LED lamping are available. All fixtures are California Title 24 compliant. | BATH | Oslo | Wall / Bath Lighting | Burnt Sienna | 710 | Steel | Cased Opal Etched Glass | D:3.9375" H:5.90625" |  |  | 4 Medium A19 9.3w |  | 4 | Yes | [14 empty] | 0 | [12 empty] | 126.45 | 252.9 | 379.35 | W:27 1/2'' H:8 1/2'' E:5 1/2'' | 5.78 |  |  | 27.5 | 8.5 | Wall / Bath |  |  |  |  | 5.5 |  | No |  | No | [21 empty] | DP:13/16'' W:12'' H:4 3/4'' OB UP:6 1/4'' OB DOWN:2 1/4'' Oval |  |  |  | 6.5 | Black/White |  |  | Hardwired | 0 | 1 | 0 | 1 | 1 | 0 | 0 | 0 | 0 | 0 | 0 | 785652081743 | 29.25 | 11.75 | 7 | 6.9 | 1.392 | 175 | Yes | [9 empty] | cETL Damp | OSLO 4L BATH-710 | Four Light Wall / Bath |  | 41163EN3-710.jpg | 41163EN3.jpg
41163EN3-839 | Four Light Wall / Bath | The Oslo lighting collection by Sea Gull Lighting is a sleek design, with smooth and clean lines. The Opal Etched glass adds to this collection's contemporary and minimalist character. Offered in Chrome, Brushed Nickel and textured Blacksmith finishes, the collection includes nine-, five-, and three-light chandeliers, pendants in four sizes, both flush and semi-flush ceiling fixtures, as well as one-, two-, three- and four-light wall/bath fixtures. Both incandescent lamping and ENERGY STAR-qualified LED lamping are available. All fixtures are California Title 24 compliant. | BATH | Oslo | Wall / Bath Lighting | Blacksmith | 839 | Steel | Cased Opal Etched Glass | D:3.9375" H:5.90625" |  |  | 4 Medium A19 9.3w |  | 4 | Yes | [14 empty] | 0 | [12 empty] | 130.98 | 261.96 | 392.94 | W:27 1/2'' H:8 1/2'' E:5 1/2'' | 5.78 |  |  | 27.5 | 8.5 | Wall / Bath |  |  |  |  | 5.5 |  | No |  | No | [21 empty] | DP:13/16'' W:12'' H:4 3/4'' OB UP:6 1/4'' OB DOWN:2 1/4'' Oval |  |  |  | 6.5 | Black/White |  |  | Hardwired | 0 | 1 | 0 | 1 | 1 | 0 | 0 | 0 | 0 | 0 | 0 | 785652046513 | 29.25 | 11.75 | 7 | 6.9 | 1.392 | 175 | Yes | [9 empty] | cETL Damp | OSLO 4L BATH-839 | Four Light Wall / Bath |  | 41163EN3-839.jpg | 41163.jpg
41163EN3-962 | Four Light Wall / Bath | The Oslo lighting collection by Sea Gull Lighting is a sleek design, with smooth and clean lines. The Opal Etched glass adds to this collection's contemporary and minimalist character. Offered in Chrome, Brushed Nickel and textured Blacksmith finishes, the collection includes nine-, five-, and three-light chandeliers, pendants in four sizes, both flush and semi-flush ceiling fixtures, as well as one-, two-, three- and four-light wall/bath fixtures. Both incandescent lamping and ENERGY STAR-qualified LED lamping are available. All fixtures are California Title 24 compliant. | BATH | Oslo | Wall / Bath Lighting | Brushed Nickel | 962 | Steel | Cased Opal Etched Glass | D:3.9375" H:5.90625" |  |  | 4 Medium A19 9.3w |  | 4 | Yes | [14 empty] | 0 | [12 empty] | 124.98 | 249.96 | 374.94 | W:27 1/2'' H:8 1/2'' E:5 1/2'' | 5.78 |  |  | 27.5 | 8.5 | Wall / Bath |  |  |  |  | 5.5 |  | No |  | No | [21 empty] | DP:13/16'' W:12'' H:4 3/4'' OB UP:6 1/4'' OB DOWN:2 1/4'' Oval |  |  |  | 6.5 | Black/White |  |  | Hardwired | 0 | 1 | 0 | 1 | 1 | 0 | 0 | 0 | 0 | 0 | 0 | 785652046520 | 29.25 | 11.75 | 7 | 6.9 | 1.392 | 175 | Yes | [9 empty] | cETL Damp | OSLO 4L BATH-962 | Four Light Wall / Bath |  | 41163EN3-962.jpg | 41163.jpg
4116601-782 | One Light Wall / Bath Sconce | The subtle detail of the Bannock lighting collection by Sea Gull Lighting allows this transitional design to easily fit into any décor. The sleek, sweeping arms and Satin-Etched glass shades add touches of elegance to its streamlined profile. Equally at home in a contemporary, urban setting or a traditional décor in the suburbs, the full Bannock lighting collection is available in two beautiful finishes, Brushed Nickel and Heirloom Bronze. The Bannock collection includes three-, five- and nine-light chandeliers, one-light mini pendant, two-light semi-flush convertible pendant, and one-, two-, three- and four-light bath vanity fixtures. Incandescent and ENERGY STAR-qualified LED lamping are available; all fixtures are California Title 24 compliant. | WALL SCONCE | Bannock | Wall / Bath Lighting | Heirloom Bronze | 782 | Steel | Satin Etched Glass | D:4.75" H:5" |  |  | 1 Medium A19 75w |  | 1 | No | [14 empty] | 0 | [12 empty] | 31.45 | 62.9 | 94.35 | W:4 7/8'' H:8 3/4'' E:7 1/4'' | 2.4 |  |  | 4.875 | 8.75 | Cap Nuts |  |  |  |  | 7.25 |  | No |  | No | [21 empty] | D:4 7/8'' DP:1'' OB UP:6 1/4'' OB DOWN:2 1/2'' Round |  |  |  | 6.5 | Black/White |  |  | Hardwired | 0 | 1 | 0 | 0 | 1 | 0 | 0 | 1 | 0 | 0 | 0 | 785652001642 | 10.75 | 9.75 | 8 | 2.8 | 0.485 | 175 | Yes | [9 empty] | cETL Damp | BANNOCK 1L SCONCE-782 | One Light Wall / Bath Sconce |  | 4116601-782.jpg | 4116601.jpg
4116601-962 | One Light Wall / Bath Sconce | The subtle detail of the Bannock lighting collection by Sea Gull Lighting allows this transitional design to easily fit into any décor. The sleek, sweeping arms and Satin-Etched glass shades add touches of elegance to its streamlined profile. Equally at home in a contemporary, urban setting or a traditional décor in the suburbs, the full Bannock lighting collection is available in two beautiful finishes, Brushed Nickel and Heirloom Bronze. The Bannock collection includes three-, five- and nine-light chandeliers, one-light mini pendant, two-light semi-flush convertible pendant, and one-, two-, three- and four-light bath vanity fixtures. Incandescent and ENERGY STAR-qualified LED lamping are available; all fixtures are California Title 24 compliant. | WALL SCONCE | Bannock | Wall / Bath Lighting | Brushed Nickel | 962 | Steel | Satin Etched Glass | D:4.75" H:5" |  |  | 1 Medium A19 75w |  | 1 | No | [14 empty] | 0 | [12 empty] | 31.45 | 62.9 | 94.35 | W:4 7/8'' H:8 3/4'' E:7 1/4'' | 2.4 |  |  | 4.875 | 8.75 | Cap Nuts |  |  |  |  | 7.25 |  | No |  | No | [21 empty] | D:4 7/8'' DP:1'' OB UP:6 1/4'' OB DOWN:2 1/2'' Round |  |  |  | 6.5 | Black/White |  |  | Hardwired | 0 | 1 | 0 | 0 | 1 | 0 | 0 | 1 | 0 | 0 | 0 | 785652001659 | 10.75 | 9.75 | 8 | 2.8 | 0.485 | 175 | Yes | [9 empty] | cETL Damp | BANNOCK 1L SCONCE-962 | One Light Wall / Bath Sconce |  | 4116601-962.jpg | 4116601.jpg
4116601EN3-782 | One Light Wall / Bath Sconce | The subtle detail of the Bannock lighting collection by Sea Gull Lighting allows this transitional design to easily fit into any décor. The sleek, sweeping arms and Satin-Etched glass shades add touches of elegance to its streamlined profile. Equally at home in a contemporary, urban setting or a traditional décor in the suburbs, the full Bannock lighting collection is available in two beautiful finishes, Brushed Nickel and Heirloom Bronze. The Bannock collection includes three-, five- and nine-light chandeliers, one-light mini pendant, two-light semi-flush convertible pendant, and one-, two-, three- and four-light bath vanity fixtures. Incandescent and ENERGY STAR-qualified LED lamping are available; all fixtures are California Title 24 compliant. | WALL SCONCE | Bannock | Wall / Bath Lighting | Heirloom Bronze | 782 | Steel | Satin Etched Glass | D:4.75" H:5" |  |  | 1 Medium A19 9.3w |  | 1 | Yes | [14 empty] | 0 | [12 empty] | 36.95 | 73.9 | 110.85 | W:4 7/8'' H:8 3/4'' E:7 1/4'' | 2.4 |  |  | 4.875 | 8.75 | Cap Nuts |  |  |  |  | 7.25 |  | No |  | No | [21 empty] | D:4 7/8'' DP:1'' OB UP:6 1/4'' OB DOWN:2 1/2'' Round |  |  |  | 6.5 | Black/White |  |  | Hardwired | 0 | 1 | 0 | 1 | 1 | 0 | 0 | 0 | 0 | 0 | 0 | 785652048845 | 10.75 | 9.75 | 8 | 2.8 | 0.485 | 175 | Yes | [9 empty] | cETL Damp | BANNOCK 1L SCONCE-782 | One Light Wall / Bath Sconce |  | 4116601EN3-782.jpg | 4116601.jpg
4116601EN3-962 | One Light Wall / Bath Sconce | The subtle detail of the Bannock lighting collection by Sea Gull Lighting allows this transitional design to easily fit into any décor. The sleek, sweeping arms and Satin-Etched glass shades add touches of elegance to its streamlined profile. Equally at home in a contemporary, urban setting or a traditional décor in the suburbs, the full Bannock lighting collection is available in two beautiful finishes, Brushed Nickel and Heirloom Bronze. The Bannock collection includes three-, five- and nine-light chandeliers, one-light mini pendant, two-light semi-flush convertible pendant, and one-, two-, three- and four-light bath vanity fixtures. Incandescent and ENERGY STAR-qualified LED lamping are available; all fixtures are California Title 24 compliant. | WALL SCONCE | Bannock | Wall / Bath Lighting | Brushed Nickel | 962 | Steel | Satin Etched Glass | D:4.75" H:5" |  |  | 1 Medium A19 9.3w |  | 1 | Yes | [14 empty] | 0 | [12 empty] | 36.95 | 73.9 | 110.85 | W:4 7/8'' H:8 3/4'' E:7 1/4'' | 2.4 |  |  | 4.875 | 8.75 | Cap Nuts |  |  |  |  | 7.25 |  | No |  | No | [21 empty] | D:4 7/8'' DP:1'' OB UP:6 1/4'' OB DOWN:2 1/2'' Round |  |  |  | 6.5 | Black/White |  |  | Hardwired | 0 | 1 | 0 | 1 | 1 | 0 | 0 | 0 | 0 | 0 | 0 | 785652048852 | 10.75 | 9.75 | 8 | 2.8 | 0.485 | 175 | Yes | [9 empty] | cETL Damp | BANNOCK 1L SCONCE-962 | One Light Wall / Bath Sconce |  | 4116601EN3-962.jpg | 4116601.jpg
41180-710 | One Light Wall / Bath | The Montreal collection by Sea Gull Lighting features flowing body elements and beautifully formed glass that complement each other to create a bold transitional statement. Classic Antique Brushed Nickel finish with Etched White glass or Burnt Sienna finish with Café Tint glass make Montreal a fit for any home decor. The assortment includes nine-light, five-light and three-light chandeliers, pendants in four sizes, both flush and semi-flush ceiling fixtures, as well as one-light, two-light, three-light and four-light wall/bath fixtures. Both incandescent lamping and ENERGY STAR-qualified LED lamping are available. All fixtures are California Title 24 compliant. | WALL SCONCE | Montreal | Wall / Bath Lighting | Burnt Sienna | 710 | Steel | Cafe Tint Glass |  |  |  | 1 Medium A19 100w |  | 1 | No | [14 empty] | 0 | [12 empty] | 32.95 | 65.9 | 98.85 | W:7 3/4'' H:8 1/2'' E:9 3/4'' | 2.9 |  |  | 7.75 | 8.5 | Cap Nuts |  |  |  |  | 9.75 |  | No |  | No | [21 empty] | DP:1'' W:5'' H:8'' OB UP:4'' OB DOWN:4 1/2'' Oval |  |  |  | 6.5 | Black/White |  |  | Hardwired | 0 | 1 | 0 | 0 | 1 | 0 | 0 | 1 | 0 | 0 | 0 | 785652181979 | 14.5 | 11 | 7 | 3.7 | 0.646 | 175 | Yes | [8 empty] | UL Damp | cUL Damp | MONTREAL 1L SCONCE-710 | One Light Wall / Bath |  | 41180-710.jpg | 41180.jpg
41180-965 | One Light Wall / Bath | The Montreal collection by Sea Gull Lighting features flowing body elements and beautifully formed glass that complement each other to create a bold transitional statement. Classic Antique Brushed Nickel finish with Etched White glass or Burnt Sienna finish with Café Tint glass make Montreal a fit for any home decor. The assortment includes nine-light, five-light and three-light chandeliers, pendants in four sizes, both flush and semi-flush ceiling fixtures, as well as one-light, two-light, three-light and four-light wall/bath fixtures. Both incandescent lamping and ENERGY STAR-qualified LED lamping are available. All fixtures are California Title 24 compliant. | WALL SCONCE | Montreal | Wall / Bath Lighting | Antique Brushed Nickel | 965 | Steel | Etched / White Inside Glass | D:7.4375" |  |  | 1 Medium A19 100w |  | 1 | No | [14 empty] | 0 | [12 empty] | 32.95 | 65.9 | 98.85 | W:7 3/4'' H:8 1/2'' E:9 3/4'' | 2.9 |  |  | 7.75 | 8.5 | Cap Nuts |  |  |  |  | 9.75 |  | No |  | No | [21 empty] | DP:1'' W:5'' H:8'' OB UP:4'' OB DOWN:4 1/2'' Oval |  |  |  | 6.5 | Black/White |  |  | Hardwired | 0 | 1 | 0 | 0 | 1 | 0 | 0 | 1 | 0 | 0 | 0 | 785652171765 | 14.5 | 11 | 7 | 3.7 | 0.646 | 175 | Yes | [8 empty] | UL Damp | cUL Damp | MONTREAL 1L SCONCE-965 | One Light Wall / Bath |  | 41180-965.jpg | 41180.jpg
41180EN3-710 | One Light Wall / Bath Sconce | The Montreal collection by Sea Gull Lighting features flowing body elements and beautifully formed glass that complement each other to create a bold transitional statement. Classic Antique Brushed Nickel finish with Etched White glass or Burnt Sienna finish with Café Tint glass make Montreal a fit for any home decor. The assortment includes nine-light, five-light and three-light chandeliers, pendants in four sizes, both flush and semi-flush ceiling fixtures, as well as one-light, two-light, three-light and four-light wall/bath fixtures. Both incandescent lamping and ENERGY STAR-qualified LED lamping are available. All fixtures are California Title 24 compliant. | WALL SCONCE | Montreal | Wall / Bath Lighting | Burnt Sienna | 710 | Steel | Cafe Tint Glass |  |  |  | 1 Medium A19 9.3w |  | 1 | Yes | [14 empty] | 0 | [12 empty] | 37.95 | 75.9 | 113.85 | W:7 1/2'' H:8 1/2'' E:9 3/4'' | 2.9 |  |  | 7.5 | 8.5 | Cap Nuts |  |  |  |  | 9.75 |  | No |  | No | [21 empty] | DP:1'' W:5'' H:8'' OB UP:4'' OB DOWN:4 1/2'' Oval |  |  |  | 6.5 | Black/White |  |  | Hardwired | 0 | 1 | 0 | 1 | 1 | 0 | 0 | 0 | 0 | 0 | 0 | 785652054112 | 14.5 | 11 | 7 | 3.7 | 0.646 | 175 | Yes | [8 empty] | ETL Damp | cETL Damp | MONTREAL 1L SCONCE-710 | One Light Wall / Bath Sconce |  | 41180EN3-710.jpg | 41180.jpg
41180EN3-965 | One Light Wall / Bath Sconce | The Montreal collection by Sea Gull Lighting features flowing body elements and beautifully formed glass that complement each other to create a bold transitional statement. Classic Antique Brushed Nickel finish with Etched White glass or Burnt Sienna finish with Café Tint glass make Montreal a fit for any home decor. The assortment includes nine-light, five-light and three-light chandeliers, pendants in four sizes, both flush and semi-flush ceiling fixtures, as well as one-light, two-light, three-light and four-light wall/bath fixtures. Both incandescent lamping and ENERGY STAR-qualified LED lamping are available. All fixtures are California Title 24 compliant. | WALL SCONCE | Montreal | Wall / Bath Lighting | Antique Brushed Nickel | 965 | Steel | Etched / White Inside Glass | D:7.4375" |  |  | 1 Medium A19 9.3w |  | 1 | Yes | [14 empty] | 0 | [12 empty] | 37.95 | 75.9 | 113.85 | W:7 3/4'' H:8 1/2'' E:9 3/4'' | 2.9 |  |  | 7.75 | 8.5 | Cap Nuts |  |  |  |  | 9.75 |  | No |  | No | [21 empty] | DP:1'' W:5'' H:8'' OB UP:4'' OB DOWN:4 1/2'' Oval |  |  |  | 6.5 | Black/White |  |  | Hardwired | 0 | 1 | 0 | 1 | 1 | 0 | 0 | 0 | 0 | 0 | 0 | 785652054129 | 14.5 | 11 | 7 | 3.7 | 0.646 | 175 | Yes | [9 empty] | cETL Damp | MONTREAL 1L SCONCE-965 | One Light Wall / Bath Sconce |  | 41180EN3-965.jpg | 41180.jpg
41181-710 | Two Light Wall / Bath | The Montreal collection by Sea Gull Lighting features flowing body elements and beautifully formed glass that complement each other to create a bold transitional statement. Classic Antique Brushed Nickel finish with Etched White glass or Burnt Sienna finish with Café Tint glass make Montreal a fit for any home decor. The assortment includes nine-light, five-light and three-light chandeliers, pendants in four sizes, both flush and semi-flush ceiling fixtures, as well as one-light, two-light, three-light and four-light wall/bath fixtures. Both incandescent lamping and ENERGY STAR-qualified LED lamping are available. All fixtures are California Title 24 compliant. | BATH | Montreal | Wall / Bath Lighting | Burnt Sienna | 710 | Steel | Cafe Tint Glass | D:7.6875" |  |  | 2 Medium A19 100w |  | 2 | No | [14 empty] | 0 | [12 empty] | 68.45 | 136.9 | 205.35 | W:17 1/2'' H:8 1/4'' E:9 3/4'' | 5.2 |  |  | 17.5 | 8.25 | Cap Nuts |  |  |  |  | 9.75 |  | No |  | No | [21 empty] | DP:1'' W:8'' H:5'' OB UP:5 1/4'' OB DOWN:3'' Oval |  |  |  | 6.5 | Black/White |  |  | Hardwired | 0 | 1 | 0 | 0 | 1 | 0 | 0 | 1 | 0 | 0 | 0 | 785652181986 | 18 | 12.75 | 12.75 | 6.5 | 1.693 | 250 | Yes | [8 empty] | UL Damp | cUL Damp | MONTREAL 2L BATH-710 | Two Light Wall / Bath |  | 41181-710.jpg | 41181.jpg
41181-965 | Two Light Wall / Bath | The Montreal collection by Sea Gull Lighting features flowing body elements and beautifully formed glass that complement each other to create a bold transitional statement. Classic Antique Brushed Nickel finish with Etched White glass or Burnt Sienna finish with Café Tint glass make Montreal a fit for any home decor. The assortment includes nine-light, five-light and three-light chandeliers, pendants in four sizes, both flush and semi-flush ceiling fixtures, as well as one-light, two-light, three-light and four-light wall/bath fixtures. Both incandescent lamping and ENERGY STAR-qualified LED lamping are available. All fixtures are California Title 24 compliant. | BATH | Montreal | Wall / Bath Lighting | Antique Brushed Nickel | 965 | Steel | Etched / White Inside Glass | D:7.6875" |  |  | 2 Medium A19 100w |  | 2 | No | [14 empty] | 0 | [12 empty] | 68.45 | 136.9 | 205.35 | W:17 1/2'' H:8 1/4'' E:9 3/4'' | 5.2 |  |  | 17.5 | 8.25 | Cap Nuts |  |  |  |  | 9.75 |  | No |  | No | [21 empty] | DP:1'' W:8'' H:5'' OB UP:5 1/4'' OB DOWN:3'' Oval |  |  |  | 6.5 | Black/White |  |  | Hardwired | 0 | 1 | 0 | 0 | 1 | 0 | 0 | 1 | 0 | 0 | 0 | 785652171772 | 18 | 12.75 | 12.75 | 6.5 | 1.693 | 250 | Yes | [8 empty] | UL Damp | cUL Damp | MONTREAL 2L BATH-965 | Two Light Wall / Bath |  | 41181-965.jpg | 41181.jpg
41181EN3-710 | Two Light Wall / Bath | The Montreal collection by Sea Gull Lighting features flowing body elements and beautifully formed glass that complement each other to create a bold transitional statement. Classic Antique Brushed Nickel finish with Etched White glass or Burnt Sienna finish with Café Tint glass make Montreal a fit for any home decor. The assortment includes nine-light, five-light and three-light chandeliers, pendants in four sizes, both flush and semi-flush ceiling fixtures, as well as one-light, two-light, three-light and four-light wall/bath fixtures. Both incandescent lamping and ENERGY STAR-qualified LED lamping are available. All fixtures are California Title 24 compliant. | BATH | Montreal | Wall / Bath Lighting | Burnt Sienna | 710 | Steel | Cafe Tint Glass |  |  |  | 2 Medium A19 9.3w |  | 2 | Yes | [14 empty] | 0 | [12 empty] | 81.48 | 162.96 | 244.44 | W:17 1/2'' H:8 1/4'' E:9 3/4'' | 5.2 |  |  | 17.5 | 8.25 | Cap Nuts |  |  |  |  | 9.75 |  | No |  | No | [21 empty] | DP:1'' W:8'' H:5'' OB UP:5 1/4'' OB DOWN:3'' Oval |  |  |  | 6.5 | Black/White |  |  | Hardwired | 0 | 1 | 0 | 1 | 1 | 0 | 0 | 0 | 0 | 0 | 0 | 785652054136 | 18 | 12.75 | 12.75 | 6.5 | 1.693 | 250 | Yes | [9 empty] | cETL Damp | MONTREAL 2L BATH-710 | Two Light Wall / Bath |  | 41181EN3-710.jpg | 41181.jpg
41181EN3-965 | Two Light Wall / Bath | The Montreal collection by Sea Gull Lighting features flowing body elements and beautifully formed glass that complement each other to create a bold transitional statement. Classic Antique Brushed Nickel finish with Etched White glass or Burnt Sienna finish with Café Tint glass make Montreal a fit for any home decor. The assortment includes nine-light, five-light and three-light chandeliers, pendants in four sizes, both flush and semi-flush ceiling fixtures, as well as one-light, two-light, three-light and four-light wall/bath fixtures. Both incandescent lamping and ENERGY STAR-qualified LED lamping are available. All fixtures are California Title 24 compliant. | BATH | Montreal | Wall / Bath Lighting | Antique Brushed Nickel | 965 | Steel | Etched / White Inside Glass | D:7.6875" |  |  | 2 Medium A19 9.3w |  | 2 | Yes | [14 empty] | 0 | [12 empty] | 81.48 | 162.96 | 244.44 | W:17 1/2'' H:8 1/4'' E:9 3/4'' | 5.2 |  |  | 17.5 | 8.25 | Cap Nuts |  |  |  |  | 9.75 |  | No |  | No | [21 empty] | DP:1'' W:8'' H:5'' OB UP:5 1/4'' OB DOWN:3'' Oval |  |  |  | 6.5 | Black/White |  |  | Hardwired | 0 | 1 | 0 | 1 | 1 | 0 | 0 | 0 | 0 | 0 | 0 | 785652054143 | 18 | 12.75 | 12.75 | 6.5 | 1.693 | 250 | Yes | [8 empty] | C-UL-US Damp |  | MONTREAL 2L BATH-965 | Two Light Wall / Bath |  | 41181EN3-965.jpg | 41181.jpg
41182-710 | Three Light Wall / Bath | The Montreal collection by Sea Gull Lighting features flowing body elements and beautifully formed glass that complement each other to create a bold transitional statement. Classic Antique Brushed Nickel finish with Etched White glass or Burnt Sienna finish with Café Tint glass make Montreal a fit for any home decor. The assortment includes nine-light, five-light and three-light chandeliers, pendants in four sizes, both flush and semi-flush ceiling fixtures, as well as one-light, two-light, three-light and four-light wall/bath fixtures. Both incandescent lamping and ENERGY STAR-qualified LED lamping are available. All fixtures are California Title 24 compliant. | BATH | Montreal | Wall / Bath Lighting | Burnt Sienna | 710 | Steel | Cafe Tint Glass | D:7.6875" |  |  | 3 Medium A19 100w |  | 3 | No | [14 empty] | 0 | [12 empty] | 90.45 | 180.9 | 271.35 | W:27'' H:8 1/4'' E:9 3/4'' | 7.5 |  |  | 27 | 8.25 | Cap Nuts |  |  |  |  | 9.75 |  | No |  | No | [21 empty] | DP:1'' W:8'' H:5'' OB UP:5 1/4'' OB DOWN:3'' Oval |  |  |  | 6.5 | Black/White |  |  | Hardwired | 0 | 1 | 0 | 0 | 1 | 0 | 0 | 1 | 0 | 0 | 0 | 785652181993 | 26.5 | 9.25 | 12.75 | 9.4 | 1.809 | 175 | Yes | [8 empty] | UL Damp | cUL Damp | MONTREAL 3L BATH-710 | Three Light Wall / Bath |  | 41182-710.jpg | 41182.jpg
41182-965 | Three Light Wall / Bath | The Montreal collection by Sea Gull Lighting features flowing body elements and beautifully formed glass that complement each other to create a bold transitional statement. Classic Antique Brushed Nickel finish with Etched White glass or Burnt Sienna finish with Café Tint glass make Montreal a fit for any home decor. The assortment includes nine-light, five-light and three-light chandeliers, pendants in four sizes, both flush and semi-flush ceiling fixtures, as well as one-light, two-light, three-light and four-light wall/bath fixtures. Both incandescent lamping and ENERGY STAR-qualified LED lamping are available. All fixtures are California Title 24 compliant. | BATH | Montreal | Wall / Bath Lighting | Antique Brushed Nickel | 965 | Steel | Etched / White Inside Glass | D:7.6875" |  |  | 3 Medium A19 100w |  | 3 | No | [14 empty] | 0 | [12 empty] | 90.45 | 180.9 | 271.35 | W:27'' H:8 1/4'' E:9 3/4'' | 7.5 |  |  | 27 | 8.25 | Cap Nuts |  |  |  |  | 9.75 |  | No |  | No | [21 empty] | DP:1'' W:8'' H:5'' OB UP:5 1/4'' OB DOWN:3'' Oval |  |  |  | 6.5 | Black/White |  |  | Hardwired | 0 | 1 | 0 | 0 | 1 | 0 | 0 | 1 | 0 | 0 | 0 | 785652171789 | 26.5 | 9.25 | 12.75 | 9.4 | 1.809 | 175 | Yes | [8 empty] | UL Damp | cUL Damp | MONTREAL 3L BATH-965 | Three Light Wall / Bath |  | 41182-965.jpg | 41182.jpg
41182EN3-710 | Three Light Wall / Bath | The Montreal collection by Sea Gull Lighting features flowing body elements and beautifully formed glass that complement each other to create a bold transitional statement. Classic Antique Brushed Nickel finish with Etched White glass or Burnt Sienna finish with Café Tint glass make Montreal a fit for any home decor. The assortment includes nine-light, five-light and three-light chandeliers, pendants in four sizes, both flush and semi-flush ceiling fixtures, as well as one-light, two-light, three-light and four-light wall/bath fixtures. Both incandescent lamping and ENERGY STAR-qualified LED lamping are available. All fixtures are California Title 24 compliant. | BATH | Montreal | Wall / Bath Lighting | Burnt Sienna | 710 | Steel | Cafe Tint Glass |  |  |  | 3 Medium A19 9.3w |  | 3 | Yes | [14 empty] | 0 | [12 empty] | 110.48 | 220.96 | 331.44 | W:27'' H:8 1/4'' E:9 3/4'' | 7.5 |  |  | 27 | 8.25 | Cap Nuts |  |  |  |  | 9.75 |  | No |  | No | [21 empty] | DP:1'' W:8'' H:5'' OB UP:5 1/4'' OB DOWN:3'' Oval |  |  |  | 6.5 | Black/White |  |  | Hardwired | 0 | 1 | 0 | 1 | 1 | 0 | 0 | 0 | 0 | 0 | 0 | 785652054150 | 26.5 | 9.25 | 12.75 | 9.4 | 1.809 | 175 | Yes | [8 empty] | C-UL-US Damp |  | MONTREAL 3L BATH-710 | Three Light Wall / Bath |  | 41182EN3-710.jpg | 41182.jpg
41182EN3-965 | Three Light Wall / Bath | The Montreal collection by Sea Gull Lighting features flowing body elements and beautifully formed glass that complement each other to create a bold transitional statement. Classic Antique Brushed Nickel finish with Etched White glass or Burnt Sienna finish with Café Tint glass make Montreal a fit for any home decor. The assortment includes nine-light, five-light and three-light chandeliers, pendants in four sizes, both flush and semi-flush ceiling fixtures, as well as one-light, two-light, three-light and four-light wall/bath fixtures. Both incandescent lamping and ENERGY STAR-qualified LED lamping are available. All fixtures are California Title 24 compliant. | BATH | Montreal | Wall / Bath Lighting | Antique Brushed Nickel | 965 | Steel | Etched / White Inside Glass | D:7.6875" |  |  | 3 Medium A19 9.3w |  | 3 | Yes | [14 empty] | 0 | [12 empty] | 105.95 | 211.9 | 317.85 | W:27'' H:8 1/4'' E:9 3/4'' | 7.5 |  |  | 27 | 8.25 | Cap Nuts |  |  |  |  | 9.75 |  | No |  | No | [21 empty] | DP:1'' W:8'' H:5'' OB UP:5 1/4'' OB DOWN:3'' Oval |  |  |  | 6.5 | Black/White |  |  | Hardwired | 0 | 1 | 0 | 1 | 1 | 0 | 0 | 0 | 0 | 0 | 0 | 785652054167 | 26.5 | 9.25 | 12.75 | 9.4 | 1.809 | 175 | Yes | [8 empty] | C-UL-US Damp |  | MONTREAL 3L BATH-965 | Three Light Wall / Bath |  | 41182EN3-965.jpg | 41182.jpg
41183-710 | Four Light Wall / Bath | The Montreal collection by Sea Gull Lighting features flowing body elements and beautifully formed glass that complement each other to create a bold transitional statement. Classic Antique Brushed Nickel finish with Etched White glass or Burnt Sienna finish with Café Tint glass make Montreal a fit for any home decor. The assortment includes nine-light, five-light and three-light chandeliers, pendants in four sizes, both flush and semi-flush ceiling fixtures, as well as one-light, two-light, three-light and four-light wall/bath fixtures. Both incandescent lamping and ENERGY STAR-qualified LED lamping are available. All fixtures are California Title 24 compliant. | BATH | Montreal | Wall / Bath Lighting | Burnt Sienna | 710 | Steel | Cafe Tint Glass | D:7.4375" |  |  | 4 Medium A19 100w |  | 4 | No | [14 empty] | 0 | [12 empty] | 122.98 | 245.96 | 368.94 | W:36 3/4'' H:8 1/4'' E:9 3/4'' | 9.6 |  |  | 36.75 | 8.25 | Cap Nuts |  |  |  |  | 9.75 |  | No |  | No | [21 empty] | DP:1'' W:8'' H:5'' OB UP:5 1/4'' OB DOWN:3'' Oval |  |  |  | 6.5 | Black/White |  |  | Hardwired | 0 | 1 | 0 | 0 | 1 | 0 | 0 | 1 | 0 | 0 | 0 | 785652182006 | 35.5 | 9 | 13.25 | 12 | 2.45 | 175 | Yes | [8 empty] | UL Damp | cUL Damp | MONTREAL 4L BATH-710 | Four Light Wall / Bath |  | 41183-710.jpg | 41183.jpg
41183-965 | Four Light Wall / Bath | The Montreal collection by Sea Gull Lighting features flowing body elements and beautifully formed glass that complement each other to create a bold transitional statement. Classic Antique Brushed Nickel finish with Etched White glass or Burnt Sienna finish with Café Tint glass make Montreal a fit for any home decor. The assortment includes nine-light, five-light and three-light chandeliers, pendants in four sizes, both flush and semi-flush ceiling fixtures, as well as one-light, two-light, three-light and four-light wall/bath fixtures. Both incandescent lamping and ENERGY STAR-qualified LED lamping are available. All fixtures are California Title 24 compliant. | BATH | Montreal | Wall / Bath Lighting | Antique Brushed Nickel | 965 | Steel | Etched / White Inside Glass | D:7.4375" |  |  | 4 Medium A19 100w |  | 4 | No | [14 empty] | 0 | [12 empty] | 115.95 | 231.9 | 347.85 | W:36 3/4'' H:8 1/4'' E:9 3/4'' | 9.6 |  |  | 36.75 | 8.25 | Cap Nuts |  |  |  |  | 9.75 |  | No |  | No | [21 empty] | DP:1'' W:8'' H:5'' OB UP:5 1/4'' OB DOWN:3'' Oval |  |  |  | 6.5 | Black/White |  |  | Hardwired | 0 | 1 | 0 | 0 | 1 | 0 | 0 | 1 | 0 | 0 | 0 | 785652171796 | 35.5 | 9 | 13.25 | 12 | 2.45 | 175 | Yes | [8 empty] | UL Damp | cUL Damp | MONTREAL 4L BATH-965 | Four Light Wall / Bath |  | 41183-965.jpg | 41183.jpg
41183EN3-710 | Four Light Wall / Bath | The Montreal collection by Sea Gull Lighting features flowing body elements and beautifully formed glass that complement each other to create a bold transitional statement. Classic Antique Brushed Nickel finish with Etched White glass or Burnt Sienna finish with Café Tint glass make Montreal a fit for any home decor. The assortment includes nine-light, five-light and three-light chandeliers, pendants in four sizes, both flush and semi-flush ceiling fixtures, as well as one-light, two-light, three-light and four-light wall/bath fixtures. Both incandescent lamping and ENERGY STAR-qualified LED lamping are available. All fixtures are California Title 24 compliant. | BATH | Montreal | Wall / Bath Lighting | Burnt Sienna | 710 | Steel | Cafe Tint Glass |  |  |  | 4 Medium A19 9.3w |  | 4 | Yes | [14 empty] | 0 | [12 empty] | 136.95 | 273.9 | 410.85 | W:36 3/4'' H:8 1/4'' E:9 3/4'' | 9.6 |  |  | 36.75 | 8.25 | Cap Nuts |  |  |  |  | 9.75 |  | No |  | No | [21 empty] | DP:1'' W:8'' H:5'' OB UP:5 1/4'' OB DOWN:3'' Oval |  |  |  | 6.5 | Black/White |  |  | Hardwired | 0 | 1 | 0 | 1 | 1 | 0 | 0 | 0 | 0 | 0 | 0 | 785652054174 | 35.5 | 9 | 13.25 | 12 | 2.45 | 175 | Yes | [8 empty] | C-UL-US Damp |  | MONTREAL 4L BATH-710 | Four Light Wall / Bath |  | 41183EN3-710.jpg | 41183.jpg
41183EN3-965 | Four Light Wall / Bath | The Montreal collection by Sea Gull Lighting features flowing body elements and beautifully formed glass that complement each other to create a bold transitional statement. Classic Antique Brushed Nickel finish with Etched White glass or Burnt Sienna finish with Café Tint glass make Montreal a fit for any home decor. The assortment includes nine-light, five-light and three-light chandeliers, pendants in four sizes, both flush and semi-flush ceiling fixtures, as well as one-light, two-light, three-light and four-light wall/bath fixtures. Both incandescent lamping and ENERGY STAR-qualified LED lamping are available. All fixtures are California Title 24 compliant. | BATH | Montreal | Wall / Bath Lighting | Antique Brushed Nickel | 965 | Steel | Etched / White Inside Glass | D:7.4375" |  |  | 4 Medium A19 9.3w |  | 4 | Yes | [14 empty] | 0 | [12 empty] | 136.95 | 273.9 | 410.85 | W:36 3/4'' H:8 1/4'' E:9 3/4'' | 9.6 |  |  | 36.75 | 8.25 | Cap Nuts |  |  |  |  | 9.75 |  | No |  | No | [21 empty] | DP:1'' W:8'' H:5'' OB UP:5 1/4'' OB DOWN:3'' Oval |  |  |  | 6.5 | Black/White |  |  | Hardwired | 0 | 1 | 0 | 1 | 1 | 0 | 0 | 0 | 0 | 0 | 0 | 785652054181 | 35.5 | 9 | 13.25 | 12 | 2.45 | 175 | Yes | [8 empty] | C-UL-US Damp |  | MONTREAL 4L BATH-965 | Four Light Wall / Bath |  | 41183EN3-965.jpg | 41183.jpg
4118501-05 | One Light Wall / Bath Sconce |  | BATH | Catlin | Wall / Bath Lighting | Chrome | 5 | Steel | Etched / White Inside Glass | D:4.5" H:5.5" |  |  | 1 Medium A19 75w |  | 1 | No | [14 empty] | 0 | [12 empty] | 27 | 54 | 81 | W:5'' H:10'' E:6 3/4'' |  |  |  | 5 | 10 | Cap Nuts |  |  |  |  | 6.75 |  | No |  | No | [21 empty] | DP:3/4'' W:5'' H:7'' OB UP:6 1/2'' OB DOWN:3 1/2'' Rectangular |  |  |  | 6.5 | Black/White |  |  | Hardwired | 0 | 1 | 0 | 0 | 1 | 0 | 0 | 1 | 0 | 0 | 0 | 785652074912 | [16 empty] | cETL Damp | CATLIN 1L SCONCE-05 | One Light Wall / Bath Sconce |  | 4118501-05.jpg | 4118501.jpg
4118501-112 | One Light Wall / Bath Sconce |  | BATH | Catlin | Wall / Bath Lighting | Midnight Black | 112 | Steel | Etched / White Inside Glass | D:4.5" H:5.5" |  |  | 1 Medium A19 75w |  | 1 | No | [14 empty] | 0 | [12 empty] | 27 | 54 | 81 | W:5'' H:10'' E:6 3/4'' |  |  |  | 5 | 10 | Cap Nuts |  |  |  |  | 6.75 |  | No |  | No | [21 empty] | DP:3/4'' W:5'' H:7'' OB UP:6 1/2'' OB DOWN:3 1/2'' Rectangular |  |  |  | 6.5 | Black/White |  |  | Hardwired | 0 | 1 | 0 | 0 | 1 | 0 | 0 | 1 | 0 | 0 | 0 | 785652074929 | 15.5 | 10.75 | 10.75 | 3.2 | 1.037 | 250 | Yes | [9 empty] | cETL Damp | CATLIN 1L SCONCE-112 | One Light Wall / Bath Sconce |  | 4118501-112.jpg | 4118501.jpg
4118501-962 | One Light Wall / Bath Sconce |  | BATH | Catlin | Wall / Bath Lighting | Brushed Nickel | 962 | Steel | Etched / White Inside Glass | D:4.5" H:5.5" |  |  | 1 Medium A19 75w |  | 1 | No | [14 empty] | 0 | [12 empty] | 27 | 54 | 81 | W:5'' H:10'' E:6 3/4'' |  |  |  | 5 | 10 | Cap Nuts |  |  |  |  | 6.75 |  | No |  | No | [21 empty] | DP:3/4'' W:5'' H:7'' OB UP:6 1/2'' OB DOWN:3 1/2'' Rectangular |  |  |  | 6.5 | Black/White |  |  | Hardwired | 0 | 1 | 0 | 0 | 1 | 0 | 0 | 1 | 0 | 0 | 0 | 785652074943 | [16 empty] | cETL Damp | CATLIN 1L SCONCE-962 | One Light Wall / Bath Sconce |  | 4118501-962.jpg | 4118501.jpg
4118501EN3-05 | One Light Wall / Bath Sconce |  | BATH | Catlin | Wall / Bath Lighting | Chrome | 5 | Steel | Etched / White Inside Glass | D:4.5" H:5.5" |  |  | 1 Medium A19 9.3w |  | 1 | Yes | [14 empty] | 0 | [12 empty] | 32 | 64 | 96 | W:5'' H:10'' E:6 3/4'' |  |  |  | 5 | 10 | Cap Nuts |  |  |  |  | 6.75 |  | No |  | No | [21 empty] | DP:3/4'' W:5'' H:7'' OB UP:6 1/2'' OB DOWN:3 1/2'' Rectangular |  |  |  | 6.5 | Black/White |  |  | Hardwired | 0 | 1 | 0 | 1 | 1 | 0 | 0 | 0 | 0 | 0 | 0 | 785652079443 | [16 empty] | cETL Damp | CATLIN 1L SCONCE-05 | One Light Wall / Bath Sconce |  | 4118501EN3-05.jpg | 4118501EN3.jpg
4118501EN3-112 | One Light Wall / Bath Sconce |  | BATH | Catlin | Wall / Bath Lighting | Midnight Black | 112 | Steel | Etched / White Inside Glass | D:4.5" H:5.5" |  |  | 1 Medium A19 9.3w |  | 1 | Yes | [14 empty] | 0 | [12 empty] | 32 | 64 | 96 | W:5'' H:10'' E:6 3/4'' |  |  |  | 5 | 10 | Cap Nuts |  |  |  |  | 6.75 |  | No |  | No | [21 empty] | DP:3/4'' W:5'' H:7'' OB UP:6 1/2'' OB DOWN:3 1/2'' Rectangular |  |  |  | 6.5 | Black/White |  |  | Hardwired | 0 | 1 | 0 | 1 | 1 | 0 | 0 | 0 | 0 | 0 | 0 | 785652079450 | [16 empty] | cETL Damp | CATLIN 1L SCONCE-112 | One Light Wall / Bath Sconce |  | 4118501EN3-112.jpg | 4118501EN3.jpg
4118501EN3-962 | One Light Wall / Bath Sconce |  | BATH | Catlin | Wall / Bath Lighting | Brushed Nickel | 962 | Steel | Etched / White Inside Glass | D:4.5" H:5.5" |  |  | 1 Medium A19 9.3w |  | 1 | Yes | [14 empty] | 0 | [12 empty] | 32 | 64 | 96 | W:5'' H:10'' E:6 3/4'' |  |  |  | 5 | 10 | Cap Nuts |  |  |  |  | 6.75 |  | No |  | No | [21 empty] | DP:3/4'' W:5'' H:7'' OB UP:6 1/2'' OB DOWN:3 1/2'' Rectangular |  |  |  | 6.5 | Black/White |  |  | Hardwired | 0 | 1 | 0 | 1 | 1 | 0 | 0 | 0 | 0 | 0 | 0 | 785652079467 | [16 empty] | cETL Damp | CATLIN 1L SCONCE-962 | One Light Wall / Bath Sconce |  | 4118501EN3-962.jpg | 4118501EN3.jpg
4120201-05 | One Light Wall / Bath Sconce | The Seville collection represents commitment to high style at a sharp price. The modernist design is epitomized by the teardrop curves in the arms tipped by etched glass diffusors throughout the chandeliers and bath fixtures. The collection offers a "whole home" lighting solution in every imaginable category. The assortment includes nine-light, five-light, and three-light chandeliers (either with up-light or down-light), pendants in four sizes as well as one-light, two-light, three-light , four-light and five-light wall/bath fixtures. Install a stylish and elegant addition to any room in the house. Seville is offered in Brushed Nickel and Burnt Sienna finishes. | WALL SCONCE | Seville | Wall / Bath Lighting | Chrome | 5 | Steel | Etched / White Inside Glass | D:4" H:5.75" |  |  | 1 Medium A19 75w |  | 1 | No | [14 empty] | 0 | [12 empty] | 23.48 | 46.96 | 70.44 | W:4 3/4'' H:8 1/2'' E:6 5/8'' | 1.87 |  |  | 4.75 | 8.5 | Cap Nuts |  |  |  |  | 6.625 |  | No |  | No | [21 empty] | DP:5/8'' W:4 3/4'' H:4 3/4'' OB UP:5 1/8'' OB DOWN:3 3/8'' Square |  |  |  | 6.5 | Black/White |  |  | Hardwired | 0 | 1 | 0 | 0 | 1 | 0 | 0 | 1 | 0 | 0 | 0 | 785652071058 | 9.75 | 8.125 | 6.375 | 2.3 | 0.292 | 125 | Yes | 6 | 10785652071055 | 20 | 17 | 10.5 | 15.3 | 2.066 | Yes |  | cETL Damp | SEVILLE 1L SCONCE-05 | One Light Wall / Bath Sconce |  | 4120201-05.jpg | 4120201.jpg
4120201-710 | One Light Wall / Bath Sconce | The Seville collection represents commitment to high style at a sharp price. The modernist design is epitomized by the teardrop curves in the arms tipped by etched glass diffusors throughout the chandeliers and bath fixtures. The collection offers a "whole home" lighting solution in every imaginable category. The assortment includes nine-light, five-light, and three-light chandeliers (either with up-light or down-light), pendants in four sizes as well as one-light, two-light, three-light , four-light and five-light wall/bath fixtures. Install a stylish and elegant addition to any room in the house. Seville is offered in Brushed Nickel and Burnt Sienna finishes. | WALL SCONCE | Seville | Wall / Bath Lighting | Burnt Sienna | 710 | Steel | Etched / White Inside Glass | D:4" H:5.75" |  |  | 1 Medium A19 75w |  | 1 | No | [14 empty] | 0 | [12 empty] | 23.48 | 46.96 | 70.44 | W:4 3/4'' H:8 1/2'' E:6 5/8'' | 1.87 |  |  | 4.75 | 8.5 | Cap Nuts |  |  |  |  | 6.625 |  | No |  | No | [21 empty] | DP:5/8'' W:4 3/4'' H:4 3/4'' OB UP:5 1/8'' OB DOWN:3 3/8'' Square |  |  |  | 6.5 | Black/White |  |  | Hardwired | 0 | 1 | 0 | 0 | 1 | 0 | 0 | 1 | 0 | 0 | 0 | 785652057410 | 10 | 6.5 | 8 | 2.4 | 0.301 | 100 | Yes | 6 | 10785652057417 | 19.75 | 17 | 10.75 | 16 | 2.089 | Yes |  | cETL Damp | SEVILLE 1L SCONCE-710 | One Light Wall / Bath Sconce |  | 4120201-710.png | 4120201.jpg
4120201-962 | One Light Wall / Bath Sconce | The Seville collection represents commitment to high style at a sharp price. The modernist design is epitomized by the teardrop curves in the arms tipped by etched glass diffusors throughout the chandeliers and bath fixtures. The collection offers a "whole home" lighting solution in every imaginable category. The assortment includes nine-light, five-light, and three-light chandeliers (either with up-light or down-light), pendants in four sizes as well as one-light, two-light, three-light , four-light and five-light wall/bath fixtures. Install a stylish and elegant addition to any room in the house. Seville is offered in Brushed Nickel and Burnt Sienna finishes. | WALL SCONCE | Seville | Wall / Bath Lighting | Brushed Nickel | 962 | Steel | Etched / White Inside Glass | D:4" H:5.75" |  |  | 1 Medium A19 75w |  | 1 | No | [14 empty] | 0 | [12 empty] | 23.48 | 46.96 | 70.44 | W:4 3/4'' H:8 1/2'' E:6 5/8'' | 1.87 |  |  | 4.75 | 8.5 | Cap Nuts |  |  |  |  | 6.625 |  | No |  | No | [21 empty] | DP:5/8'' W:4 3/4'' H:4 3/4'' OB UP:5 1/8'' OB DOWN:3 3/8'' Square |  |  |  | 6.5 | Black/White |  |  | Hardwired | 0 | 1 | 0 | 0 | 1 | 0 | 0 | 1 | 0 | 0 | 0 | 785652057427 | 10 | 6.5 | 8 | 2.4 | 0.301 | 100 | Yes | 6 | 10785652057424 | 19.75 | 17 | 10.75 | 16 | 2.089 | Yes |  | cETL Damp | SEVILLE 1L SCONCE-962 | One Light Wall / Bath Sconce |  | 4120201-962.png | 4120201.jpg
4120201EN3-05 | One Light Wall / Bath Sconce | The Seville collection represents commitment to high style at a sharp price. The modernist design is epitomized by the teardrop curves in the arms tipped by etched glass diffusors throughout the chandeliers and bath fixtures. The collection offers a "whole home" lighting solution in every imaginable category. The assortment includes nine-light, five-light, and three-light chandeliers (either with up-light or down-light), pendants in four sizes as well as one-light, two-light, three-light , four-light and five-light wall/bath fixtures. Install a stylish and elegant addition to any room in the house. Seville is offered in Brushed Nickel and Burnt Sienna finishes. | WALL SCONCE | Seville | Wall / Bath Lighting | Chrome | 5 | Steel | Etched / White Inside Glass | D:4" H:5.75" |  |  | 1 Medium A19 9.3w |  | 1 | Yes | [14 empty] | 0 | [12 empty] | 28.98 | 57.96 | 86.94 | W:4 3/4'' H:8 1/2'' E:6 5/8'' | 1.87 |  |  | 4.75 | 8.5 | Cap Nuts |  |  |  |  | 6.625 |  | No |  | No | [21 empty] | DP:5/8'' W:4 3/4'' H:4 3/4'' OB UP:5 1/8'' OB DOWN:3 3/8'' Square |  |  |  | 6.5 | Black/White |  |  | Hardwired | 0 | 1 | 0 | 1 | 1 | 0 | 0 | 0 | 0 | 0 | 0 | 785652072512 | 9.75 | 8.125 | 6.375 | 2.3 | 0.292 | 125 | Yes | 6 | 10785652072519 | 20 | 17 | 10.5 | 15.3 | 2.066 | Yes |  | cETL Damp | SEVILLE 1L LED SCONCE-05 | One Light Wall / Bath Sconce |  | 4120201EN3-05.jpg | 4120201EN3.jpg
4120201EN3-710 | One Light Wall / Bath Sconce | The Seville collection represents commitment to high style at a sharp price. The modernist design is epitomized by the teardrop curves in the arms tipped by etched glass diffusors throughout the chandeliers and bath fixtures. The collection offers a "whole home" lighting solution in every imaginable category. The assortment includes nine-light, five-light, and three-light chandeliers (either with up-light or down-light), pendants in four sizes as well as one-light, two-light, three-light , four-light and five-light wall/bath fixtures. Install a stylish and elegant addition to any room in the house. Seville is offered in Brushed Nickel and Burnt Sienna finishes. | WALL SCONCE | Seville | Wall / Bath Lighting | Burnt Sienna | 710 | Steel | Etched / White Inside Glass | D:4" H:5.75" |  |  | 1 Medium A19 9.3w |  | 1 | Yes | [14 empty] | 0 | [12 empty] | 28.98 | 57.96 | 86.94 | W:4 3/4'' H:8 1/2'' E:6 5/8'' | 1.87 |  |  | 4.75 | 8.5 | Cap Nuts |  |  |  |  | 6.625 |  | No |  | No | [21 empty] | DP:5/8'' W:4 3/4'' H:4 3/4'' OB UP:5 1/8'' OB DOWN:3 3/8'' Square |  |  |  | 6.5 | Black/White |  |  | Hardwired | 0 | 1 | 0 | 1 | 1 | 0 | 0 | 0 | 0 | 0 | 0 | 785652058240 | 10 | 6.5 | 8 | 2.4 | 0.301 | 100 | Yes | 6 | 10785652058247 | 19.75 | 17 | 10.75 | 16 | 2.089 | Yes |  | cETL Damp | SEVILLE 1L SCONCE-710 | One Light Wall / Bath Sconce |  | 4120201EN3-710.png | 4120201EN3.jpg
4120201EN3-962 | One Light Wall / Bath Sconce | The Seville collection represents commitment to high style at a sharp price. The modernist design is epitomized by the teardrop curves in the arms tipped by etched glass diffusors throughout the chandeliers and bath fixtures. The collection offers a "whole home" lighting solution in every imaginable category. The assortment includes nine-light, five-light, and three-light chandeliers (either with up-light or down-light), pendants in four sizes as well as one-light, two-light, three-light , four-light and five-light wall/bath fixtures. Install a stylish and elegant addition to any room in the house. Seville is offered in Brushed Nickel and Burnt Sienna finishes. | WALL SCONCE | Seville | Wall / Bath Lighting | Brushed Nickel | 962 | Steel | Etched / White Inside Glass | D:4" H:5.75" |  |  | 1 Medium A19 9.3w |  | 1 | Yes | [14 empty] | 0 | [12 empty] | 28.98 | 57.96 | 86.94 | W:4 3/4'' H:8 1/2'' E:6 5/8'' | 1.87 |  |  | 4.75 | 8.5 | Cap Nuts |  |  |  |  | 6.625 |  | No |  | No | [21 empty] | DP:5/8'' W:4 3/4'' H:4 3/4'' OB UP:5 1/8'' OB DOWN:3 3/8'' Square |  |  |  | 6.5 | Black/White |  |  | Hardwired | 0 | 1 | 0 | 1 | 1 | 0 | 0 | 0 | 0 | 0 | 0 | 785652058257 | 10 | 6.5 | 8 | 2.4 | 0.301 | 100 | Yes | 6 | 10785652058254 | 19.75 | 17 | 10.75 | 16 | 2.089 | Yes |  | cETL Damp | SEVILLE 1L SCONCE-962 | One Light Wall / Bath Sconce |  | 4120201EN3-962.png | 4120201EN3.jpg
4120301-782 | One Light Wall / Bath Sconce | Using hand-blown, clear, seeded glass diffusors, the Elsa Collection creates a soft, pleasing glow of filament light. Gracefully curved arms extending from the tapered glass add an air of elegance to the silhouette. Durable industrial steel construction ensures heirloom quality that will last until the next century. Available in a variety of fixtures including chandeliers, down light pendant, semi-flush mount, flush mount, wall sconce and vanities to transform any interior setting through a broad range of possibilities. The modern, chic design adds a personality that is both contemporary and vintage. The Heirloom Bronze finish and rounded silhouette have a classic feel while the clear glass shades framing the bulbs add a contemporary flavor. | WALL SCONCE | Elsa | Wall / Bath Lighting | Heirloom Bronze | 782 | Steel | Clear Seeded Glass | D:6" H:4.75" |  |  | 1 Medium A19 75w |  | 1 | No | [14 empty] | 0 | [12 empty] | 35.48 | 70.96 | 106.44 | W:6'' H:9 1/4'' E:7 7/8'' | 1.8 |  |  | 6 | 9.25 | Cap Nuts |  |  |  |  | 7.875 |  | No |  | No | [21 empty] | DP:3/4'' W:5'' H:6 1/2'' OB UP:4 3/4'' OB DOWN:4 1/2'' Rectangular |  |  |  | 6.5 | Black/White |  |  | Hardwired | 0 | 1 | 0 | 0 | 1 | 0 | 0 | 0 | 0 | 0 | 0 | 785652060908 | 13.25 | 9.5 | 9 | 2.6 | 0.656 | 175 | Yes | [9 empty] | cETL Damp | ELSA 1L SCONCE-782 | One Light Wall / Bath Sconce |  | 4120301-782.png | 4120301.jpg
4121601-05 | One Light Wall / Bath Sconce |  | BATH | Robie | Wall / Bath Lighting | Chrome | 5 | Steel | Etched / White Inside Glass | D:3.5" H:6.125" |  |  | 1 Medium A19 75w |  | 1 | No | [14 empty] | 0 | [12 empty] | 29.5 | 59 | 88.5 | W:5'' H:8 1/8'' E:7 3/8'' |  |  |  | 5 | 8.125 | Cap Nuts |  |  |  |  | 7.375 |  | No |  | No | [21 empty] | DP:3/4'' W:5'' H:7'' OB UP:4 5/8'' OB DOWN:3 1/2'' Rectangular |  |  |  | 6.5 | Black/White |  |  | Hardwired | 0 | 1 | 0 | 0 | 1 | 0 | 0 | 1 | 0 | 0 | 0 | 785652075193 | 11.25 | 9 | 7.25 | 2.3 | 0.425 | 175 | Yes | [9 empty] | cETL Damp | ROBIE 1L SCONCE-05 | One Light Wall / Bath Sconce |  | 4121601-05.jpg | 4121601.jpg
4121601-112 | One Light Wall / Bath Sconce |  | BATH | Robie | Wall / Bath Lighting | Midnight Black | 112 | Steel | Etched / White Inside Glass | D:3.5" H:6.125" |  |  | 1 Medium A19 75w |  | 1 | No | [14 empty] | 0 | [12 empty] | 29.5 | 59 | 88.5 | W:5'' H:8 1/8'' E:7 3/8'' |  |  |  | 5 | 8.125 | Cap Nuts |  |  |  |  | 7.375 |  | No |  | No | [21 empty] | DP:3/4'' W:5'' H:7'' OB UP:4 5/8'' OB DOWN:3 1/2'' Rectangular |  |  |  | 6.5 | Black/White |  |  | Hardwired | 0 | 1 | 0 | 0 | 1 | 0 | 0 | 1 | 0 | 0 | 0 | 785652075209 | [16 empty] | cETL Damp | ROBIE 1L SCONCE-112 | One Light Wall / Bath Sconce |  | 4121601-112.jpg | 4121601.jpg
4121601-710 | One Light Wall / Bath Sconce |  | BATH | Robie | Wall / Bath Lighting | Burnt Sienna | 710 | Steel | Etched / White Inside Glass | D:3.5" H:6.125" |  |  | 1 Medium A19 75w |  | 1 | No | [14 empty] | 0 | [12 empty] | 29.5 | 59 | 88.5 | W:5'' H:8 1/8'' E:7 3/8'' |  |  |  | 5 | 8.125 | Cap Nuts |  |  |  |  | 7.375 |  | No |  | No | [21 empty] | DP:3/4'' W:5'' H:7'' OB UP:4 5/8'' OB DOWN:3 1/2'' Rectangular |  |  |  | 6.5 | Black/White |  |  | Hardwired | 0 | 1 | 0 | 0 | 1 | 0 | 0 | 1 | 0 | 0 | 0 | 785652075216 | [16 empty] | cETL Damp | ROBIE 1L SCONCE-710 | One Light Wall / Bath Sconce |  | 4121601-710.jpg | 4121601.jpg
4121601-962 | One Light Wall / Bath Sconce |  | BATH | Robie | Wall / Bath Lighting | Brushed Nickel | 962 | Steel | Etched / White Inside Glass | D:3.5" H:6.125" |  |  | 1 Medium A19 75w |  | 1 | No | [14 empty] | 0 | [12 empty] | 29.5 | 59 | 88.5 | W:5'' H:8 1/8'' E:7 3/8'' |  |  |  | 5 | 8.125 | Cap Nuts |  |  |  |  | 7.375 |  | No |  | No | [21 empty] | DP:3/4'' W:5'' H:7'' OB UP:4 5/8'' OB DOWN:3 1/2'' Rectangular |  |  |  | 6.5 | Black/White |  |  | Hardwired | 0 | 1 | 0 | 0 | 1 | 0 | 0 | 1 | 0 | 0 | 0 | 785652079436 | [16 empty] | cETL Damp | ROBIE 1L SCONCE-962 | One Light Wall / Bath Sconce |  | 4121601-962.jpg | 4121601.jpg
4121601EN3-05 | One Light Wall / Bath Sconce |  | BATH | Robie | Wall / Bath Lighting | Chrome | 5 | Steel | Etched / White Inside Glass | D:3.5" H:6.125" |  |  | 1 Medium A19 9.3w |  | 1 | Yes | [14 empty] | 0 | [12 empty] | 34.5 | 69 | 103.5 | W:5'' H:8 1/8'' E:7 3/8'' |  |  |  | 5 | 8.125 | Cap Nuts |  |  |  |  | 7.375 |  | No |  | No | [21 empty] | DP:3/4'' W:5'' H:7'' OB UP:4 5/8'' OB DOWN:3 1/2'' Rectangular |  |  |  | 6.5 | Black/White |  |  | Hardwired | 0 | 1 | 0 | 1 | 1 | 0 | 0 | 0 | 0 | 0 | 0 | 785652079696 | [16 empty] | cETL Damp | ROBIE 1L SCONCE-05 | One Light Wall / Bath Sconce |  | 4121601EN3-05.jpg | 4121601EN3.jpg
4121601EN3-112 | One Light Wall / Bath Sconce |  | BATH | Robie | Wall / Bath Lighting | Midnight Black | 112 | Steel | Etched / White Inside Glass | D:3.5" H:6.125" |  |  | 1 Medium A19 9.3w |  | 1 | Yes | [14 empty] | 0 | [12 empty] | 34.5 | 69 | 103.5 | W:5'' H:8 1/8'' E:7 3/8'' |  |  |  | 5 | 8.125 | Cap Nuts |  |  |  |  | 7.375 |  | No |  | No | [21 empty] | DP:3/4'' W:5'' H:7'' OB UP:4 5/8'' OB DOWN:3 1/2'' Rectangular |  |  |  | 6.5 | Black/White |  |  | Hardwired | 0 | 1 | 0 | 1 | 1 | 0 | 0 | 0 | 0 | 0 | 0 | 785652079702 | [16 empty] | cETL Damp | ROBIE 1L SCONCE-112 | One Light Wall / Bath Sconce |  | 4121601EN3-112.jpg | 4121601EN3.jpg
4121601EN3-710 | One Light Wall / Bath Sconce |  | BATH | Robie | Wall / Bath Lighting | Burnt Sienna | 710 | Steel | Etched / White Inside Glass | D:3.5" H:6.125" |  |  | 1 Medium A19 9.3w |  | 1 | Yes | [14 empty] | 0 | [12 empty] | 34.5 | 69 | 103.5 | W:5'' H:8 1/8'' E:7 3/8'' |  |  |  | 5 | 8.125 | Cap Nuts |  |  |  |  | 7.375 |  | No |  | No | [21 empty] | DP:3/4'' W:5'' H:7'' OB UP:4 5/8'' OB DOWN:3 1/2'' Rectangular |  |  |  | 6.5 | Black/White |  |  | Hardwired | 0 | 1 | 0 | 1 | 1 | 0 | 0 | 0 | 0 | 0 | 0 | 785652079719 | [16 empty] | cETL Damp | ROBIE 1L SCONCE-710 | One Light Wall / Bath Sconce |  | 4121601EN3-710.jpg | 4121601EN3.jpg
4121601EN3-962 | One Light Wall / Bath Sconce |  | BATH | Robie | Wall / Bath Lighting | Brushed Nickel | 962 | Steel | Etched / White Inside Glass | D:3.5" H:6.125" |  |  | 1 Medium A19 9.3w |  | 1 | Yes | [14 empty] | 0 | [12 empty] | 34.5 | 69 | 103.5 | W:5'' H:8 1/8'' E:7 3/8'' |  |  |  | 5 | 8.125 | Cap Nuts |  |  |  |  | 7.375 |  | No |  | No | [21 empty] | DP:3/4'' W:5'' H:7'' OB UP:4 5/8'' OB DOWN:3 1/2'' Rectangular |  |  |  | 6.5 | Black/White |  |  | Hardwired | 0 | 1 | 0 | 1 | 1 | 0 | 0 | 0 | 0 | 0 | 0 | 785652079726 | [16 empty] | cETL Damp | ROBIE 1L SCONCE-962 | One Light Wall / Bath Sconce |  | 4121601EN3-962.jpg | 4121601EN3.jpg
4121801-962 | One Light Wall Sconce |  | BATH | Rennie | Wall / Bath Lighting | Brushed Nickel / Midnight Black | 962 / 112 | Steel |  |  |  |  | 1 Medium A19 60w |  | 1 | No | [14 empty] | 0 | [12 empty] | 58.5 | 117 | 175.5 | W:6'' H:14 3/8'' E:6'' |  |  |  | 6 | 14.375 | Cap Nuts |  |  |  |  | 6 |  | No |  | No | [21 empty] | DP:13/16'' W:6'' H:14 3/8'' OB UP:7 3/16'' Rectangular |  |  |  | 6.5 | Black/White |  |  | Hardwired | 0 | 0 | 0 | 0 | 1 | 0 | 0 | 1 | 0 | 0 | 0 | 785652075223 | [16 empty] | cETL Damp | RENNIE 1L WALL SCONCE-962 | One Light Wall Sconce |  | 4121801-962.jpg | 4121801.jpg
4122891S-04 | LED Wall / Bath | The Valverde Bath Collection by Sea Gull Lighting is a contemporary cylindrical linear vanity fixture series made of White Acrylic and Aluminum. Mounted vertically or horizontally, Valverde offers the incredible advantage of fully dimmable, warm white LED lighting. Offered in a Satin Aluminum finish, the bath lighting collection offers a wall sconce (which consumes only 8 watts of power), a 26” linear vanity fixture (which consumes only 18 watts of power) and 37” linear vanity fixture (which consumes only 29 watts of power). | WALL SCONCE | Valverde | Wall / Bath Lighting | Satin Aluminum | 4 | Aluminum | White Acrylic | [5 empty] | 1 | No | 450 | 2700 | 90 | 8 | 120 | 19 - Integrated | LED - Array |  | 10 | 100 | LED | 8 | 8 | 50000 | 0 | [12 empty] | 53.5 | 107 | 160.5 | W:11 1/2'' H:5 1/2'' E:4 1/4'' | 1.8 |  |  | 11.5 | 5.5 | Wall / Bath |  |  |  |  | 4.25 |  | No |  | No | [21 empty] | D:5 1/2'' H:1 1/2'' OB UP:3 3/4'' OB DOWN:2 3/4'' Round |  |  |  | 6 | Black/White |  |  | Hardwired | 0 | 0 | 0 | 0 | 1 | 0 | 1 | 0 | 0 | 0 | 0 | 785652275708 | 14.18 | 8.18 | 7.25 | 2.65 | 0.487 | 175 | Yes | [9 empty] | cETL Damp | VALVERDE LED SCONCE-04 | LED Wall / Bath |  | 4122891S-04.jpg | 4122891S.jpg
4122991S-962 | LED Wall / Bath | Uber-sleek and modern, the Vandeventer bath collection by Sea Gull Lighting has clean lines and a contemporary rectilinear profile made of White Acrylic and Steel. Featuring fully dimmable, warm white LED light, the fixtures can be installed horizontally or vertically for ultimate design flexibility. The LEDs are long-lasting to minimize the need to change the light source over time. Offered in the Brushed Nickel finish, the bath lighting collection includes a 23” linear vanity fixture (which consumes only 18 watts of power), a 36” linear vanity fixture (which consumes only 29 watts of power), plus a wall sconce (which consumes only 8 watts power). | WALL SCONCE | Vandeventer | Wall / Bath Lighting | Brushed Nickel | 962 | Steel | White Acrylic | [5 empty] | 1 | No | 900 | 2700 | 90 | 8 | 120 | 19 - Integrated | LED - Array |  | 10 | 100 | LED | 8 | 8 | 50000 | 0 | [12 empty] | 65.98 | 131.96 | 197.94 | W:4 1/2'' H:7 7/8'' E:3 7/8'' | 1.4 |  |  | 4.5 | 7.875 | Wall / Bath |  |  |  |  | 3.875 |  | No |  | No | [21 empty] | DP:1 1/8'' W:4 1/2'' H:6 3/4'' OB UP:4 1/2'' OB DOWN:3 3/8'' Rectangular |  |  |  | 6 | Black/White |  |  | Hardwired | 1 | 1 | 0 | 0 | 1 | 0 | 1 | 0 | 0 | 0 | 0 | 785652259487 | 9.25 | 6.75 | 6 | 1.9 | 0.217 | 100 | Yes | [9 empty] | cETL Damp | VANDEVENTER LED SCONCE-962 | LED Wall / Bath |  | 4122991S-962.jpg | 4122991S.jpg
4123001-05 | One Light Wall / Bath Sconce | The Waseca Collection gives subtle nods to the craftsman movement while still making its own modernist statement. The subtly radiuses square and rectangle details translate across myriad design styles. Waseca offers a versatile choice of finishes in Burnt Sienna and Chrome. Etched glass shades artfully illuminate any bath space. Available in a variety of installations from single to multiple bulbs to suit the setting and define the mood. Options abound to redefine a bath setting with a transitional style that is simultaneously classic and contemporary. All fixtures are ENERGY STAR®-qualified and California Title 24 compliant. | WALL SCONCE | Waseca | Wall / Bath Lighting | Chrome | 5 | Steel | Etched / White Inside Glass | L:4.25" W:4.25" H:5.875" |  |  | 1 Medium A19 100w |  | 1 | No | [14 empty] | 0 | [12 empty] | 32.98 | 65.96 | 98.94 | W:5'' H:8'' E:6 7/8'' | 2.33 |  |  | 5 | 8 | Cap Nuts |  |  |  |  | 6.875 |  | No |  | No | [21 empty] | DP:1'' W:5'' H:8'' OB UP:4'' OB DOWN:4'' Irregular |  |  |  | 6.5 | Black/White |  |  | Hardwired | 0 | 1 | 0 | 0 | 1 | 0 | 0 | 1 | 0 | 0 | 0 | 785652057762 | 10 | 8.75 | 6.75 | 2.9 | 0.342 | 100 | Yes | 6 | 10785652057769 | 21 | 17.5 | 11 | 19.4 | 2.339 | Yes |  | cETL Damp | WASECA 1L SCONCE-05 | One Light Wall / Bath Sconce |  | 4123001-05.png | 4123001.jpg
4123001-710 | One Light Wall / Bath Sconce | The Waseca Collection gives subtle nods to the craftsman movement while still making its own modernist statement. The subtly radiuses square and rectangle details translate across myriad design styles. Waseca offers a versatile choice of finishes in Burnt Sienna and Chrome. Etched glass shades artfully illuminate any bath space. Available in a variety of installations from single to multiple bulbs to suit the setting and define the mood. Options abound to redefine a bath setting with a transitional style that is simultaneously classic and contemporary. All fixtures are ENERGY STAR®-qualified and California Title 24 compliant. | WALL SCONCE | Waseca | Wall / Bath Lighting | Burnt Sienna | 710 | Steel | Etched / White Inside Glass | L:4.25" W:4.25" H:5.875" |  |  | 1 Medium A19 100w |  | 1 | No | [14 empty] | 0 | [12 empty] | 31.45 | 62.9 | 94.35 | W:5'' H:8'' E:6 7/8'' | 2.33 |  |  | 5 | 8 | Cap Nuts |  |  |  |  | 6.875 |  | No |  | No | [21 empty] | DP:1'' W:5'' H:8'' OB UP:4'' OB DOWN:4'' Irregular |  |  |  | 6.5 | Black/White |  |  | Hardwired | 0 | 1 | 0 | 0 | 1 | 0 | 0 | 1 | 0 | 0 | 0 | 785652057755 | 10 | 8.75 | 6.75 | 2.9 | 0.342 | 100 | Yes | 6 | 10785652057752 | 21 | 17.5 | 11 | 19.4 | 2.339 | Yes |  | cETL Damp | WASECA 1L SCONCE-710 | One Light Wall / Bath Sconce |  | 4123001-710.png | 4123001.jpg
4123001EN3-05 | One Light Wall / Bath Sconce | The Waseca Collection gives subtle nods to the craftsman movement while still making its own modernist statement. The subtly radiuses square and rectangle details translate across myriad design styles. Waseca offers a versatile choice of finishes in Burnt Sienna and Chrome. Etched glass shades artfully illuminate any bath space. Available in a variety of installations from single to multiple bulbs to suit the setting and define the mood. Options abound to redefine a bath setting with a transitional style that is simultaneously classic and contemporary. All fixtures are ENERGY STAR®-qualified and California Title 24 compliant. | WALL SCONCE | Waseca | Wall / Bath Lighting | Chrome | 5 | Steel | Etched / White Inside Glass | L:4.25" W:4.25" H:5.875" |  |  | 1 Medium A19 9.3w |  | 1 | Yes | [14 empty] | 0 | [12 empty] | 38.48 | 76.96 | 115.44 | W:5'' H:8'' E:6 7/8'' | 2.33 |  |  | 5 | 8 | Cap Nuts |  |  |  |  | 6.875 |  | No |  | No | [21 empty] | DP:1'' W:5'' H:8'' OB UP:4'' OB DOWN:4'' Irregular |  |  |  | 6.5 | Black/White |  |  | Hardwired | 0 | 1 | 0 | 1 | 1 | 0 | 0 | 0 | 0 | 0 | 0 | 785652058592 | 10 | 8.75 | 6.75 | 2.9 | 0.342 | 100 | Yes | 6 | 10785652058599 | 21 | 17.5 | 11 | 19.4 | 2.339 | Yes |  | cETL Damp | WASECA 1L SCONCE-05 | One Light Wall / Bath Sconce |  | 4123001EN3-05.png | 4123001EN3.jpg
4123001EN3-710 | One Light Wall / Bath Sconce | The Waseca Collection gives subtle nods to the craftsman movement while still making its own modernist statement. The subtly radiuses square and rectangle details translate across myriad design styles. Waseca offers a versatile choice of finishes in Burnt Sienna and Chrome. Etched glass shades artfully illuminate any bath space. Available in a variety of installations from single to multiple bulbs to suit the setting and define the mood. Options abound to redefine a bath setting with a transitional style that is simultaneously classic and contemporary. All fixtures are ENERGY STAR®-qualified and California Title 24 compliant. | WALL SCONCE | Waseca | Wall / Bath Lighting | Burnt Sienna | 710 | Steel | Etched / White Inside Glass | L:4.25" W:4.25" H:5.875" |  |  | 1 Medium A19 9.3w |  | 1 | Yes | [14 empty] | 0 | [12 empty] | 36.95 | 73.9 | 110.85 | W:5'' H:8'' E:6 7/8'' | 2.33 |  |  | 5 | 8 | Cap Nuts |  |  |  |  | 6.875 |  | No |  | No | [21 empty] | DP:1'' W:5'' H:8'' OB UP:4'' OB DOWN:4'' Irregular |  |  |  | 6.5 | Black/White |  |  | Hardwired | 0 | 1 | 0 | 1 | 1 | 0 | 0 | 0 | 0 | 0 | 0 | 785652058585 | 10 | 8.75 | 6.75 | 2.9 | 0.342 | 100 | Yes | 6 | 10785652058582 | 21 | 17.5 | 11 | 19.4 | 2.339 | Yes |  | cETL Damp | WASECA 1L SCONCE-710 | One Light Wall / Bath Sconce |  | 4123001EN3-710.png | 4123001EN3.jpg
4123-15 | One Light Wall / Bath Sconce |  | WALL SCONCE | Stepped Glass | Wall / Bath Lighting | White | 15 | Steel | Satin White Glass |  |  |  | 1 Medium A19 100w |  | 1 | No | [14 empty] | 0 | [12 empty] | 39.98 | 79.96 | 119.94 | W:10 3/4'' H:5 1/4'' E:4 1/4'' | 2.2 |  |  | 10.75 | 5.25 | Center Lock-Up |  |  |  |  | 4.25 |  | No |  | No | [21 empty] | W:10'' H:5'' OB UP:2 1/2'' Irregular |  |  |  | 6.5 |  |  | N/A | Hardwired | 0 | 0 | 0 | 0 | 1 | 0 | 0 | 1 | 0 | 0 | 0 | 785652412356 | 9 | 7 | 7 | 1.9 | 0.255 | 125 | Yes | 3 | 10785652412353 | 24 | 13 | 8 | 9.82 | 1.444 | Yes |  | cETL Damp | STEPPED GLASS 1L SCONCE-15 | One Light Wall / Bath Sconce |  | 4123-15.jpg | 4123.jpg
4123EN3-15 | One Light Wall / Bath Sconce |  | WALL SCONCE | Stepped Glass | Wall / Bath Lighting | White | 15 | Steel | Satin White Glass |  |  |  | 1 Medium A19 9.3w |  | 1 | Yes | [14 empty] | 0 | [12 empty] | 42.98 | 85.96 | 128.94 | W:10 3/4'' H:5 1/4'' E:4 1/4'' | 1.2 |  |  | 10.75 | 5.25 | Center Lock-Up |  |  |  |  | 4.25 |  | No |  | No | [21 empty] | W:10'' H:5'' OB UP:2 1/2'' Irregular |  |  |  | 6.5 | Black/White |  | N/A | Hardwired | 0 | 0 | 0 | 1 | 1 | 0 | 0 | 0 | 0 | 0 | 0 | 785652048869 | 9 | 7 | 7 | 1.9 | 0.255 | 125 | Yes | 3 | 10785652048866 | 24 | 13 | 8 | 9.82 | 1.444 | Yes |  | cETL Damp | STEPPED GLASS 1L SCONCE-15 | One Light Wall / Bath Sconce |  | 4123EN3-15.jpg | 4123.jpg
4124501-710 | One Light Wall / Bath Sconce | The transitional styling of the Hanford lighting collection by Sea Gull Lighting is evident in its elegant symmetry articulated by long, sweeping arms. Tapered Etched glass shades produce a soft uplight and make Hanford complementary to a wide array of décor from traditional to contemporary. Offered in both Brushed Nickel and Burnt Sienna finishes, the collection includes five-, nine- and fifteen-light chandeliers, a three-light hall/foyer light, a one-light mini pendant, a three-light pendant, a three-light semi-flush mount which can convert into a pendant, and one-, two-, three- and four-light bath fixtures. Incandescent and ENERGY STAR-qualified LED lamping are available; all fixtures are California Title 24 compliant. | WALL SCONCE | Hanford | Wall / Bath Lighting | Burnt Sienna | 710 | Steel | Satin Etched Glass | D:5.125" H:5.75" |  |  | 1 Medium A19 100w |  | 1 | No | [14 empty] | 0 | [12 empty] | 30.98 | 61.96 | 92.94 | W:5 1/8'' H:10 1/8'' E:6 3/4'' | 2.5 |  |  | 5.125 | 10.125 | Cap Nuts |  |  |  |  | 6.75 |  | No |  | No | [21 empty] | DP:7/8'' W:4 9/16'' H:6'' OB UP:7 1/8'' OB DOWN:3'' Rectangular |  |  |  | 6.5 | Black/White |  |  | Hardwired | 0 | 1 | 0 | 0 | 1 | 0 | 0 | 1 | 0 | 0 | 0 | 785652110825 | 11 | 8 | 7.25 | 3.1 | 0.369 | 100 | Yes | 4 | 10785652110822 | 17 | 15.125 | 11.375 | 13.9 | 1.693 | Yes |  | cETL Damp | HANFORD 1L SCONCE-710 | One Light Wall / Bath Sconce |  | 4124501-710.jpg | 4124501.jpg
4124501-962 | One Light Wall / Bath Sconce | The transitional styling of the Hanford lighting collection by Sea Gull Lighting is evident in its elegant symmetry articulated by long, sweeping arms. Tapered Etched glass shades produce a soft uplight and make Hanford complementary to a wide array of décor from traditional to contemporary. Offered in both Brushed Nickel and Burnt Sienna finishes, the collection includes five-, nine- and fifteen-light chandeliers, a three-light hall/foyer light, a one-light mini pendant, a three-light pendant, a three-light semi-flush mount which can convert into a pendant, and one-, two-, three- and four-light bath fixtures. Incandescent and ENERGY STAR-qualified LED lamping are available; all fixtures are California Title 24 compliant. | WALL SCONCE | Hanford | Wall / Bath Lighting | Brushed Nickel | 962 | Steel | Satin Etched Glass | D:5.125" H:5.75" |  |  | 1 Medium A19 100w |  | 1 | No | [14 empty] | 0 | [12 empty] | 30.98 | 61.96 | 92.94 | W:5 1/8'' H:10 1/8'' E:6 3/4'' | 2.5 |  |  | 5.125 | 10.125 | Cap Nuts |  |  |  |  | 6.75 |  | No |  | No | [21 empty] | DP:7/8'' W:4 9/16'' H:6'' OB UP:7 1/8'' OB DOWN:3'' Rectangular |  |  |  | 6.5 | Black/White |  |  | Hardwired | 0 | 1 | 0 | 0 | 1 | 0 | 0 | 1 | 0 | 0 | 0 | 785652110870 | 10.75 | 8.25 | 7 | 3.2 | 0.359 | 100 | Yes | 4 | 10785652110877 | 17.25 | 15 | 11.5 | 14.4 | 1.722 | Yes |  | cETL Damp | HANFORD 1L SCONCE-962 | One Light Wall / Bath Sconce |  | 4124501-962.jpg | 4124501.jpg
4124501EN3-710 | One Light Wall / Bath Sconce | The transitional styling of the Hanford lighting collection by Sea Gull Lighting is evident in its elegant symmetry articulated by long, sweeping arms. Tapered Etched glass shades produce a soft uplight and make Hanford complementary to a wide array of décor from traditional to contemporary. Offered in both Brushed Nickel and Burnt Sienna finishes, the collection includes five-, nine- and fifteen-light chandeliers, a three-light hall/foyer light, a one-light mini pendant, a three-light pendant, a three-light semi-flush mount which can convert into a pendant, and one-, two-, three- and four-light bath fixtures. Incandescent and ENERGY STAR-qualified LED lamping are available; all fixtures are California Title 24 compliant. | WALL SCONCE | Hanford | Wall / Bath Lighting | Burnt Sienna | 710 | Steel | Satin Etched Glass | D:5.125" H:5.75" |  |  | 1 Medium A19 9.3w |  | 1 | Yes | [14 empty] | 0 | [12 empty] | 35.98 | 71.96 | 107.94 | W:5 1/8'' H:10 1/8'' E:6 3/4'' | 2.5 |  |  | 5.125 | 10.125 | Cap Nuts |  |  |  |  | 6.75 |  | No |  | No | [21 empty] | DP:7/8'' W:4 9/16'' H:6'' OB UP:7 1/8'' OB DOWN:3'' Rectangular |  |  |  | 6.5 | Black/White |  |  | Hardwired | 0 | 1 | 0 | 1 | 1 | 0 | 0 | 0 | 0 | 0 | 0 | 785652048876 | 11 | 8 | 7.25 | 3.1 | 0.369 | 100 | Yes | 4 | 10785652048873 | 17 | 15.5 | 11.4 | 13.9 | 1.738 | Yes |  | cETL Damp | HANFORD 1L SCONCE-710 | One Light Wall / Bath Sconce |  | 4124501EN3-710.jpg | 4124501.jpg
4124501EN3-962 | One Light Wall / Bath Sconce | The transitional styling of the Hanford lighting collection by Sea Gull Lighting is evident in its elegant symmetry articulated by long, sweeping arms. Tapered Etched glass shades produce a soft uplight and make Hanford complementary to a wide array of décor from traditional to contemporary. Offered in both Brushed Nickel and Burnt Sienna finishes, the collection includes five-, nine- and fifteen-light chandeliers, a three-light hall/foyer light, a one-light mini pendant, a three-light pendant, a three-light semi-flush mount which can convert into a pendant, and one-, two-, three- and four-light bath fixtures. Incandescent and ENERGY STAR-qualified LED lamping are available; all fixtures are California Title 24 compliant. | WALL SCONCE | Hanford | Wall / Bath Lighting | Brushed Nickel | 962 | Steel | Satin Etched Glass | D:5.125" H:5.75" |  |  | 1 Medium A19 9.3w |  | 1 | Yes | [14 empty] | 0 | [12 empty] | 35.98 | 71.96 | 107.94 | W:5 1/8'' H:10 1/8'' E:6 3/4'' | 2.5 |  |  | 5.125 | 10.125 | Cap Nuts |  |  |  |  | 6.75 |  | No |  | No | [21 empty] | DP:7/8'' W:4 9/16'' H:6'' OB UP:7 1/8'' OB DOWN:3'' Rectangular |  |  |  | 6.5 | Black/White |  |  | Hardwired | 0 | 1 | 0 | 1 | 1 | 0 | 0 | 0 | 0 | 0 | 0 | 785652048883 | 10.75 | 8.25 | 7 | 3.2 | 0.359 | 100 | Yes | 4 | 10785652048880 | 17.25 | 15 | 11.5 | 14.4 | 1.722 | Yes |  | cETL Damp | HANFORD 1L SCONCE-962 | One Light Wall / Bath Sconce |  | 4124501EN3-962.jpg | 4124501.jpg
4124601-05 | One Light Wall / Bath Sconce | The silhouette of the modern Alturas lighting collection by Sea Gull Lighting features an interlocking, spherical steel frame, which harkens back to the Unisphere constructed for the 1964 New York World's Fair. The minimalist Alturas Collection draws the eye to the soft, warm glow of the light emitted from the cylindrical Satin Etched glass shades. The full assortment includes three-, five- and nine-light chandeliers, a one-light mini pendant, a three-light pendant, a two-light semi flush which is convertible into a pendant, and one-, two-, three- and four-light bath fixtures. All fixtures are offered in Brushed Oil Rubbed Bronze, Brushed Nickel and Satin Bronze finishes, the bath fixtures are also offered in Chrome finish. Incandescent and ENERGY STAR-qualified LED lamping are available; all fixtures are California Title 24 compliant. | WALL SCONCE | Alturas | Wall / Bath Lighting | Chrome | 5 | Steel | Etched / White Inside Glass | D:3.5" H:6.125" |  |  | 1 Medium A19 100w |  | 1 | No | [14 empty] | 0 | [12 empty] | 34.48 | 68.96 | 103.44 | W:4 3/8'' H:8 3/4'' E:6 1/8'' | 1.6 |  |  | 4.375 | 8.75 | Cap Nuts |  |  |  |  | 6.125 |  | No |  | No | [21 empty] | DP:1'' W:4 3/8'' H:6'' OB UP:5 3/4'' OB DOWN:3'' Rectangular |  |  |  | 6.5 | Black/White |  |  | Hardwired | 0 | 1 | 0 | 0 | 1 | 0 | 0 | 1 | 0 | 0 | 0 | 785652000553 | 11.25 | 8.25 | 6.5 | 2.1 | 0.349 | 125 | Yes | 12 | 10785652000550 | 23 | 21 | 17 | 27.3 | 4.752 | Yes |  | cETL Damp | ALTURAS 1L SCONCE-05 | One Light Wall / Bath Sconce |  | 4124601-05.jpg | 4124601.jpg
4124601-778 | One Light Wall / Bath Sconce | The silhouette of the modern Alturas lighting collection by Sea Gull Lighting features an interlocking, spherical steel frame, which harkens back to the Unisphere constructed for the 1964 New York World's Fair. The minimalist Alturas Collection draws the eye to the soft, warm glow of the light emitted from the cylindrical Satin Etched glass shades. The full assortment includes three-, five- and nine-light chandeliers, a one-light mini pendant, a three-light pendant, a two-light semi flush which is convertible into a pendant, and one-, two-, three- and four-light bath fixtures. All fixtures are offered in Brushed Oil Rubbed Bronze, Brushed Nickel and Satin Bronze finishes, the bath fixtures are also offered in Chrome finish. Incandescent and ENERGY STAR-qualified LED lamping are available; all fixtures are California Title 24 compliant. | WALL SCONCE | Alturas | Wall / Bath Lighting | Brushed Oil Rubbed Bronze | 778 | Steel | Etched / White Inside Glass | D:3.5" H:6.125" |  |  | 1 Medium A19 100w |  | 1 | No | [14 empty] | 0 | [12 empty] | 34.48 | 68.96 | 103.44 | W:4 3/8'' H:8 3/4'' E:6 1/8'' | 1.6 |  |  | 4.375 | 8.75 | Cap Nuts |  |  |  |  | 6.125 |  | No |  | No | [21 empty] | DP:1'' W:4 3/8'' H:6'' OB UP:5 3/4'' OB DOWN:3'' Rectangular |  |  |  | 6.5 | Black/White |  |  | Hardwired | 0 | 1 | 0 | 0 | 1 | 0 | 0 | 1 | 0 | 0 | 0 | 785652067174 | 13.75 | 8 | 6.5 | 2.1 | 0.414 | 85 | Yes | 12 | 10785652067171 | 28 | 20.75 | 6.75 | 27.8 | 2.27 | Yes |  | cETL Damp | ALTURAS 1L SCONCE-778 | One Light Wall / Bath Sconce |  | 4124601-778.png | 4124601.jpg
4124601-848 | One Light Wall / Bath Sconce | The silhouette of the modern Alturas lighting collection by Sea Gull Lighting features an interlocking, spherical steel frame, which harkens back to the Unisphere constructed for the 1964 New York World's Fair. The minimalist Alturas Collection draws the eye to the soft, warm glow of the light emitted from the cylindrical Satin Etched glass shades. The full assortment includes three-, five- and nine-light chandeliers, a one-light mini pendant, a three-light pendant, a two-light semi flush which is convertible into a pendant, and one-, two-, three- and four-light bath fixtures. All fixtures are offered in Brushed Oil Rubbed Bronze, Brushed Nickel and Satin Bronze finishes, the bath fixtures are also offered in Chrome finish. Incandescent and ENERGY STAR-qualified LED lamping are available; all fixtures are California Title 24 compliant. | WALL SCONCE | Alturas | Wall / Bath Lighting | Satin Bronze | 848 | Steel | Etched / White Inside Glass | D:3.5" H:6.125" |  |  | 1 Medium A19 100w |  | 1 | No | [14 empty] | 0 | [12 empty] | 34.48 | 68.96 | 103.44 | W:4 3/8'' H:8 3/4'' E:6 1/8'' | 1.6 |  |  | 4.375 | 8.75 | Cap Nuts |  |  |  |  | 6.125 |  | No |  | No | [21 empty] | DP:1'' W:4 3/8'' H:6'' OB UP:5 3/4'' OB DOWN:3'' Rectangular |  |  |  | 6.5 | Black/White |  |  | Hardwired | 0 | 1 | 0 | 0 | 1 | 0 | 0 | 1 | 0 | 0 | 0 | 785652000560 | 11 | 8 | 6.5 | 2.1 | 0.331 | 125 | Yes | 12 | 10785652000567 | 22.5 | 16.75 | 20.4 | 26.9 | 4.449 | Yes |  | cETL Damp | ALTURAS 1L SCONCE-848 | One Light Wall / Bath Sconce |  | 4124601-848.jpg | 4124601.jpg
4124601-962 | One Light Wall / Bath Sconce | The silhouette of the modern Alturas lighting collection by Sea Gull Lighting features an interlocking, spherical steel frame, which harkens back to the Unisphere constructed for the 1964 New York World's Fair. The minimalist Alturas Collection draws the eye to the soft, warm glow of the light emitted from the cylindrical Satin Etched glass shades. The full assortment includes three-, five- and nine-light chandeliers, a one-light mini pendant, a three-light pendant, a two-light semi flush which is convertible into a pendant, and one-, two-, three- and four-light bath fixtures. All fixtures are offered in Brushed Oil Rubbed Bronze, Brushed Nickel and Satin Bronze finishes, the bath fixtures are also offered in Chrome finish. Incandescent and ENERGY STAR-qualified LED lamping are available; all fixtures are California Title 24 compliant. | WALL SCONCE | Alturas | Wall / Bath Lighting | Brushed Nickel | 962 | Steel | Etched / White Inside Glass | D:3.5" H:6.125" |  |  | 1 Medium A19 100w |  | 1 | No | [14 empty] | 0 | [12 empty] | 35.48 | 70.96 | 106.44 | W:4 3/8'' H:8 3/4'' E:6 1/8'' | 1.6 |  |  | 4.375 | 8.75 | Cap Nuts |  |  |  |  | 6.125 |  | No |  | No | [21 empty] | DP:1'' W:4 3/8'' H:6'' OB UP:5 3/4'' OB DOWN:3'' Rectangular |  |  |  | 6.5 | Black/White |  |  | Hardwired | 0 | 1 | 0 | 0 | 1 | 0 | 0 | 1 | 0 | 0 | 0 | 785652108921 | 11 | 8.25 | 6.25 | 2.1 | 0.328 | 125 | Yes | 12 | 10785652108928 | 23 | 20.25 | 19 | 26.3 | 5.121 | Yes |  | cETL Damp | ALTURAS 1L SCONCE-962 | One Light Wall / Bath Sconce |  | 4124601-962.jpg | 4124601.jpg
4124601EN3-05 | One Light Wall / Bath Sconce | The silhouette of the modern Alturas lighting collection by Sea Gull Lighting features an interlocking, spherical steel frame, which harkens back to the Unisphere constructed for the 1964 New York World's Fair. The minimalist Alturas Collection draws the eye to the soft, warm glow of the light emitted from the cylindrical Satin Etched glass shades. The full assortment includes three-, five- and nine-light chandeliers, a one-light mini pendant, a three-light pendant, a two-light semi flush which is convertible into a pendant, and one-, two-, three- and four-light bath fixtures. All fixtures are offered in Brushed Oil Rubbed Bronze, Brushed Nickel and Satin Bronze finishes, the bath fixtures are also offered in Chrome finish. Incandescent and ENERGY STAR-qualified LED lamping are available; all fixtures are California Title 24 compliant. | WALL SCONCE | Alturas | Wall / Bath Lighting | Chrome | 5 | Steel | Etched / White Inside Glass | D:3.5" H:6.125" |  |  | 1 Medium A19 9.3w |  | 1 | Yes | [14 empty] | 0 | [12 empty] | 40.48 | 80.96 | 121.44 | W:4 3/8'' H:8 3/4'' E:6 1/8'' | 1.6 |  |  | 4.375 | 8.75 | Cap Nuts |  |  |  |  | 6.125 |  | No |  | No | [21 empty] | DP:1'' W:4 3/8'' H:6'' OB UP:5 3/4'' OB DOWN:3'' Rectangular |  |  |  | 6.5 | Black/White |  |  | Hardwired | 0 | 1 | 0 | 1 | 1 | 0 | 0 | 0 | 0 | 0 | 0 | 785652048890 | 11.25 | 8.25 | 6.5 | 2.1 | 0.349 | 125 | Yes | 12 | 10785652048897 | 23 | 21 | 17 | 27.3 | 4.752 | Yes |  | cETL Damp | ALTURAS 1L SCONCE-05 | One Light Wall / Bath Sconce |  | 4124601EN3-05.jpg | 4124601.jpg
4124601EN3-778 | One Light Wall / Bath Sconce | The silhouette of the modern Alturas lighting collection by Sea Gull Lighting features an interlocking, spherical steel frame, which harkens back to the Unisphere constructed for the 1964 New York World's Fair. The minimalist Alturas Collection draws the eye to the soft, warm glow of the light emitted from the cylindrical Satin Etched glass shades. The full assortment includes three-, five- and nine-light chandeliers, a one-light mini pendant, a three-light pendant, a two-light semi flush which is convertible into a pendant, and one-, two-, three- and four-light bath fixtures. All fixtures are offered in Brushed Oil Rubbed Bronze, Brushed Nickel and Satin Bronze finishes, the bath fixtures are also offered in Chrome finish. Incandescent and ENERGY STAR-qualified LED lamping are available; all fixtures are California Title 24 compliant. | WALL SCONCE | Alturas | Wall / Bath Lighting | Brushed Oil Rubbed Bronze | 778 | Steel | Etched / White Inside Glass | D:3.5" H:6.125" |  |  | 1 Medium A19 9.3w |  | 1 | Yes | [14 empty] | 0 | [12 empty] | 40.48 | 80.96 | 121.44 | W:4 3/8'' H:8 3/4'' E:6 1/8'' | 1.6 |  |  | 4.375 | 8.75 | Cap Nuts |  |  |  |  | 6.125 |  | No |  | No | [21 empty] | DP:1'' W:4 3/8'' H:6'' OB UP:5 3/4'' OB DOWN:3'' Rectangular |  |  |  | 6.5 | Black/White |  |  | Hardwired | 0 | 1 | 0 | 1 | 1 | 0 | 0 | 0 | 0 | 0 | 0 | 785652068072 | 13.75 | 8 | 6.5 | 2.1 | 0.414 | 85 | Yes | 12 | 10785652068079 | 28 | 20.75 | 6.75 | 27.8 | 2.27 | Yes |  | cETL Damp | ALTURAS 1L LED SCONCE-7782 | One Light Wall / Bath Sconce |  | 4124601EN3-778.png | 4124601.jpg
4124601EN3-848 | One Light Wall / Bath Sconce | The silhouette of the modern Alturas lighting collection by Sea Gull Lighting features an interlocking, spherical steel frame, which harkens back to the Unisphere constructed for the 1964 New York World's Fair. The minimalist Alturas Collection draws the eye to the soft, warm glow of the light emitted from the cylindrical Satin Etched glass shades. The full assortment includes three-, five- and nine-light chandeliers, a one-light mini pendant, a three-light pendant, a two-light semi flush which is convertible into a pendant, and one-, two-, three- and four-light bath fixtures. All fixtures are offered in Brushed Oil Rubbed Bronze, Brushed Nickel and Satin Bronze finishes, the bath fixtures are also offered in Chrome finish. Incandescent and ENERGY STAR-qualified LED lamping are available; all fixtures are California Title 24 compliant. | WALL SCONCE | Alturas | Wall / Bath Lighting | Satin Bronze | 848 | Steel | Etched / White Inside Glass | D:3.5" H:6.125" |  |  | 1 Medium A19 9.3w |  | 1 | Yes | [14 empty] | 0 | [12 empty] | 40.48 | 80.96 | 121.44 | W:4 3/8'' H:8 3/4'' E:6 1/8'' | 1.6 |  |  | 4.375 | 8.75 | Cap Nuts |  |  |  |  | 6.125 |  | No |  | No | [21 empty] | DP:1'' W:4 3/8'' H:6'' OB UP:5 3/4'' OB DOWN:3'' Rectangular |  |  |  | 6.5 | Black/White |  |  | Hardwired | 0 | 1 | 0 | 1 | 1 | 0 | 0 | 0 | 0 | 0 | 0 | 785652048906 | 11 | 8 | 6.5 | 2.1 | 0.331 | 125 | Yes | 12 | 10785652048903 | 22.5 | 16.75 | 20.4 | 26.9 | 4.449 | Yes |  | cETL Damp | ALTURAS 1L SCONCE-848 | One Light Wall / Bath Sconce |  | 4124601EN3-848.jpg | 4124601.jpg
4124601EN3-962 | One Light Wall / Bath Sconce | The silhouette of the modern Alturas lighting collection by Sea Gull Lighting features an interlocking, spherical steel frame, which harkens back to the Unisphere constructed for the 1964 New York World's Fair. The minimalist Alturas Collection draws the eye to the soft, warm glow of the light emitted from the cylindrical Satin Etched glass shades. The full assortment includes three-, five- and nine-light chandeliers, a one-light mini pendant, a three-light pendant, a two-light semi flush which is convertible into a pendant, and one-, two-, three- and four-light bath fixtures. All fixtures are offered in Brushed Oil Rubbed Bronze, Brushed Nickel and Satin Bronze finishes, the bath fixtures are also offered in Chrome finish. Incandescent and ENERGY STAR-qualified LED lamping are available; all fixtures are California Title 24 compliant. | WALL SCONCE | Alturas | Wall / Bath Lighting | Brushed Nickel | 962 | Steel | Etched / White Inside Glass | D:3.5" H:6.125" |  |  | 1 Medium A19 9.3w |  | 1 | Yes | [14 empty] | 0 | [12 empty] | 41.48 | 82.96 | 124.44 | W:4 3/8'' H:8 3/4'' E:6 1/8'' | 1.6 |  |  | 4.375 | 8.75 | Cap Nuts |  |  |  |  | 6.125 |  | No |  | No | [21 empty] | DP:1'' W:4 3/8'' H:6'' OB UP:5 3/4'' OB DOWN:3'' Rectangular |  |  |  | 6.5 | Black/White |  |  | Hardwired | 0 | 1 | 0 | 1 | 1 | 0 | 0 | 0 | 0 | 0 | 0 | 785652048913 | 11 | 8.25 | 6.25 | 2.1 | 0.328 | 125 | Yes | 12 | 10785652048910 | 23 | 20.25 | 19 | 26.3 | 5.121 | Yes |  | cETL Damp | ALTURAS 1L SCONCE-962 | One Light Wall / Bath Sconce |  | 4124601EN3-962.jpg | 4124601.jpg
41260-710 | One Light Wall Sconce | The Stirling lighting collection by Sea Gull Lighting, with its chic style and eclectic twist brings clean, modern lines to a traditional soul. The Beige Linen drum shades combined with a Burnt Sienna finish or White Linen drum shades combined with a Brushed Nickel finish are both eye-catching and inviting. For the wall/bath fixtures only, a Chrome finish coupled with Opal Etched glass shades is also available. The assortment includes nine-light, five-light and three-light chandeliers, pendants in six sizes, both flush and semi-flush ceiling fixtures, a one-light wall sconce, as well as one-light, two-light, three-light and four-light wall/bath fixtures. Most of these fixtures easily convert to LED by purchasing LED replacement lamps sold separately. | WALL SCONCE | Stirling | Wall / Bath Lighting | Burnt Sienna | 710 | Steel | Beige Linen Fabric | D:4.625" H:6.375" |  |  | 1 Candelabra B Torpedo 60w |  | 1 | No | [14 empty] | 0 | [12 empty] | 49.98 | 99.96 | 149.94 | W:5 1/2'' H:14 1/2'' E:7 1/4'' | 2.4 |  |  | 5.5 | 14.5 | Wall / Bath |  |  |  |  | 7.25 |  | No |  | No | [21 empty] | D:5 1/2'' DP:1 3/8'' OB UP:9 1/2'' Round |  |  |  | 6.5 |  |  |  | Hardwired | 0 | 0 | 0 | 0 | 1 | 0 | 0 | 1 | 0 | 0 | 0 | 785652182365 | 10 | 8.5 | 14.5 | 3 | 0.713 | 175 | Yes | [8 empty] | ETL Damp | cETL Damp | STIRLING 1L SCONCE-710 | One Light Wall Sconce |  | 41260-710.jpg | 44952.jpg
41260-962 | One Light Wall Sconce | The Stirling lighting collection by Sea Gull Lighting, with its chic style and eclectic twist brings clean, modern lines to a traditional soul. The Beige Linen drum shades combined with a Burnt Sienna finish or White Linen drum shades combined with a Brushed Nickel finish are both eye-catching and inviting. For the wall/bath fixtures only, a Chrome finish coupled with Opal Etched glass shades is also available. The assortment includes nine-light, five-light and three-light chandeliers, pendants in six sizes, both flush and semi-flush ceiling fixtures, a one-light wall sconce, as well as one-light, two-light, three-light and four-light wall/bath fixtures. Most of these fixtures easily convert to LED by purchasing LED replacement lamps sold separately. | WALL SCONCE | Stirling | Wall / Bath Lighting | Brushed Nickel | 962 | Steel | White Linen Fabric | D:4.625" H:6.375" |  |  | 1 Candelabra B Torpedo 60w |  | 1 | No | [14 empty] | 0 | [12 empty] | 49.98 | 99.96 | 149.94 | W:5 1/2'' H:14 1/2'' E:7 1/4'' | 2.4 |  |  | 5.5 | 14.5 | Wall / Bath |  |  |  |  | 7.25 |  | No |  | No | [21 empty] | D:5 1/2'' DP:1 3/8'' OB UP:9 1/2'' Round |  |  |  | 6.5 |  |  |  |  | 0 | 0 | 0 | 0 | 1 | 0 | 0 | 1 | 0 | 0 | 0 | 785652032813 | 10 | 8.5 | 14.5 | 3 | 0.713 | 175 | Yes | [8 empty] | ETL Damp | cETL Damp | STIRLING 1L SCONCE-962 | One Light Wall Sconce |  | 41260-962.jpg | 44952.jpg
41260EN-710 | One Light Wall / Bath Sconce | The Stirling lighting collection by Sea Gull Lighting, with its chic style and eclectic twist brings clean, modern lines to a traditional soul. The Beige Linen drum shades combined with a Burnt Sienna finish or White Linen drum shades combined with a Brushed Nickel finish are both eye-catching and inviting. For the wall/bath fixtures only, a Chrome finish coupled with Opal Etched glass shades is also available. The assortment includes nine-light, five-light and three-light chandeliers, pendants in six sizes, both flush and semi-flush ceiling fixtures, a one-light wall sconce, as well as one-light, two-light, three-light and four-light wall/bath fixtures. Most of these fixtures easily convert to LED by purchasing LED replacement lamps sold separately. | WALL SCONCE | Stirling | Wall / Bath Lighting | Burnt Sienna | 710 | Steel | Beige Linen Fabric | D:4.625" H:6.375" |  |  | 1 Candelabra Torpedo 3.5w |  | 1 | Yes | [14 empty] | 0 | [12 empty] | 55.48 | 110.96 | 166.44 | W:5 1/2'' H:14 1/2'' E:7 1/4'' | 2.4 |  |  | 5.5 | 14.5 | Wall / Bath |  |  |  |  | 7.25 |  | No |  | No | [21 empty] | D:5 1/2'' DP:1 3/8'' OB UP:9 1/2'' Round |  |  |  | 6.5 |  |  |  | Hardwired | 0 | 0 | 0 | 1 | 1 | 0 | 0 | 0 | 0 | 0 | 0 | 785652029981 | 10 | 8.5 | 14.5 | 3 | 0.713 | 175 | Yes | [8 empty] | ETL Damp | cETL Damp | STIRLING 1L SCONCE-710 | One Light Wall / Bath Sconce |  | 41260-710.jpg | 44952.jpg
41260EN-962 | One Light Wall / Bath Sconce | The Stirling lighting collection by Sea Gull Lighting, with its chic style and eclectic twist brings clean, modern lines to a traditional soul. The Beige Linen drum shades combined with a Burnt Sienna finish or White Linen drum shades combined with a Brushed Nickel finish are both eye-catching and inviting. For the wall/bath fixtures only, a Chrome finish coupled with Opal Etched glass shades is also available. The assortment includes nine-light, five-light and three-light chandeliers, pendants in six sizes, both flush and semi-flush ceiling fixtures, a one-light wall sconce, as well as one-light, two-light, three-light and four-light wall/bath fixtures. Most of these fixtures easily convert to LED by purchasing LED replacement lamps sold separately. | WALL SCONCE | Stirling | Wall / Bath Lighting | Brushed Nickel | 962 | Steel | White Linen Fabric | D:4.625" H:6.375" |  |  | 1 Candelabra Torpedo 3.5w |  | 1 | Yes | [14 empty] | 0 | [12 empty] | 55.48 | 110.96 | 166.44 | W:5 1/2'' H:14 1/2'' E:7 1/4'' | 2.4 |  |  | 5.5 | 14.5 | Wall / Bath |  |  |  |  | 7.25 |  | No |  | No | [21 empty] | D:5 1/2'' DP:1 3/8'' OB UP:9 1/2'' Round |  |  |  | 6.5 |  |  |  |  | 0 | 0 | 0 | 1 | 1 | 0 | 0 | 0 | 0 | 0 | 0 | 785652030307 | 10 | 8.5 | 14.5 | 3 | 0.713 | 175 | Yes | [8 empty] | ETL Damp | cETL Damp | STIRLING 1L SCONCE-962 | One Light Wall / Bath Sconce |  | 41260-962.jpg | 44952.jpg
4126302-872 | Two Light Wall / Bath Sconce | The hand applied finishes on Thornwood exude authenticity, combining the tactile with the time-worn. Perfect proportions and honest functionality complete the package. The Thornwood lighting collection offers three-light, four-light and eight-like chandeliers, an eight-light linear, four-light foyer chandelier, and a two-light wall sconce. The two-light wall sconce is Damp Rated. Available in Washed Pine and a Weathered Iron Finish. | WALL SCONCE | Thornwood | Wall / Bath Lighting | Washed Pine / Weathered Iron | 872 / 819 | [5 empty] | 2 Candelabra B10 Torpedo 60w |  | 2 | No | [14 empty] | 0 | [12 empty] | 67.48 | 134.96 | 202.44 | W:7 1/2'' H:18'' E:5 1/4'' | 4.07 |  |  | 7.5 | 18 | Cap Nuts |  |  |  |  | 5.25 |  | No |  | No | [21 empty] | DP:3/4'' W:7 1/2'' H:18'' OB UP:9'' Rectangular |  |  |  | 6.5 | Black/White |  |  | Hardwired | 0 | 0 | 0 | 0 | 1 | 0 | 0 | 1 | 0 | 0 | 0 | 785652070266 | 20.5 | 9.25 | 7 | 6.5 | 0.768 | 100 | Yes | [9 empty] | cETL Damp | THORNWOOD 2L SCONCE-872 | Two Light Wall / Bath Sconce |  | 4126302-872.jpg | 4126302.jpg
4126302EN-872 | Two Light Wall / Bath Sconce | The hand applied finishes on Thornwood exude authenticity, combining the tactile with the time-worn. Perfect proportions and honest functionality complete the package. The Thornwood lighting collection offers three-light, four-light and eight-like chandeliers, an eight-light linear, four-light foyer chandelier, and a two-light wall sconce. The two-light wall sconce is Damp Rated. Available in Washed Pine and a Weathered Iron Finish. | WALL SCONCE | Thornwood | Wall / Bath Lighting | Washed Pine / Weathered Iron | 872 / 819 | [5 empty] | 2 Candelabra B10 Torpedo 3.5w |  | 2 | Yes | [14 empty] | 0 | [12 empty] | 89.98 | 179.96 | 269.94 | W:7 1/2'' H:18'' E:5 1/4'' | 4.07 |  |  | 7.5 | 18 | Cap Nuts |  |  |  |  | 5.25 |  | No |  | No | [21 empty] | DP:3/4'' W:7 1/2'' H:18'' OB UP:9'' Rectangular |  |  |  | 6.5 | Black/White |  |  | Hardwired | 0 | 0 | 0 | 1 | 1 | 0 | 0 | 0 | 0 | 0 | 0 | 785652071942 | 20.5 | 9.25 | 7 | 6.5 | 0.768 | 100 | Yes | [9 empty] | cETL Damp | THORNWOOD 2L LED SCONCE-872 | Two Light Wall / Bath Sconce |  | 4126302EN-872.jpg | 4126302EN.jpg
4127801-839 | One Light Wall / Bath Sconce | The Morill lighting collection by Sea Gull Lighting combines retro and industrial trends to make an impactful design statement. The warm, textured Blacksmith finish contrasts dramatically with the goblet-shaped, Clear Seeded glass shades which are especially dramatic when used with antique style Edison light bulbs, making the fixtures the perfect addition to any space. The rich Blacksmith finish adds another layer of retro design to the warm look. The assortment includes three-, five- and nine-light chandeliers; a three-light foyer pendant; a one-light sconce; and two-, three- and four-light bath vanity fixtures. All fixtures are California Title 24 compliant and easily convert to LED by purchasing LED lamps sold separately. | WALL SCONCE | Morill | Wall / Bath Lighting | Blacksmith | 839 | Steel | Clear Seeded Glass | D:4.875" H:6.25" |  |  | 1 Medium ST19 60w |  | 1 | No | [14 empty] | 0 | [12 empty] | 34.98 | 69.96 | 104.94 | W:5'' H:8 1/4'' E:7 1/4'' | 2 |  |  | 5 | 8.25 | Cap Nuts |  |  |  |  | 7.25 |  | No |  | No | [21 empty] | D:5'' DP:3/4'' OB UP:3 3/4'' Round |  |  |  | 6.5 | Black/White |  |  | Hardwired | 0 | 0 | 0 | 0 | 1 | 0 | 0 | 0 | 0 | 0 | 0 | 785652001796 | 11.25 | 10 | 8.25 | 2.6 | 0.537 | 175 | Yes | [9 empty] | cETL Dry | MORILL 1L SCONCE-839 | One Light Wall / Bath Sconce |  | 4127801-839.jpg | 4127801.jpg
4128501-12 | One Light Wall / Bath Sconce | A distinctive mesh lampshade in the Gereon Collection harkens back to the industrial days of machine innovation, adding a rugged look of workmanship that transforms an interior's identity. At once stylistic and utilitarian, Gereon is available in a finely textured Black finish with medium base sockets. The muted glow of the bulbs beneath the mesh framing adds a rugged personality. The versatile Gereon fixtures are damp rated for covered outdoor installations as well. Available as a 1-light mini-pendant, 3-light and 4-light pendants, 2-light semi-flush ceiling mount, and 1-light wall sconce to adapt interior settings in a variety of ways. | WALL SCONCE | Gereon | Wall / Bath Lighting | Black | 12 | Steel |  |  |  |  | 1 Medium ST19 60w |  | 1 | No | [14 empty] | 0 | [12 empty] | 48.48 | 96.96 | 145.44 | W:8'' H:12'' E:3 7/8'' | 3.5 |  |  | 8 | 12 | Cap Nuts |  |  |  |  | 3.875 |  | No |  | No | [21 empty] | DP:5/8'' W:7 3/4'' H:11 7/8'' OB UP:6'' Rectangular |  |  |  | 6.5 | Black/White |  |  | Hardwired | 1 | 0 | 0 | 0 | 1 | 0 | 0 | 1 | 0 | 0 | 0 | 785652061059 | 16 | 10.75 | 7.25 | 4.4 | 0.722 | 125 | Yes | [9 empty] | cETL Damp | GEREON 1L WALL SCONCE-12 | One Light Wall / Bath Sconce |  | 4128501-12.png | 4128501.jpg
4128501EN7-12 | One Light Wall / Bath Sconce | A distinctive mesh lampshade in the Gereon Collection harkens back to the industrial days of machine innovation, adding a rugged look of workmanship that transforms an interior's identity. At once stylistic and utilitarian, Gereon is available in a finely textured Black finish with medium base sockets. The muted glow of the bulbs beneath the mesh framing adds a rugged personality. The versatile Gereon fixtures are damp rated for covered outdoor installations as well. Available as a 1-light mini-pendant, 3-light and 4-light pendants, 2-light semi-flush ceiling mount, and 1-light wall sconce to adapt interior settings in a variety of ways. | WALL SCONCE | Gereon | Wall / Bath Lighting | Black | 12 | Steel |  |  |  |  | 1 Medium A19 8.5w |  | 1 | Yes | [14 empty] | 0 | [12 empty] | 55.98 | 111.96 | 167.94 | W:8'' H:12'' E:3 7/8'' | 3.5 |  |  | 8 | 12 | Cap Nuts |  |  |  |  | 3.875 |  | No |  | No | [21 empty] | DP:5/8'' W:7 3/4'' H:11 7/8'' OB UP:6'' Rectangular |  |  |  | 6.5 | Black/White |  |  | Hardwired | 1 | 0 | 0 | 1 | 1 | 0 | 0 | 0 | 0 | 0 | 0 | 785652069208 | 16 | 10.75 | 7.25 | 4.4 | 0.722 | 125 | Yes | [9 empty] | cETL Damp | GEREON 1L LED SCONCE-12 | One Light Wall / Bath Sconce |  | 4128501EN7-12.jpg | 4128501.jpg
4128601-802 | One Light Wall / Bath Sconce | Combine hanging art with light. Undulating with free-form hoops of welded cold-rolled steel, the Cowen Collection will redefine any room. As illumination escapes from the openings in the sculpted shade, the full menagerie comes together. The textured Obsidian Mist finish adds the final tactile element to this postmodern piece. The refined modern design comes to life with distressed gold metal accents. The Cowen collection is equally at home in a contemporary, urban setting or a traditional décor in the suburbs. The assortment includes one-light wall sconce; one-light mini-pendant; two-light semi-flush; three-light pendant; five-light island pendant and a six-light foyer light. All fixtures are California Title 24 compliant. | WALL SCONCE | Cowen | Wall / Bath Lighting | Obsidian Mist | 802 | Steel |  |  |  |  | 1 Medium ST19 60w |  | 1 | No | [14 empty] | 0 | [12 empty] | 52.95 | 105.9 | 158.85 | W:8'' H:12'' E:4 1/4'' | 4 |  |  | 8 | 12 | Cap Nuts |  |  |  |  | 4.25 |  | No |  | No | [21 empty] | DP:5/8'' W:7 5/8'' H:11 1/4'' OB UP:6'' Rectangular |  |  |  | 6.5 | Black/White |  |  | Hardwired | 0 | 0 | 0 | 0 | 1 | 0 | 0 | 1 | 0 | 0 | 0 | 785652061110 | 14.75 | 10.5 | 8 | 4.7 | 0.717 | 125 | Yes | [9 empty] | cETL Damp | COWEN 1L WALL SCONCE-802 | One Light Wall / Bath Sconce |  | 4128601-802.jpg | 4128601.jpg
4128601EN7-802 | One Light Wall / Bath Sconce | Combine hanging art with light. Undulating with free-form hoops of welded cold-rolled steel, the Cowen Collection will redefine any room. As illumination escapes from the openings in the sculpted shade, the full menagerie comes together. The textured Obsidian Mist finish adds the final tactile element to this postmodern piece. The refined modern design comes to life with distressed gold metal accents. The Cowen collection is equally at home in a contemporary, urban setting or a traditional décor in the suburbs. The assortment includes one-light wall sconce; one-light mini-pendant; two-light semi-flush; three-light pendant; five-light island pendant and a six-light foyer light. All fixtures are California Title 24 compliant. | WALL SCONCE | Cowen | Wall / Bath Lighting | Obsidian Mist | 802 | Steel |  |  |  |  | 1 Medium A19 8.5w |  | 1 | Yes | [14 empty] | 0 | [12 empty] | 62.98 | 125.96 | 188.94 | W:8'' H:12'' E:4 1/4'' | 4 |  |  | 8 | 12 | Cap Nuts |  |  |  |  | 4.25 |  | No |  | No | [21 empty] | DP:5/8'' W:7 5/8'' H:11 1/4'' OB UP:6'' Rectangular |  |  |  | 6.5 | Black/White |  |  | Hardwired | 0 | 0 | 0 | 1 | 1 | 0 | 0 | 0 | 0 | 0 | 0 | 785652068829 | 14.75 | 10.5 | 8 | 4.7 | 0.717 | 125 | Yes | [9 empty] | cETL Damp | COWEN 1L LED SCONCE-802 | One Light Wall / Bath Sconce |  | 4128601EN7-802.jpg | 4128601.jpg
4128801-05 | One Light Wall / Bath Sconce | Behind every seemingly simple design lies unerring attention to restraint and obsessive attention to the tiniest details. The Canfield collection by Sea Gull Lighting draws on the modernist traditions of "less is more". Essential functional elements dictate the aesthetics, and clean lines prevail. Layers of intricately finished hand-brushed steel progress vertically to the soft glow of light diffused through finely etched glass diffusors. Canfield offers a "whole home" lighting solution; offering lighting in every imaginable category from the auspicious 15 light 3-tier chandelier, to the concise mini-pendant and one-light sconces. The collection is available in hand brushed Burnt Sienna for a warm, tactile, almost Craftsman design style, or a brushed nickel to emphasize the more architectural elements of your interior. | BATH | Canfield | Wall / Bath Lighting | Chrome | 5 | Steel | Etched / White Inside Glass | D:5.5" H:4.75" |  |  | 1 Medium A19 100w |  | 1 | No | [14 empty] | 0 | [12 empty] | 27.45 | 54.9 | 82.35 | W:5 1/2'' H:8 1/4'' E:7 1/4'' | 1.8 |  |  | 5.5 | 8.25 | Single Cap Nut |  |  |  |  | 7.25 |  | No |  | No | [21 empty] | DP:7/8'' W:5'' H:7 5/8'' OB UP:4 3/8'' OB DOWN:3 7/8'' Rectangular |  |  |  | 6.5 | Black/White |  |  | Hardwired | 0 | 1 | 0 | 0 | 1 | 0 | 0 | 1 | 0 | 0 | 0 | 785652077968 | 13.25 | 11.25 | 11.5 | 3.6 | 0.992 | 250 | Yes | 4 | 10785652077965 | 18.25 | 8.75 | 8.25 | 11.2 | 0.762 | Yes |  | cETL Damp | CANFIELD 1L SCONCE-05 | One Light Wall / Bath Sconce |  | 4128801-05.jpg | 4128801.jpg
4128801-710 | One Light Wall / Bath Sconce | Behind every seemingly simple design lies unerring attention to restraint and obsessive attention to the tiniest details. The Canfield collection by Sea Gull Lighting draws on the modernist traditions of "less is more". Essential functional elements dictate the aesthetics, and clean lines prevail. Layers of intricately finished hand-brushed steel progress vertically to the soft glow of light diffused through finely etched glass diffusors. Canfield offers a "whole home" lighting solution; offering lighting in every imaginable category from the auspicious 15 light 3-tier chandelier, to the concise mini-pendant and one-light sconces. The collection is available in hand brushed Burnt Sienna for a warm, tactile, almost Craftsman design style, or a brushed nickel to emphasize the more architectural elements of your interior. | WALL SCONCE | Canfield | Wall / Bath Lighting | Burnt Sienna | 710 | Steel | Etched / White Inside Glass | D:5.5" H:4.75" |  |  | 1 Medium A19 100w |  | 1 | No | [14 empty] | 0 | [12 empty] | 28.98 | 57.96 | 86.94 | W:5 1/2'' H:8 1/4'' E:7 1/4'' | 1.8 |  |  | 5.5 | 8.25 | Single Cap Nut |  |  |  |  | 7.25 |  | No |  | No | [21 empty] | DP:7/8'' W:5'' H:7 5/8'' OB UP:4 3/8'' OB DOWN:3 7/8'' Rectangular |  |  |  | 6.5 | Black/White |  |  | Hardwired | 0 | 1 | 0 | 0 | 1 | 0 | 0 | 1 | 0 | 0 | 0 | 785652059827 | 10.5 | 8.75 | 8.25 | 2.5 | 0.439 | 175 | Yes | 4 | 10785652059824 | 18.25 | 17 | 11.25 | 11.2 | 2.02 | Yes |  | cETL Damp | CANFIELD 1L SCONCE-710 | One Light Wall / Bath Sconce |  | 4128801-710.png | 4128801.jpg
4128801-962 | One Light Wall / Bath Sconce | Behind every seemingly simple design lies unerring attention to restraint and obsessive attention to the tiniest details. The Canfield collection by Sea Gull Lighting draws on the modernist traditions of "less is more". Essential functional elements dictate the aesthetics, and clean lines prevail. Layers of intricately finished hand-brushed steel progress vertically to the soft glow of light diffused through finely etched glass diffusors. Canfield offers a "whole home" lighting solution; offering lighting in every imaginable category from the auspicious 15 light 3-tier chandelier, to the concise mini-pendant and one-light sconces. The collection is available in hand brushed Burnt Sienna for a warm, tactile, almost Craftsman design style, or a brushed nickel to emphasize the more architectural elements of your interior. | WALL SCONCE | Canfield | Wall / Bath Lighting | Brushed Nickel | 962 | Steel | Etched / White Inside Glass | D:5.5" H:4.75" |  |  | 1 Medium A19 100w |  | 1 | No | [14 empty] | 0 | [12 empty] | 28.98 | 57.96 | 86.94 | W:5 1/2'' H:8 1/4'' E:7 1/4'' | 1.8 |  |  | 5.5 | 8.25 | Single Cap Nut |  |  |  |  | 7.25 |  | No |  | No | [21 empty] | DP:7/8'' W:5'' H:7 5/8'' OB UP:4 3/8'' OB DOWN:3 7/8'' Rectangular |  |  |  | 6.5 | Black/White |  |  | Hardwired | 0 | 1 | 0 | 0 | 1 | 0 | 0 | 1 | 0 | 0 | 0 | 785652059834 | 10.5 | 8.75 | 8.25 | 2.5 | 0.439 | 175 | Yes | 4 | 10785652059831 | 18.25 | 17 | 11.25 | 11.2 | 2.02 | Yes |  | cETL Damp | CANFIELD 1L SCONCE-962 | One Light Wall / Bath Sconce |  | 4128801-962.png | 4128801.jpg
4128801EN3-05 | One Light Wall / Bath Sconce | Behind every seemingly simple design lies unerring attention to restraint and obsessive attention to the tiniest details. The Canfield collection by Sea Gull Lighting draws on the modernist traditions of "less is more". Essential functional elements dictate the aesthetics, and clean lines prevail. Layers of intricately finished hand-brushed steel progress vertically to the soft glow of light diffused through finely etched glass diffusors. Canfield offers a "whole home" lighting solution; offering lighting in every imaginable category from the auspicious 15 light 3-tier chandelier, to the concise mini-pendant and one-light sconces. The collection is available in hand brushed Burnt Sienna for a warm, tactile, almost Craftsman design style, or a brushed nickel to emphasize the more architectural elements of your interior. | BATH | Canfield | Wall / Bath Lighting | Chrome | 5 | Steel | Etched / White Inside Glass | D:5.5" H:4.75" |  |  | 1 Medium A19 9.3w |  | 1 | Yes | [14 empty] | 0 | [12 empty] | 33.45 | 66.9 | 100.35 | W:5 1/2'' H:8 1/4'' E:7 1/4'' | 1.8 |  |  | 5.5 | 8.25 | Single Cap Nut |  |  |  |  | 7.25 |  | No |  | No | [21 empty] | DP:7/8'' W:5'' H:7 5/8'' OB UP:4 3/8'' OB DOWN:3 7/8'' Rectangular |  |  |  | 6.5 | Black/White |  |  | Hardwired | 0 | 1 | 0 | 1 | 1 | 0 | 0 | 0 | 0 | 0 | 0 | 785652082160 | 10.5 | 8.75 | 8.25 | 2.5 | 0.439 | 175 | Yes | [9 empty] | cETL Damp | CANFIELD 1L SCONCE-05 | One Light Wall / Bath Sconce |  | 4128801EN3-05.jpg | 4128801EN3.jpg
4128801EN3-710 | One Light Wall / Bath Sconce | Behind every seemingly simple design lies unerring attention to restraint and obsessive attention to the tiniest details. The Canfield collection by Sea Gull Lighting draws on the modernist traditions of "less is more". Essential functional elements dictate the aesthetics, and clean lines prevail. Layers of intricately finished hand-brushed steel progress vertically to the soft glow of light diffused through finely etched glass diffusors. Canfield offers a "whole home" lighting solution; offering lighting in every imaginable category from the auspicious 15 light 3-tier chandelier, to the concise mini-pendant and one-light sconces. The collection is available in hand brushed Burnt Sienna for a warm, tactile, almost Craftsman design style, or a brushed nickel to emphasize the more architectural elements of your interior. | WALL SCONCE | Canfield | Wall / Bath Lighting | Burnt Sienna | 710 | Steel | Etched / White Inside Glass | D:5.5" H:4.75" |  |  | 1 Medium A19 9.3w |  | 1 | Yes | [14 empty] | 0 | [12 empty] | 34.98 | 69.96 | 104.94 | W:5 1/2'' H:8 1/4'' E:7 1/4'' | 1.8 |  |  | 5.5 | 8.25 | Single Cap Nut |  |  |  |  | 7.25 |  | No |  | No | [21 empty] | DP:7/8'' W:5'' H:7 5/8'' OB UP:4 3/8'' OB DOWN:3 7/8'' Rectangular |  |  |  | 6.5 | Black/White |  |  | Hardwired | 0 | 1 | 0 | 1 | 1 | 0 | 0 | 0 | 0 | 0 | 0 | 785652060359 | 10.5 | 8.75 | 8.25 | 2.5 | 0.439 | 175 | Yes | 4 | 10785652060356 | 18.25 | 17 | 11.25 | 11.2 | 2.02 | Yes |  | cETL Damp | CANFIELD 1L SCONCE-710 | One Light Wall / Bath Sconce |  | 4128801EN3-710.jpg | 4128801EN3.jpg
4128801EN3-962 | One Light Wall / Bath Sconce | Behind every seemingly simple design lies unerring attention to restraint and obsessive attention to the tiniest details. The Canfield collection by Sea Gull Lighting draws on the modernist traditions of "less is more". Essential functional elements dictate the aesthetics, and clean lines prevail. Layers of intricately finished hand-brushed steel progress vertically to the soft glow of light diffused through finely etched glass diffusors. Canfield offers a "whole home" lighting solution; offering lighting in every imaginable category from the auspicious 15 light 3-tier chandelier, to the concise mini-pendant and one-light sconces. The collection is available in hand brushed Burnt Sienna for a warm, tactile, almost Craftsman design style, or a brushed nickel to emphasize the more architectural elements of your interior. | WALL SCONCE | Canfield | Wall / Bath Lighting | Brushed Nickel | 962 | Steel | Etched / White Inside Glass | D:5.5" H:4.75" |  |  | 1 Medium A19 9.3w |  | 1 | Yes | [14 empty] | 0 | [12 empty] | 34.98 | 69.96 | 104.94 | W:5 1/2'' H:8 1/4'' E:7 1/4'' | 1.8 |  |  | 5.5 | 8.25 | Single Cap Nut |  |  |  |  | 7.25 |  | No |  | No | [21 empty] | DP:7/8'' W:5'' H:7 5/8'' OB UP:4 3/8'' OB DOWN:3 7/8'' Rectangular |  |  |  | 6.5 | Black/White |  |  | Hardwired | 0 | 1 | 0 | 1 | 1 | 0 | 0 | 0 | 0 | 0 | 0 | 785652060366 | 14.75 | 8.5 | 13.5 | 4.3 | 0.979 | 175 | Yes | 4 | 10785652060363 | 18.25 | 17 | 11.25 | 11.2 | 2.02 | Yes |  | cETL Damp | CANFIELD 1L SCONCE-962 | One Light Wall / Bath Sconce |  | 4128801EN3-962.jpg | 4128801EN3.jpg
4128901-710 | One Light Wall / Bath Sconce | Modernist influences abound in the Franport Collection. Shades with sharp lines and simplified bases showcase the minimalist approach with a twist. Franport has fixtures for all parts of the property. Available in both Burnt Sienna and Brushed Nickel finish choices as well as Nickel for bath fixtures. With fixtures in various sizes and configurations, the Franport Collection will coordinate the same design theme across several different rooms. Its assortment includes three-, five-, nine- and fifteen-light chandeliers; and one- two-, three- and four- light bath vanity fixtures. The Franport collection pars wonderfully with Sea Gull Lighting Geary ceiling fixtures. Incandescent and ENERGY STAR-qualified LED lamping are available; all fixtures are California Title 24 compliant. | WALL SCONCE | Franport | Wall / Bath Lighting | Burnt Sienna | 710 | Steel | Etched / White Inside Glass | D:4.25" H:5.75" |  |  | 1 Medium A19 100w |  | 1 | No | [14 empty] | 0 | [12 empty] | 32.98 | 65.96 | 98.94 | W:5'' H:8'' E:6 7/8'' | 2.22 |  |  | 5 | 8 | Single Cap Nut |  |  |  |  | 6.875 |  | No |  | No | [21 empty] | DP:1'' W:5'' H:8'' OB UP:4'' OB DOWN:4'' Irregular |  |  |  | 6.5 | Black/White |  |  | Hardwired | 0 | 1 | 0 | 0 | 1 | 0 | 0 | 1 | 0 | 0 | 0 | 785652057618 | 10 | 8.5 | 6.75 | 3 | 0.332 | 100 | Yes | 6 | 10785652057615 | 21 | 17.5 | 10.75 | 19.6 | 2.286 | Yes |  | cETL Damp | FRANPORT 1L SCONCE-710 | One Light Wall / Bath Sconce |  | 4128901-710.png | 4128901.jpg
4128901-962 | One Light Wall / Bath Sconce | Modernist influences abound in the Franport Collection. Shades with sharp lines and simplified bases showcase the minimalist approach with a twist. Franport has fixtures for all parts of the property. Available in both Burnt Sienna and Brushed Nickel finish choices as well as Nickel for bath fixtures. With fixtures in various sizes and configurations, the Franport Collection will coordinate the same design theme across several different rooms. Its assortment includes three-, five-, nine- and fifteen-light chandeliers; and one- two-, three- and four- light bath vanity fixtures. The Franport collection pars wonderfully with Sea Gull Lighting Geary ceiling fixtures. Incandescent and ENERGY STAR-qualified LED lamping are available; all fixtures are California Title 24 compliant. | WALL SCONCE | Franport | Wall / Bath Lighting | Brushed Nickel | 962 | Steel | Etched / White Inside Glass | D:4.25" H:5.75" |  |  | 1 Medium A19 100w |  | 1 | No | [14 empty] | 0 | [12 empty] | 32.98 | 65.96 | 98.94 | W:5'' H:8'' E:6 7/8'' | 2.22 |  |  | 5 | 8 | Single Cap Nut |  |  |  |  | 6.875 |  | No |  | No | [21 empty] | DP:1'' W:5'' H:8'' OB UP:4'' OB DOWN:4'' Irregular |  |  |  | 6.5 | Black/White |  |  | Hardwired | 0 | 1 | 0 | 0 | 1 | 0 | 0 | 1 | 0 | 0 | 0 | 785652057625 | 10 | 8.5 | 6.75 | 3 | 0.332 | 100 | Yes | 6 | 10785652057622 | 21 | 17.5 | 10.75 | 19.6 | 2.286 | Yes |  | cETL Damp | FRANPORT 1L SCONCE-962 | One Light Wall / Bath Sconce |  | 4128901-962.png | 4128901.jpg
4128901EN3-710 | One Light Wall / Bath Sconce | Modernist influences abound in the Franport Collection. Shades with sharp lines and simplified bases showcase the minimalist approach with a twist. Franport has fixtures for all parts of the property. Available in both Burnt Sienna and Brushed Nickel finish choices as well as Nickel for bath fixtures. With fixtures in various sizes and configurations, the Franport Collection will coordinate the same design theme across several different rooms. Its assortment includes three-, five-, nine- and fifteen-light chandeliers; and one- two-, three- and four- light bath vanity fixtures. The Franport collection pars wonderfully with Sea Gull Lighting Geary ceiling fixtures. Incandescent and ENERGY STAR-qualified LED lamping are available; all fixtures are California Title 24 compliant. | WALL SCONCE | Franport | Wall / Bath Lighting | Burnt Sienna | 710 | Steel | Etched / White Inside Glass | D:4.25" H:5.75" |  |  | 1 Medium A19 9.3w |  | 1 | Yes | [14 empty] | 0 | [12 empty] | 38.48 | 76.96 | 115.44 | W:5'' H:8'' E:6 7/8'' | 2.22 |  |  | 5 | 8 | Single Cap Nut |  |  |  |  | 6.875 |  | No |  | No | [21 empty] | DP:1'' W:5'' H:8'' OB UP:4'' OB DOWN:4'' Irregular |  |  |  | 6.5 | Black/White |  |  | Hardwired | 0 | 1 | 0 | 1 | 1 | 0 | 0 | 0 | 0 | 0 | 0 | 785652058448 | 10 | 8.5 | 6.75 | 3 | 0.332 | 100 | Yes | 6 | 10785652058445 | 21 | 17.58 | 10.75 | 19.6 | 2.297 | Yes |  | cETL Damp | FRANPORT 1L SCONCE-710 | One Light Wall / Bath Sconce |  | 4128901EN3-710.png | 4128901EN3.jpg
4128901EN3-962 | One Light Wall / Bath Sconce | Modernist influences abound in the Franport Collection. Shades with sharp lines and simplified bases showcase the minimalist approach with a twist. Franport has fixtures for all parts of the property. Available in both Burnt Sienna and Brushed Nickel finish choices as well as Nickel for bath fixtures. With fixtures in various sizes and configurations, the Franport Collection will coordinate the same design theme across several different rooms. Its assortment includes three-, five-, nine- and fifteen-light chandeliers; and one- two-, three- and four- light bath vanity fixtures. The Franport collection pars wonderfully with Sea Gull Lighting Geary ceiling fixtures. Incandescent and ENERGY STAR-qualified LED lamping are available; all fixtures are California Title 24 compliant. | WALL SCONCE | Franport | Wall / Bath Lighting | Brushed Nickel | 962 | Steel | Etched / White Inside Glass | D:4.25" H:5.75" |  |  | 1 Medium A19 9.3w |  | 1 | Yes | [14 empty] | 0 | [12 empty] | 38.48 | 76.96 | 115.44 | W:5'' H:8'' E:6 7/8'' | 2.22 |  |  | 5 | 8 | Single Cap Nut |  |  |  |  | 6.875 |  | No |  | No | [21 empty] | DP:1'' W:5'' H:8'' OB UP:4'' OB DOWN:4'' Irregular |  |  |  | 6.5 | Black/White |  |  | Hardwired | 0 | 1 | 0 | 1 | 1 | 0 | 0 | 0 | 0 | 0 | 0 | 785652058455 | 10 | 8 | 6.75 | 3 | 0.313 | 100 | Yes | 6 | 10785652058452 | 21 | 17.5 | 10.75 | 19.6 | 2.286 | Yes |  | cETL Damp | FRANPORT 1L SCONCE-962 | One Light Wall / Bath Sconce |  | 4128901EN3-962.png | 4128901EN3.jpg
4130701-112 | One Light Wall / Bath Sconce |  | BATH | Kemal | Wall / Bath Lighting | Midnight Black | 112 | Steel | Etched / White Inside Glass | D:4" H:5.5" |  |  | 1 Medium A19 75w |  | 1 | No | [14 empty] | 0 | [12 empty] | 34.5 | 69 | 103.5 | W:5'' H:15'' E:6 1/4'' |  |  |  | 5 | 15 | Cap Nuts |  |  |  |  | 6.25 |  | No |  | No | [20 empty] | DP:13/16'' W:5'' H:7'' OB UP:6'' OB DOWN:8'' Rectangular |  |  |  |  | 6.5 | Black/White |  |  | Hardwired | 0 | 1 | 0 | 0 | 1 | 0 | 0 | 1 | 0 | 0 | 0 | 785652075506 | 13.5 | 8.5 | 7.75 | 3.2 | 0.515 | 125 | Yes | [9 empty] | cETL Damp | KEMAL 1L SCONCE-112 | One Light Wall / Bath Sconce |  | 4130701-112.jpg | 4130701.jpg
4130701-710 | One Light Wall / Bath Sconce |  | BATH | Kemal | Wall / Bath Lighting | Burnt Sienna | 710 | Steel | Etched / White Inside Glass | D:4" H:5.5" |  |  | 1 Medium A19 75w |  | 1 | No | [14 empty] | 0 | [12 empty] | 34.5 | 69 | 103.5 | W:5'' H:15'' E:6 1/4'' |  |  |  | 5 | 15 | Cap Nuts |  |  |  |  | 6.25 |  | No |  | No | [20 empty] | DP:13/16'' W:5'' H:7'' OB UP:6'' OB DOWN:8'' Rectangular |  |  |  |  | 6.5 | Black/White |  |  | Hardwired | 0 | 1 | 0 | 0 | 1 | 0 | 0 | 1 | 0 | 0 | 0 | 785652075513 | [16 empty] | cETL Damp | KEMAL 1L SCONCE-710 | One Light Wall / Bath Sconce |  | 4130701-710.jpg | 4130701.jpg
4130701-962 | One Light Wall / Bath Sconce |  | BATH | Kemal | Wall / Bath Lighting | Brushed Nickel | 962 | Steel | Etched / White Inside Glass | D:4" H:5.5" |  |  | 1 Medium A19 75w |  | 1 | No | [14 empty] | 0 | [12 empty] | 34.5 | 69 | 103.5 | W:5'' H:15'' E:6 1/4'' |  |  |  | 5 | 15 | Cap Nuts |  |  |  |  | 6.25 |  | No |  | No | [20 empty] | DP:13/16'' W:5'' H:7'' OB UP:6'' OB DOWN:8'' Rectangular |  |  |  |  | 6.5 | Black/White |  |  | Hardwired | 0 | 1 | 0 | 0 | 1 | 0 | 0 | 1 | 0 | 0 | 0 | 785652075520 | [16 empty] | cETL Damp | KEMAL 1L SCONCE-962 | One Light Wall / Bath Sconce |  | 4130701-962.jpg | 4130701.jpg
4130701EN3-112 | One Light Wall / Bath Sconce |  | BATH | Kemal | Wall / Bath Lighting | Midnight Black | 112 | Steel | Etched / White Inside Glass | D:4" H:5.5" |  |  | 1 Medium A19 9.3w |  | 1 | Yes | [14 empty] | 0 | [12 empty] | 39.5 | 79 | 118.5 | W:5'' H:15'' E:6 1/4'' |  |  |  | 5 | 15 | Cap Nuts |  |  |  |  | 6.25 |  | No |  | No | [20 empty] | DP:13/16'' W:5'' H:7'' OB UP:6'' OB DOWN:8'' Rectangular |  |  |  |  | 6.5 | Black/White |  |  | Hardwired | 0 | 1 | 0 | 1 | 1 | 0 | 0 | 0 | 0 | 0 | 0 | 785652079986 | [16 empty] | cETL Damp | KEMAL 1L SCONCE-112 | One Light Wall / Bath Sconce |  | 4130701EN3-112.jpg | 4130701EN3.jpg
4130701EN3-710 | One Light Wall / Bath Sconce |  | BATH | Kemal | Wall / Bath Lighting | Burnt Sienna | 710 | Steel | Etched / White Inside Glass | D:4" H:5.5" |  |  | 1 Medium A19 9.3w |  | 1 | Yes | [14 empty] | 0 | [12 empty] | 39.5 | 79 | 118.5 | W:5'' H:15'' E:6 1/4'' |  |  |  | 5 | 15 | Cap Nuts |  |  |  |  | 6.25 |  | No |  | No | [20 empty] | DP:13/16'' W:5'' H:7'' OB UP:6'' OB DOWN:8'' Rectangular |  |  |  |  | 6.5 | Black/White |  |  | Hardwired | 0 | 1 | 0 | 1 | 1 | 0 | 0 | 0 | 0 | 0 | 0 | 785652079993 | [16 empty] | cETL Damp | KEMAL 1L SCONCE-710 | One Light Wall / Bath Sconce |  | 4130701EN3-710.jpg | 4130701EN3.jpg
4130701EN3-962 | One Light Wall / Bath Sconce |  | BATH | Kemal | Wall / Bath Lighting | Brushed Nickel | 962 | Steel | Etched / White Inside Glass | D:4" H:5.5" |  |  | 1 Medium A19 9.3w |  | 1 | Yes | [14 empty] | 0 | [12 empty] | 39.5 | 79 | 118.5 | W:5'' H:15'' E:6 1/4'' |  |  |  | 5 | 15 | Cap Nuts |  |  |  |  | 6.25 |  | No |  | No | [20 empty] | DP:13/16'' W:5'' H:7'' OB UP:6'' OB DOWN:8'' Rectangular |  |  |  |  | 6.5 | Black/White |  |  | Hardwired | 0 | 1 | 0 | 1 | 1 | 0 | 0 | 0 | 0 | 0 | 0 | 785652080005 | [16 empty] | cETL Damp | KEMAL 1L SCONCE-962 | One Light Wall / Bath Sconce |  | 4130701EN3-962.jpg | 4130701EN3.jpg
4130801-05 | One Light Wall / Bath Sconce |  | BATH | Syll | Wall / Bath Lighting | Chrome | 5 | Steel | Clear Highlighted Satin Etched Glass | L:4.375" W:0.25" H:7.25" |  |  | 1 Candelabra Torpedo 40w |  | 1 | No | [14 empty] | 0 | [12 empty] | 29.5 | 59 | 88.5 | W:5'' H:8 1/2'' E:3 7/8'' |  |  |  | 5 | 8.5 | Screw(s) |  |  |  |  | 3.875 |  | No |  | No | [21 empty] | DP:3/4'' W:5'' H:8'' OB UP:4 1/2'' Rectangular |  |  |  | 6.5 | Black/White |  |  | Hardwired | 1 | 0 | 0 | 0 | 1 | 0 | 0 | 1 | 0 | 0 | 0 | 785652077524 | 7.5 | 10.25 | 6.75 | 2.2 | 0.3 | 125 | Yes | [9 empty] | cETL Damp | SYLL 1L SCONCE-05 | One Light Wall / Bath Sconce |  | 4130801-05.jpg | 4130801.jpg
4130801-962 | One Light Wall / Bath Sconce |  | BATH | Syll | Wall / Bath Lighting | Brushed Nickel | 962 | Steel | Clear Highlighted Satin Etched Glass | L:4.375" W:0.25" H:7.25" |  |  | 1 Candelabra Torpedo 40w |  | 1 | No | [14 empty] | 0 | [12 empty] | 29.5 | 59 | 88.5 | W:5'' H:8 1/2'' E:3 7/8'' |  |  |  | 5 | 8.5 | Screw(s) |  |  |  |  | 3.875 |  | No |  | No | [21 empty] | DP:3/4'' W:5'' H:8'' OB UP:4 1/2'' Rectangular |  |  |  | 6.5 | Black/White |  |  | Hardwired | 1 | 0 | 0 | 0 | 1 | 0 | 0 | 1 | 0 | 0 | 0 | 785652077555 | 10.25 | 6.75 | 7.75 | 2.2 | 0.31 | 125 | Yes | [9 empty] | cETL Damp | SYLL 1L SCONCE-962 | One Light Wall / Bath Sconce |  | 4130801-962.jpg | 4130801.jpg
4130801EN-05 | One Light Wall / Bath Sconce |  | BATH | Syll | Wall / Bath Lighting | Chrome | 5 | Steel | Clear Highlighted Satin Etched Glass | L:4.375" W:0.25" H:7.25" |  |  | 1 Candelabra Torpedo 3.5w |  | 1 | Yes | [14 empty] | 0 | [12 empty] | 34.5 | 69 | 103.5 | W:5'' H:8 1/2'' E:3 7/8'' |  |  |  | 5 | 8.5 | Screw(s) |  |  |  |  | 3.875 |  | No |  | No | [21 empty] | DP:3/4'' W:5'' H:8'' OB UP:4 1/2'' Rectangular |  |  |  | 6.5 | Black/White |  |  | Hardwired | 1 | 0 | 0 | 1 | 1 | 0 | 0 | 0 | 0 | 0 | 0 | 785652081088 | [16 empty] | cETL Damp | SYLL 1L SCONCE-05 | One Light Wall / Bath Sconce |  | 4130801EN-05.jpg | 4130801EN.jpg
4130801EN-962 | One Light Wall / Bath Sconce |  | BATH | Syll | Wall / Bath Lighting | Brushed Nickel | 962 | Steel | Clear Highlighted Satin Etched Glass | L:4.375" W:0.25" H:7.25" |  |  | 1 Candelabra Torpedo 3.5w |  | 1 | Yes | [14 empty] | 0 | [12 empty] | 34.5 | 69 | 103.5 | W:5'' H:8 1/2'' E:3 7/8'' |  |  |  | 5 | 8.5 | Screw(s) |  |  |  |  | 3.875 |  | No |  | No | [21 empty] | DP:3/4'' W:5'' H:8'' OB UP:4 1/2'' Rectangular |  |  |  | 6.5 | Black/White |  |  | Hardwired | 1 | 0 | 0 | 1 | 1 | 0 | 0 | 0 | 0 | 0 | 0 | 785652081095 | [16 empty] | cETL Damp | SYLL 1L SCONCE-962 | One Light Wall / Bath Sconce |  | 4130801EN-962.jpg | 4130801EN.jpg
4131502-808 | Two Light Wall / Bath Sconce | Light, airy, feminine, and ever so sophisticated! Let your personal panache and style shine through with the timeless, French Country -influenced Carra pendants. A lantern-like shape enhanced with intricate lines and candle tubes give this lantern an antique feel. The beautiful assortment includes three-light, four-light and six-light pendants, a four-light semi-flush and a two-light wall sconce. | WALL SCONCE | Carra | Wall / Bath Lighting | Weathered Zinc / White Wash | 797 / 808 | [5 empty] | 2 Candelabra B10 Torpedo 60w |  | 2 | No | [14 empty] | 0 | [12 empty] | 39.48 | 78.96 | 118.44 | W:12 1/2'' H:20 3/4'' E:4'' | 1.7 |  |  | 12.5 | 20.75 | Screw(s) |  |  |  |  | 4 |  | No |  | No | [21 empty] | D:5'' DP:7/8'' OB UP:15 7/8'' OB DOWN:8'' Round |  |  |  | 6.5 | Black/White |  |  | Hardwired | 0 | 0 | 0 | 0 | 1 | 0 | 0 | 1 | 0 | 0 | 0 | 785652069543 | 23.58 | 15 | 5.5 | 2.7 | 1.126 | 250 | Yes | [9 empty] | cETL Damp | CARRA 2L SCONCE-808 | Two Light Wall / Bath Sconce |  | 4131502-808.jpg | 4131502.jpg
4131502EN-808 | Two Light Wall / Bath Sconce | Light, airy, feminine, and ever so sophisticated! Let your personal panache and style shine through with the timeless, French Country -influenced Carra pendants. A lantern-like shape enhanced with intricate lines and candle tubes give this lantern an antique feel. The beautiful assortment includes three-light, four-light and six-light pendants, a four-light semi-flush and a two-light wall sconce. | WALL SCONCE | Carra | Wall / Bath Lighting | Weathered Zinc / White Wash | 797 / 808 | [5 empty] | 2 Candelabra B10 Torpedo 3.5w |  | 2 | Yes | [14 empty] | 0 | [12 empty] | 49.98 | 99.96 | 149.94 | W:12 1/2'' H:20 3/4'' E:4'' | 1.7 |  |  | 12.5 | 20.75 | Screw(s) |  |  |  |  | 4 |  | No |  | No | [21 empty] | D:5'' DP:7/8'' OB UP:15 7/8'' OB DOWN:8'' Round |  |  |  | 6.5 | Black/White |  |  | Hardwired | 0 | 0 | 0 | 1 | 1 | 0 | 0 | 0 | 0 | 0 | 0 | 785652071300 | 23.58 | 15 | 5.5 | 2.7 | 1.126 | 250 | Yes | [9 empty] | cETL Damp | CARRA 2L LED SCONCE-808 | Two Light Wall / Bath Sconce |  | 4131502EN-808.jpg | 4131502EN.jpg
4134501-710 | One Light Wall / Bath Sconce | The Moffet Street Collection offers a distinctive take on a rustic theme. Built in broad steel frames with hand-applied finish that mimics natural wood. This combination of rustic and urban fits comfortably in a wide variety of environments. The sharp, squared lines of the frame complement a wide variety of settings. The collection includes eight-light foyer, four-light foyer, one- light wall sconce, and a six-light island fixture. The Moffet Street Collection is available in three beautiful finishes Washed Pine, Brushed Nickel and Satin Bronze All fixtures are California Title 24 compliant and damp rated for use in sheltered, damp environments. | WALL SCONCE | Moffet Street | Wall / Bath Lighting | Burnt Sienna | 710 | Steel |  |  |  |  | 1 Candelabra Torpedo 60w |  | 1 | No | [14 empty] | 0 | [12 empty] | 57.45 | 114.9 | 172.35 | W:7'' H:12'' E:6'' | 4.1 |  |  | 7 | 12 | Cap Nuts |  |  |  |  | 6 |  | No |  | No | [21 empty] | DP:3/4'' W:7'' H:12 7/8'' OB UP:6'' Rectangular |  |  |  | 6.5 | Black/White |  |  | Hardwired | 0 | 0 | 0 | 0 | 1 | 0 | 0 | 1 | 0 | 0 | 0 | 785652078132 | [16 empty] | cETL Damp | MOFFET ST 1L SCONCE-710 | One Light Wall / Bath Sconce |  | 4134501-710.jpg | 4134501.jpg
4134501-848 | One Light Wall / Bath Sconce | The Moffet Street Collection offers a distinctive take on a rustic theme. Built in broad steel frames with hand-applied finish that mimics natural wood. This combination of rustic and urban fits comfortably in a wide variety of environments. The sharp, squared lines of the frame complement a wide variety of settings. The collection includes eight-light foyer, four-light foyer, one- light wall sconce, and a six-light island fixture. The Moffet Street Collection is available in three beautiful finishes Washed Pine, Brushed Nickel and Satin Bronze All fixtures are California Title 24 compliant and damp rated for use in sheltered, damp environments. | WALL SCONCE | Moffet Street | Wall / Bath Lighting | Satin Bronze | 848 | Steel |  |  |  |  | 1 Candelabra Torpedo 60w |  | 1 | No | [14 empty] | 0 | [12 empty] | 60.48 | 120.96 | 181.44 | W:7'' H:12'' E:6'' | 4.1 |  |  | 7 | 12 | Cap Nuts |  |  |  |  | 6 |  | No |  | No | [21 empty] | DP:3/4'' W:7'' H:12 7/8'' OB UP:6'' Rectangular |  |  |  | 6.5 | Black/White |  |  | Hardwired | 0 | 0 | 0 | 0 | 1 | 0 | 0 | 1 | 0 | 0 | 0 | 785652067631 | 14.75 | 9.125 | 8.375 | 5.3 | 0.652 | 100 | Yes | [9 empty] | cETL Damp | MOFFET ST 1L SCONCE-848 | One Light Wall / Bath Sconce |  | 4134501-848.png | 4134501.jpg
4134501-872 | One Light Wall / Bath Sconce | The Moffet Street Collection offers a distinctive take on a rustic theme. Built in broad steel frames with hand-applied finish that mimics natural wood. This combination of rustic and urban fits comfortably in a wide variety of environments. The sharp, squared lines of the frame complement a wide variety of settings. The collection includes eight-light foyer, four-light foyer, one- light wall sconce, and a six-light island fixture. The Moffet Street Collection is available in three beautiful finishes Washed Pine, Brushed Nickel and Satin Bronze All fixtures are California Title 24 compliant and damp rated for use in sheltered, damp environments. | WALL SCONCE | Moffet Street | Wall / Bath Lighting | Washed Pine / Chrome | 872 / 05 | Steel |  |  |  |  | 1 Candelabra Torpedo 60w |  | 1 | No | [14 empty] | 0 | [12 empty] | 44.48 | 88.96 | 133.44 | W:7'' H:12'' E:6'' | 4.7 |  |  | 7 | 12 | Cap Nuts |  |  |  |  | 6 |  | No |  | No | [21 empty] | DP:3/4'' W:7'' H:12 7/8'' OB UP:6'' Rectangular |  |  |  | 6.5 | Black/White |  |  | Hardwired | 0 | 0 | 0 | 0 | 1 | 0 | 0 | 1 | 0 | 0 | 0 | 785652059964 | 15 | 9 | 9 | 5.6 | 0.703 | 100 | Yes | [9 empty] | cETL Damp | MOFFET ST 1L SCONCE-872 | One Light Wall / Bath Sconce |  | 4134501-872.png | 4134501.jpg
4134501-962 | One Light Wall / Bath Sconce | The Moffet Street Collection offers a distinctive take on a rustic theme. Built in broad steel frames with hand-applied finish that mimics natural wood. This combination of rustic and urban fits comfortably in a wide variety of environments. The sharp, squared lines of the frame complement a wide variety of settings. The collection includes eight-light foyer, four-light foyer, one- light wall sconce, and a six-light island fixture. The Moffet Street Collection is available in three beautiful finishes Washed Pine, Brushed Nickel and Satin Bronze All fixtures are California Title 24 compliant and damp rated for use in sheltered, damp environments. | WALL SCONCE | Moffet Street | Wall / Bath Lighting | Brushed Nickel | 962 | Steel |  |  |  |  | 1 Candelabra Torpedo 60w |  | 1 | No | [14 empty] | 0 | [12 empty] | 60.48 | 120.96 | 181.44 | W:7'' H:12'' E:6'' | 4.1 |  |  | 7 | 12 | Cap Nuts |  |  |  |  | 6 |  | No |  | No | [21 empty] | DP:3/4'' W:7'' H:12 7/8'' OB UP:6'' Rectangular |  |  |  | 6.5 | Black/White |  |  | Hardwired | 0 | 0 | 0 | 0 | 1 | 0 | 0 | 1 | 0 | 0 | 0 | 785652067648 | 14.75 | 9.125 | 8.375 | 5.3 | 0.652 | 100 | Yes | [9 empty] | cETL Damp | MOFFET ST 1L SCONCE-962 | One Light Wall / Bath Sconce |  | 4134501-962.png | 4134501.jpg
4134501EN-710 | One Light Wall / Bath Sconce | The Moffet Street Collection offers a distinctive take on a rustic theme. Built in broad steel frames with hand-applied finish that mimics natural wood. This combination of rustic and urban fits comfortably in a wide variety of environments. The sharp, squared lines of the frame complement a wide variety of settings. The collection includes eight-light foyer, four-light foyer, one- light wall sconce, and a six-light island fixture. The Moffet Street Collection is available in three beautiful finishes Washed Pine, Brushed Nickel and Satin Bronze All fixtures are California Title 24 compliant and damp rated for use in sheltered, damp environments. | WALL SCONCE | Moffet Street | Wall / Bath Lighting | Burnt Sienna | 710 | Steel |  |  |  |  | 1 Candelabra Torpedo 3.5w |  | 1 | Yes | [14 empty] | 0 | [12 empty] | 62.95 | 125.9 | 188.85 | W:7'' H:12'' E:6'' | 4.1 |  |  | 7 | 12 | Cap Nuts |  |  |  |  | 6 |  | No |  | No | [21 empty] | DP:3/4'' W:7'' H:12 7/8'' OB UP:6'' Rectangular |  |  |  | 6.5 | Black/White |  |  | Hardwired | 0 | 0 | 0 | 1 | 1 | 0 | 0 | 0 | 0 | 0 | 0 | 785652082313 | 14.75 | 9.125 | 8.375 | 5.3 | 0.652 | 100 | Yes | [9 empty] | cETL Damp | MOFFET ST 1L LED SCONCE-710 | One Light Wall / Bath Sconce |  | 4134501EN-710.jpg | 4134501EN.jpg
4134501EN-848 | One Light Wall / Bath Sconce | The Moffet Street Collection offers a distinctive take on a rustic theme. Built in broad steel frames with hand-applied finish that mimics natural wood. This combination of rustic and urban fits comfortably in a wide variety of environments. The sharp, squared lines of the frame complement a wide variety of settings. The collection includes eight-light foyer, four-light foyer, one- light wall sconce, and a six-light island fixture. The Moffet Street Collection is available in three beautiful finishes Washed Pine, Brushed Nickel and Satin Bronze All fixtures are California Title 24 compliant and damp rated for use in sheltered, damp environments. | WALL SCONCE | Moffet Street | Wall / Bath Lighting | Satin Bronze | 848 | Steel |  |  |  |  | 1 Candelabra Torpedo 3.5w |  | 1 | Yes | [14 empty] | 0 | [12 empty] | 66.48 | 132.96 | 199.44 | W:7'' H:12'' E:6'' | 4.1 |  |  | 7 | 12 | Cap Nuts |  |  |  |  | 6 |  | No |  | No | [21 empty] | DP:3/4'' W:7'' H:12 7/8'' OB UP:6'' Rectangular |  |  |  | 6.5 | Black/White |  |  | Hardwired | 0 | 0 | 0 | 1 | 1 | 0 | 0 | 0 | 0 | 0 | 0 | 785652068416 | 14.75 | 9.125 | 8.375 | 5.3 | 0.652 | 100 | Yes | [9 empty] | cETL Damp | MOFFET ST 1L LED SCONCE-848 | One Light Wall / Bath Sconce |  | 4134501EN-848.png | 4134501EN.jpg
4134501EN-872 | One Light Wall / Bath Sconce | The Moffet Street Collection offers a distinctive take on a rustic theme. Built in broad steel frames with hand-applied finish that mimics natural wood. This combination of rustic and urban fits comfortably in a wide variety of environments. The sharp, squared lines of the frame complement a wide variety of settings. The collection includes eight-light foyer, four-light foyer, one- light wall sconce, and a six-light island fixture. The Moffet Street Collection is available in three beautiful finishes Washed Pine, Brushed Nickel and Satin Bronze All fixtures are California Title 24 compliant and damp rated for use in sheltered, damp environments. | WALL SCONCE | Moffet Street | Wall / Bath Lighting | Washed Pine / Chrome | 872 / 05 | Steel |  |  |  |  | 1 Candelabra Torpedo 3.5w |  | 1 | Yes | [14 empty] | 0 | [12 empty] | 49.98 | 99.96 | 149.94 | W:7'' H:12'' E:6'' | 4.7 |  |  | 7 | 12 | Cap Nuts |  |  |  |  | 6 |  | No |  | No | [21 empty] | DP:3/4'' W:7'' H:12 7/8'' OB UP:6'' Rectangular |  |  |  | 6.5 | Black/White |  |  | Hardwired | 0 | 0 | 0 | 1 | 1 | 0 | 0 | 0 | 0 | 0 | 0 | 785652060526 | 15 | 9 | 9 | 5.6 | 0.703 | 100 | Yes | [9 empty] | cETL Damp | MOFFET ST 1L LED SCONCE-872 | One Light Wall / Bath Sconce |  | 4134501EN-872.png | 4134501EN.jpg
4134501EN-962 | One Light Wall / Bath Sconce | The Moffet Street Collection offers a distinctive take on a rustic theme. Built in broad steel frames with hand-applied finish that mimics natural wood. This combination of rustic and urban fits comfortably in a wide variety of environments. The sharp, squared lines of the frame complement a wide variety of settings. The collection includes eight-light foyer, four-light foyer, one- light wall sconce, and a six-light island fixture. The Moffet Street Collection is available in three beautiful finishes Washed Pine, Brushed Nickel and Satin Bronze All fixtures are California Title 24 compliant and damp rated for use in sheltered, damp environments. | WALL SCONCE | Moffet Street | Wall / Bath Lighting | Brushed Nickel | 962 | Steel |  |  |  |  | 1 Candelabra Torpedo 3.5w |  | 1 | Yes | [14 empty] | 0 | [12 empty] | 66.48 | 132.96 | 199.44 | W:7'' H:12'' E:6'' | 4.1 |  |  | 7 | 12 | Cap Nuts |  |  |  |  | 6 |  | No |  | No | [21 empty] | DP:3/4'' W:7'' H:12 7/8'' OB UP:6'' Rectangular |  |  |  | 6.5 | Black/White |  |  | Hardwired | 0 | 0 | 0 | 1 | 1 | 0 | 0 | 0 | 0 | 0 | 0 | 785652068423 | 14.75 | 9.125 | 8.375 | 5.3 | 0.652 | 100 | Yes | [9 empty] | cETL Damp | MOFFET ST 1L LED SCONCE-962 | One Light Wall / Bath Sconce |  | 4134501EN-962.png | 4134501EN.jpg
4135-962 | One Light Wall / Bath |  | WALL SCONCE | Alvy | Wall / Bath Lighting | Brushed Nickel | 962 | Steel |  |  |  | Smooth White Glass | 1 Medium A19 100w |  | 1 | No | [14 empty] | 0 | [12 empty] | 45.48 | 90.96 | 136.44 | W:15'' H:7 1/2'' E:4'' | 2.6 |  |  | 15 | 7.5 | Center Lock-Up |  |  |  |  | 4 |  | No |  | No | [21 empty] | W:14 5/8'' H:7 1/4'' OB UP:3'' OB DOWN:4 1/2'' Irregular |  |  |  | 6.5 |  |  | N/A | Hardwired | 1 | 0 | 0 | 0 | 1 | 0 | 0 | 1 | 0 | 0 | 0 | 785652413568 | 17 | 9.75 | 7.5 | 3.48 | 0.719 | 175 | Yes | [8 empty] | UL Damp | cUL Damp | Single Light Wall Sconce in Brushed Nickel Finish | One Light Wall / Bath |  | 4135-962.jpg | 4135.jpg
4135EN3-962 | One Light Wall / Bath Sconce |  | WALL SCONCE | Alvy | Wall / Bath Lighting | Brushed Nickel | 962 | Steel |  |  |  | Smooth White Glass | 1 Medium A19 9.3w |  | 1 | Yes | [14 empty] | 0 | [12 empty] | 49.98 | 99.96 | 149.94 | W:15'' H:7 1/2'' E:4'' | 2.6 |  |  | 15 | 7.5 | Center Lock-Up |  |  |  |  | 4 |  | No |  | No | [21 empty] | W:14 5/8'' H:7 1/4'' OB UP:3'' OB DOWN:4 1/2'' Irregular |  |  |  | 6.5 | Black/White |  | N/A | Hardwired | 1 | 0 | 0 | 1 | 1 | 0 | 0 | 0 | 0 | 0 | 0 | 785652048920 | 17.25 | 10.5 | 9.58 | 4 | 1.004 | 175 | Yes | [8 empty] | UL Damp | cUL Damp | ADA WALL 1L SCONCE-962 | One Light Wall / Bath Sconce |  | 4135EN3-962.jpg | 4135.jpg
4137301-782 | One Light Wall / Bath Sconce | Elmwood Park by Sea Gull Collection has clear glass tube shades with an inner white glass element that softens the light and helps cast an even glow. A cylinder of etched glass is centered within a larger cylinder of clear glass which encircles each light bulb to create this stunning visual effect. The full assortment includes three-, five-and nine-light chandeliers, a four-light linear, one-light mini pendant, a three-light pendant, a two-light semi flush which is convertible into a pendant, and one-, two-, three- and four-light bath fixtures. All fixtures offered in either a Brushed Nickel or Brushed Oil Rubbed Bronze. Incandescent and ENERGY STAR-qualified LED lamping are available; all fixtures are California Title 24 compliant. | WALL SCONCE | Elmwood Park | Wall / Bath Lighting | Heirloom Bronze | 782 | Steel | Satin Etched Glass | D:3.125" H:5.5" |  |  | 1 Medium A19 75w |  | 1 | No | [14 empty] | 0 | [12 empty] | 32.48 | 64.96 | 97.44 | W:4 1/2'' H:8'' E:6 1/4'' | 2 |  |  | 4.5 | 8 | Cap Nuts |  |  |  |  | 6.25 |  | No |  | No | [21 empty] | DP:3/4'' W:4 1/2'' H:6'' OB UP:5'' OB DOWN:3'' Rectangular |  |  |  | 6.5 | Black/White |  |  | Hardwired | 0 | 1 | 0 | 0 | 1 | 0 | 0 | 1 | 0 | 0 | 0 | 785652069864 | 17.75 | 12 | 15.75 | 2.5 | 1.941 | 65 | Yes | 4 | 10785652069861 | 11.25 | 7.5 | 8.5 | 11.3 | 0.415 | Yes |  | cETL Damp | ELMWOOD PARK 1L SCONCE-782 | One Light Wall / Bath Sconce |  | 4137301-782.jpg | 4137301.jpg
4137301-962 | One Light Wall / Bath Sconce | Elmwood Park by Sea Gull Collection has clear glass tube shades with an inner white glass element that softens the light and helps cast an even glow. A cylinder of etched glass is centered within a larger cylinder of clear glass which encircles each light bulb to create this stunning visual effect. The full assortment includes three-, five-and nine-light chandeliers, a four-light linear, one-light mini pendant, a three-light pendant, a two-light semi flush which is convertible into a pendant, and one-, two-, three- and four-light bath fixtures. All fixtures offered in either a Brushed Nickel or Brushed Oil Rubbed Bronze. Incandescent and ENERGY STAR-qualified LED lamping are available; all fixtures are California Title 24 compliant. | WALL SCONCE | Elmwood Park | Wall / Bath Lighting | Brushed Nickel | 962 | Steel | Clear Glass | D:4.375" H:5.875" |  |  | 1 Medium A19 75w |  | 1 | No | [14 empty] | 0 | [12 empty] | 32.48 | 64.96 | 97.44 | W:4 1/2'' H:8'' E:6 1/4'' | 2 |  |  | 4.5 | 8 | Cap Nuts |  |  |  |  | 6.25 |  | No |  | No | [21 empty] | DP:3/4'' W:4 1/2'' H:6'' OB UP:5'' OB DOWN:3'' Rectangular |  |  |  | 6.5 | Black/White |  |  | Hardwired | 0 | 1 | 0 | 0 | 1 | 0 | 0 | 1 | 0 | 0 | 0 | 785652069871 | 17.75 | 12 | 15.75 | 2.5 | 1.941 | 65 | Yes | 4 | 10785652069878 | 11.25 | 7.5 | 8.5 | 11.3 | 0.415 | Yes |  | cETL Damp | ELMWOOD PARK 1L SCONCE-962 | One Light Wall / Bath Sconce |  | 4137301-962.jpg | 4137301.jpg
4137301EN3-782 | One Light Wall / Bath Sconce | Elmwood Park by Sea Gull Collection has clear glass tube shades with an inner white glass element that softens the light and helps cast an even glow. A cylinder of etched glass is centered within a larger cylinder of clear glass which encircles each light bulb to create this stunning visual effect. The full assortment includes three-, five-and nine-light chandeliers, a four-light linear, one-light mini pendant, a three-light pendant, a two-light semi flush which is convertible into a pendant, and one-, two-, three- and four-light bath fixtures. All fixtures offered in either a Brushed Nickel or Brushed Oil Rubbed Bronze. Incandescent and ENERGY STAR-qualified LED lamping are available; all fixtures are California Title 24 compliant. | WALL SCONCE | Elmwood Park | Wall / Bath Lighting | Heirloom Bronze | 782 | Steel | Satin Etched Glass | D:3.125" H:5.5" |  |  | 1 Medium A19 9.3w |  | 1 | Yes | [14 empty] | 0 | [12 empty] | 37.48 | 74.96 | 112.44 | W:4 1/2'' H:8'' E:6 1/4'' | 2 |  |  | 4.5 | 8 | Cap Nuts |  |  |  |  | 6.25 |  | No |  | No | [21 empty] | DP:3/4'' W:4 1/2'' H:6'' OB UP:5'' OB DOWN:3'' Rectangular |  |  |  | 6.5 | Black/White |  |  | Hardwired | 0 | 1 | 0 | 1 | 1 | 0 | 0 | 0 | 0 | 0 | 0 | 785652071638 | 17.75 | 12 | 15.75 | 2.5 | 1.941 | 65 | Yes | 4 | 10785652071635 | 11.25 | 7.5 | 8.5 | 11.3 | 0.415 | Yes |  | cETL Damp | ELMWOOD PRK 1L LED SCONCE-782 | One Light Wall / Bath Sconce |  | 4137301EN3-782.jpg | 4137301EN3.jpg
4137301EN3-962 | One Light Wall / Bath Sconce | Elmwood Park by Sea Gull Collection has clear glass tube shades with an inner white glass element that softens the light and helps cast an even glow. A cylinder of etched glass is centered within a larger cylinder of clear glass which encircles each light bulb to create this stunning visual effect. The full assortment includes three-, five-and nine-light chandeliers, a four-light linear, one-light mini pendant, a three-light pendant, a two-light semi flush which is convertible into a pendant, and one-, two-, three- and four-light bath fixtures. All fixtures offered in either a Brushed Nickel or Brushed Oil Rubbed Bronze. Incandescent and ENERGY STAR-qualified LED lamping are available; all fixtures are California Title 24 compliant. | WALL SCONCE | Elmwood Park | Wall / Bath Lighting | Brushed Nickel | 962 | Steel | Clear Glass | D:4.375" H:5.875" |  |  | 1 Medium A19 9.3w |  | 1 | Yes | [14 empty] | 0 | [12 empty] | 37.48 | 74.96 | 112.44 | W:4 1/2'' H:8'' E:6 1/4'' | 2 |  |  | 4.5 | 8 | Cap Nuts |  |  |  |  | 6.25 |  | No |  | No | [21 empty] | DP:3/4'' W:4 1/2'' H:6'' OB UP:5'' OB DOWN:3'' Rectangular |  |  |  | 6.5 | Black/White |  |  | Hardwired | 0 | 1 | 0 | 1 | 1 | 0 | 0 | 0 | 0 | 0 | 0 | 785652071645 | 17.75 | 12 | 15.75 | 2.5 | 1.941 | 65 | Yes | 4 | 10785652071642 | 11.25 | 7.5 | 8.5 | 11.3 | 0.415 | Yes |  | cETL Damp | ELMWOOD PRK 1L LED SCONCE-962 | One Light Wall / Bath Sconce |  | 4137301EN3-962.jpg | 4137301EN3.jpg
4138-15 | One Light Wall / Bath Sconce |  | WALL SCONCE | Edla | Wall / Bath Lighting | White | 15 | Steel |  |  |  | White Plastic Acrylic | 1 Medium A19 100w |  | 1 | No | [14 empty] | 0 | [12 empty] | 24.98 | 49.96 | 74.94 | W:13 3/4'' H:6 3/4'' E:5 1/4'' | 1.1 |  |  | 13.75 | 6.75 | Center Lock-Up |  |  |  |  | 5.25 |  | No |  | No | [21 empty] | W:12 13/16'' H:6 1/16'' OB UP:4'' Irregular |  |  |  | 6.5 |  |  | N/A | Hardwired | 0 | 0 | 0 | 0 | 1 | 0 | 0 | 1 | 0 | 0 | 0 | 785652413858 | 14.25 | 5.5 | 7.25 | 1.5 | 0.329 | 175 | Yes | 3 | 10785652413855 | 17.25 | 15 | 8 | 5.9 | 1.198 | Yes | UL Damp | cUL Damp | EDLA 1L SCONCE-15 | One Light Wall / Bath Sconce |  | 4138-15.jpg | 4138.jpg
4138EN3-15 | One Light Wall / Bath Sconce |  | WALL SCONCE | Edla | Wall / Bath Lighting | White | 15 | Steel |  |  |  | White Plastic Acrylic | 1 Medium A19 9.3w |  | 1 | Yes | [14 empty] | 0 | [12 empty] | 28.98 | 57.96 | 86.94 | W:13 3/4'' H:6 3/4'' E:5 1/4'' | 1.1 |  |  | 13.75 | 6.75 | Center Lock-Up |  |  |  |  | 5.25 |  | No |  | No | [21 empty] | W:12 13/16'' H:6 1/16'' OB UP:4'' Irregular |  |  |  | 6.5 | Black/White |  | N/A | Hardwired | 0 | 0 | 0 | 1 | 1 | 0 | 0 | 0 | 0 | 0 | 0 | 785652048937 | 14.25 | 5.5 | 7.25 | 1.5 | 0.329 | 175 | Yes | 3 | 10785652048934 | 17.25 | 15 | 8 | 5.9 | 1.198 | Yes | UL Damp | cUL Damp | EDLA 1L SCONCE-15 | One Light Wall / Bath Sconce |  | 4138EN3-15.jpg | 4138.jpg
4139001-782 | One Light Wall / Bath Sconce | The Emmons lighting collection by Sea Gull Lighting combines form and function in a traditional empire silhouette. Trumpeted Satin Etched glass shades and a circular finial further enhance the design. Cluster three sizes together in a multi-fixture installation to make a beautifully dramatic statement in the living room, foyer, entryway or family room. The Emmons collection comes in two finishes: Brushed Nickel and Heirloom Bronze. Its assortment includes three-, five- and nine-light chandeliers; one-light mini pendant, three-light pendant, two-light semi-flush mount; one-light wall sconce; and two-, three- and four- light bath vanity fixtures. Incandescent and ENERGY STAR-qualified LED lamping are available; all fixtures are California Title 24 compliant. | WALL SCONCE | Emmons | Wall / Bath Lighting | Heirloom Bronze | 782 | Steel | Satin Etched Glass | D:5.875" H:5.125" |  |  | 1 Medium A19 100w |  | 1 | No | [14 empty] | 0 | [12 empty] | 28.98 | 57.96 | 86.94 | W:5 7/8'' H:6 1/4'' E:7 3/8'' | 2.1 |  |  | 5.875 | 6.25 | Cap Nuts |  |  |  |  | 7.375 |  | No |  | No | [21 empty] | D:5'' DP:7/8'' OB UP:3 3/4'' OB DOWN:2 1/4'' Round |  |  |  | 6.5 | Black/White |  |  | Hardwired | 0 | 1 | 0 | 0 | 1 | 0 | 0 | 1 | 0 | 0 | 0 | 785652002786 | 12 | 10.5 | 7.5 | 2.7 | 0.547 | 175 | Yes | [9 empty] | cETL Damp | EMMONS 1L SCONCE-782 | One Light Wall / Bath Sconce |  | 4139001-782.jpg | 4139001.jpg
4139001-962 | One Light Wall / Bath Sconce | The Emmons lighting collection by Sea Gull Lighting combines form and function in a traditional empire silhouette. Trumpeted Satin Etched glass shades and a circular finial further enhance the design. Cluster three sizes together in a multi-fixture installation to make a beautifully dramatic statement in the living room, foyer, entryway or family room. The Emmons collection comes in two finishes: Brushed Nickel and Heirloom Bronze. Its assortment includes three-, five- and nine-light chandeliers; one-light mini pendant, three-light pendant, two-light semi-flush mount; one-light wall sconce; and two-, three- and four- light bath vanity fixtures. Incandescent and ENERGY STAR-qualified LED lamping are available; all fixtures are California Title 24 compliant. | WALL SCONCE | Emmons | Wall / Bath Lighting | Brushed Nickel | 962 | Steel | Satin Etched Glass | D:5.875" H:5.125" |  |  | 1 Medium A19 100w |  | 1 | No | [14 empty] | 0 | [12 empty] | 28.98 | 57.96 | 86.94 | W:5 7/8'' H:6 1/4'' E:7 3/8'' | 2.1 |  |  | 5.875 | 6.25 | Cap Nuts |  |  |  |  | 7.375 |  | No |  | No | [21 empty] | D:5'' DP:7/8'' OB UP:3 3/4'' OB DOWN:2 1/2'' Round |  |  |  | 6.5 | Black/White |  |  | Hardwired | 0 | 1 | 0 | 0 | 1 | 0 | 0 | 1 | 0 | 0 | 0 | 785652002809 | 12 | 10.5 | 7.5 | 2.7 | 0.547 | 175 | Yes | [9 empty] | cETL Damp | EMMONS 1L SCONCE-962 | One Light Wall / Bath Sconce |  | 4139001-962.jpg | 4139001.jpg
4139001EN3-782 | One Light Wall / Bath Sconce | The Emmons lighting collection by Sea Gull Lighting combines form and function in a traditional empire silhouette. Trumpeted Satin Etched glass shades and a circular finial further enhance the design. Cluster three sizes together in a multi-fixture installation to make a beautifully dramatic statement in the living room, foyer, entryway or family room. The Emmons collection comes in two finishes: Brushed Nickel and Heirloom Bronze. Its assortment includes three-, five- and nine-light chandeliers; one-light mini pendant, three-light pendant, two-light semi-flush mount; one-light wall sconce; and two-, three- and four- light bath vanity fixtures. Incandescent and ENERGY STAR-qualified LED lamping are available; all fixtures are California Title 24 compliant. | WALL SCONCE | Emmons | Wall / Bath Lighting | Heirloom Bronze | 782 | Steel | Satin Etched Glass | D:5.875" H:5.125" |  |  | 1 Medium A19 9.3w |  | 1 | Yes | [14 empty] | 0 | [12 empty] | 34.98 | 69.96 | 104.94 | W:5 7/8'' H:6 1/4'' E:7 3/8'' | 2.1 |  |  | 5.875 | 6.25 | Cap Nuts |  |  |  |  | 7.375 |  | No |  | No | [21 empty] | D:5'' DP:7/8'' OB UP:3 3/4'' OB DOWN:2 1/4'' Round |  |  |  | 6.5 | Black/White |  |  | Hardwired | 0 | 1 | 0 | 1 | 1 | 0 | 0 | 0 | 0 | 0 | 0 | 785652048944 | 12 | 10.5 | 7.5 | 2.7 | 0.547 | 175 | Yes | [9 empty] | cETL Damp | EMMONS 1L SCONCE-782 | One Light Wall / Bath Sconce |  | 4139001EN3-782.jpg | 4139001.jpg
4139001EN3-962 | One Light Wall / Bath Sconce | The Emmons lighting collection by Sea Gull Lighting combines form and function in a traditional empire silhouette. Trumpeted Satin Etched glass shades and a circular finial further enhance the design. Cluster three sizes together in a multi-fixture installation to make a beautifully dramatic statement in the living room, foyer, entryway or family room. The Emmons collection comes in two finishes: Brushed Nickel and Heirloom Bronze. Its assortment includes three-, five- and nine-light chandeliers; one-light mini pendant, three-light pendant, two-light semi-flush mount; one-light wall sconce; and two-, three- and four- light bath vanity fixtures. Incandescent and ENERGY STAR-qualified LED lamping are available; all fixtures are California Title 24 compliant. | WALL SCONCE | Emmons | Wall / Bath Lighting | Brushed Nickel | 962 | Steel | Satin Etched Glass | D:5.875" H:5.125" |  |  | 1 Medium A19 9.3w |  | 1 | Yes | [14 empty] | 0 | [12 empty] | 34.98 | 69.96 | 104.94 | W:5 7/8'' H:6 1/4'' E:7 3/8'' | 2.1 |  |  | 5.875 | 6.25 | Cap Nuts |  |  |  |  | 7.375 |  | No |  | No | [21 empty] | D:5'' DP:7/8'' OB UP:3 3/4'' OB DOWN:2 1/4'' Round |  |  |  | 6.5 | Black/White |  |  | Hardwired | 0 | 1 | 0 | 1 | 1 | 0 | 0 | 0 | 0 | 0 | 0 | 785652048951 | 12 | 10.5 | 7.5 | 2.7 | 0.547 | 175 | Yes | [9 empty] | cETL Damp | EMMONS 1L SCONCE-962 | One Light Wall / Bath Sconce |  | 4139001EN3-962.jpg | 4139001.jpg
4139101-05 | One Light Wall / Bath Sconce | The Hettinger lighting collection by Sea Gull Lighting combines a traditional look with chic, modern charm. The minimalism of the tubular glass shades balances with the unique, outward-curve of the semi-circular arm detail. It’s available in three finishes - Burnt Sienna and Brushed Nickel for the whole collection, and Chrome for the bath vanities. The assortment includes six- and nine-light chandeliers; a one-light wall sconce; two-, three- and four-light bath vanity fixtures; a three-light pendant and two- light semi-flush convertible pendant. Incandescent and ENERGY STAR-qualified LED lamping are available; all fixtures are California Title 24 compliant. | WALL SCONCE | Hettinger | Wall / Bath Lighting | Chrome | 5 | Steel | Etched / White Inside Glass | D:3.5" H:6.125" |  |  | 1 Medium A19 100w |  | 1 | No | [14 empty] | 0 | [12 empty] | 34.48 | 68.96 | 103.44 | W:4 1/2'' H:7 7/8'' E:5'' | 1.6 |  |  | 4.5 | 7.875 | Cap Nuts |  |  |  |  | 5 |  | No |  | No | [21 empty] | DP:3/4'' W:4 1/2'' H:4 1/2'' OB UP:5 3/4'' OB DOWN:2 1/4'' Rectangular |  |  |  | 6.5 | Black/White |  |  | Hardwired | 0 | 1 | 0 | 0 | 1 | 0 | 0 | 1 | 0 | 0 | 0 | 785652002038 | 11.75 | 7.75 | 7.5 | 2 | 0.395 | 175 | Yes | [9 empty] | cETL Damp | HETTINGER 1L SCONCE-05 | One Light Wall / Bath Sconce |  | 4139101-05.jpg | 4139101.jpg
4139101-710 | One Light Wall / Bath Sconce | The Hettinger lighting collection by Sea Gull Lighting combines a traditional look with chic, modern charm. The minimalism of the tubular glass shades balances with the unique, outward-curve of the semi-circular arm detail. It’s available in three finishes - Burnt Sienna and Brushed Nickel for the whole collection, and Chrome for the bath vanities. The assortment includes six- and nine-light chandeliers; a one-light wall sconce; two-, three- and four-light bath vanity fixtures; a three-light pendant and two- light semi-flush convertible pendant. Incandescent and ENERGY STAR-qualified LED lamping are available; all fixtures are California Title 24 compliant. | WALL SCONCE | Hettinger | Wall / Bath Lighting | Burnt Sienna | 710 | Steel | Etched / White Inside Glass | D:3.5" H:6.125" |  |  | 1 Medium A19 100w |  | 1 | No | [14 empty] | 0 | [12 empty] | 34.48 | 68.96 | 103.44 | W:4 1/2'' H:7 7/8'' E:5'' | 1.6 |  |  | 4.5 | 7.875 | Cap Nuts |  |  |  |  | 5 |  | No |  | No | [21 empty] | DP:3/4'' W:4 1/2'' H:4 1/2'' OB UP:5 3/4'' OB DOWN:2 1/4'' Rectangular |  |  |  | 6.5 | Black/White |  |  | Hardwired | 0 | 1 | 0 | 0 | 1 | 0 | 0 | 1 | 0 | 0 | 0 | 785652002045 | 11.75 | 7.75 | 7.5 | 2 | 0.395 | 175 | Yes | [9 empty] | cETL Damp | HETTINGER 1L SCONCE-710 | One Light Wall / Bath Sconce |  | 4139101-710.jpg | 4139101.jpg
4139101-962 | One Light Wall / Bath Sconce | The Hettinger lighting collection by Sea Gull Lighting combines a traditional look with chic, modern charm. The minimalism of the tubular glass shades balances with the unique, outward-curve of the semi-circular arm detail. It’s available in three finishes - Burnt Sienna and Brushed Nickel for the whole collection, and Chrome for the bath vanities. The assortment includes six- and nine-light chandeliers; a one-light wall sconce; two-, three- and four-light bath vanity fixtures; a three-light pendant and two- light semi-flush convertible pendant. Incandescent and ENERGY STAR-qualified LED lamping are available; all fixtures are California Title 24 compliant. | WALL SCONCE | Hettinger | Wall / Bath Lighting | Brushed Nickel | 962 | Steel | Etched / White Inside Glass | D:3.5" H:6.125" |  |  | 1 Medium A19 100w |  | 1 | No | [14 empty] | 0 | [12 empty] | 34.48 | 68.96 | 103.44 | W:4 1/2'' H:7 7/8'' E:5'' | 1.6 |  |  | 4.5 | 7.875 | Cap Nuts |  |  |  |  | 5 |  | No |  | No | [21 empty] | DP:3/4'' W:4 1/2'' H:4 1/2'' OB UP:5 3/4'' OB DOWN:2 1/4'' Rectangular |  |  |  | 6.5 | Black/White |  |  | Hardwired | 0 | 1 | 0 | 0 | 1 | 0 | 0 | 1 | 0 | 0 | 0 | 785652002052 | 11.75 | 7.75 | 7.5 | 2 | 0.395 | 175 | Yes | [9 empty] | cETL Damp | HETTINGER 1L SCONCE-962 | One Light Wall / Bath Sconce |  | 4139101-962.jpg | 4139101.jpg
4139101EN3-05 | One Light Wall / Bath Sconce | The Hettinger lighting collection by Sea Gull Lighting combines a traditional look with chic, modern charm. The minimalism of the tubular glass shades balances with the unique, outward-curve of the semi-circular arm detail. It’s available in three finishes - Burnt Sienna and Brushed Nickel for the whole collection, and Chrome for the bath vanities. The assortment includes six- and nine-light chandeliers; a one-light wall sconce; two-, three- and four-light bath vanity fixtures; a three-light pendant and two- light semi-flush convertible pendant. Incandescent and ENERGY STAR-qualified LED lamping are available; all fixtures are California Title 24 compliant. | WALL SCONCE | Hettinger | Wall / Bath Lighting | Chrome | 5 | Steel | Etched / White Inside Glass | D:3.5" H:6.125" |  |  | 1 Medium A19 9.3w |  | 1 | Yes | [14 empty] | 0 | [12 empty] | 40.48 | 80.96 | 121.44 | W:4 1/2'' H:7 7/8'' E:5'' | 1.6 |  |  | 4.5 | 7.875 | Cap Nuts |  |  |  |  | 5 |  | No |  | No | [21 empty] | DP:3/4'' W:4 1/2'' H:4 1/2'' OB UP:5 3/4'' OB DOWN:2 1/4'' Rectangular |  |  |  | 6.5 | Black/White |  |  | Hardwired | 0 | 1 | 0 | 1 | 1 | 0 | 0 | 0 | 0 | 0 | 0 | 785652048968 | 11.75 | 7.75 | 7.5 | 2 | 0.395 | 175 | Yes | [9 empty] | cETL Damp | HETTINGER 1L SCONCE-05 | One Light Wall / Bath Sconce |  | 4139101EN3-05.jpg | 4139101.jpg
4139101EN3-710 | One Light Wall / Bath Sconce | The Hettinger lighting collection by Sea Gull Lighting combines a traditional look with chic, modern charm. The minimalism of the tubular glass shades balances with the unique, outward-curve of the semi-circular arm detail. It’s available in three finishes - Burnt Sienna and Brushed Nickel for the whole collection, and Chrome for the bath vanities. The assortment includes six- and nine-light chandeliers; a one-light wall sconce; two-, three- and four-light bath vanity fixtures; a three-light pendant and two- light semi-flush convertible pendant. Incandescent and ENERGY STAR-qualified LED lamping are available; all fixtures are California Title 24 compliant. | WALL SCONCE | Hettinger | Wall / Bath Lighting | Burnt Sienna | 710 | Steel | Etched / White Inside Glass | D:3.5" H:6.125" |  |  | 1 Medium A19 9.3w |  | 1 | Yes | [14 empty] | 0 | [12 empty] | 40.48 | 80.96 | 121.44 | W:4 1/2'' H:7 7/8'' E:5'' | 1.6 |  |  | 4.5 | 7.875 | Cap Nuts |  |  |  |  | 5 |  | No |  | No | [21 empty] | DP:3/4'' W:4 1/2'' H:4 1/2'' OB UP:5 3/4'' OB DOWN:2 1/4'' Rectangular |  |  |  | 6.5 | Black/White |  |  | Hardwired | 0 | 1 | 0 | 1 | 1 | 0 | 0 | 0 | 0 | 0 | 0 | 785652048975 | 11.75 | 7.75 | 7.5 | 2 | 0.395 | 175 | Yes | [9 empty] | cETL Damp | HETTINGER 1L SCONCE-710 | One Light Wall / Bath Sconce |  | 4139101EN3-710.jpg | 4139101.jpg
4139101EN3-962 | One Light Wall / Bath Sconce | The Hettinger lighting collection by Sea Gull Lighting combines a traditional look with chic, modern charm. The minimalism of the tubular glass shades balances with the unique, outward-curve of the semi-circular arm detail. It’s available in three finishes - Burnt Sienna and Brushed Nickel for the whole collection, and Chrome for the bath vanities. The assortment includes six- and nine-light chandeliers; a one-light wall sconce; two-, three- and four-light bath vanity fixtures; a three-light pendant and two- light semi-flush convertible pendant. Incandescent and ENERGY STAR-qualified LED lamping are available; all fixtures are California Title 24 compliant. | WALL SCONCE | Hettinger | Wall / Bath Lighting | Brushed Nickel | 962 | Steel | Etched / White Inside Glass | D:3.5" H:6.125" |  |  | 1 Medium A19 9.3w |  | 1 | Yes | [14 empty] | 0 | [12 empty] | 40.48 | 80.96 | 121.44 | W:4 1/2'' H:7 7/8'' E:5'' | 1.6 |  |  | 4.5 | 7.875 | Cap Nuts |  |  |  |  | 5 |  | No |  | No | [21 empty] | DP:3/4'' W:4 1/2'' H:4 1/2'' OB UP:5 3/4'' OB DOWN:2 1/4'' Rectangular |  |  |  | 6.5 | Black/White |  |  | Hardwired | 0 | 1 | 0 | 1 | 1 | 0 | 0 | 0 | 0 | 0 | 0 | 785652048982 | 11.75 | 7.75 | 7.5 | 2 | 0.395 | 175 | Yes | [9 empty] | cETL Damp | HETTINGER 1L SCONCE-962 | One Light Wall / Bath Sconce |  | 4139101EN3-962.jpg | 4139101.jpg
4139801-05 | One Light Wall / Bath Sconce |  | BATH | Norwood | Wall / Bath Lighting | Chrome | 5 | Steel | Clear Highlighted Satin Etched Glass | D:4.375" H:5.25" |  |  | 1 Medium A19 75w |  | 1 | No | [14 empty] | 0 | [12 empty] | 29.5 | 59 | 88.5 | W:5'' H:9 7/8'' E:7 1/2'' |  |  |  | 5 | 9.875 | Cap Nuts |  |  |  |  | 7.5 |  | No |  | No | [21 empty] | DP:7/8'' W:5'' H:7'' OB UP:3 1/2'' OB DOWN:6 3/8'' Rectangular |  |  |  | 6.5 | Black/White |  |  | Hardwired | 0 | 1 | 0 | 0 | 1 | 0 | 0 | 1 | 0 | 0 | 0 | 785652076077 | 16.5 | 10.5 | 10.75 | 3.9 | 1.078 | 250 | Yes | 4 | 10785652076074 | [7 empty] | cETL Damp | NORWOOD 1L SCONCE-05 | One Light Wall / Bath Sconce |  | 4139801-05.jpg | 4139801.jpg
4139801-710 | One Light Wall / Bath Sconce |  | BATH | Norwood | Wall / Bath Lighting | Burnt Sienna | 710 | Steel | Clear Highlighted Satin Etched Glass | D:4.375" H:5.25" |  |  | 1 Medium A19 75w |  | 1 | No | [14 empty] | 0 | [12 empty] | 29.5 | 59 | 88.5 | W:5'' H:9 7/8'' E:7 1/2'' |  |  |  | 5 | 9.875 | Cap Nuts |  |  |  |  | 7.5 |  | No |  | No | [21 empty] | DP:7/8'' W:5'' H:7'' OB UP:3 1/2'' OB DOWN:6 3/8'' Rectangular |  |  |  | 6.5 | Black/White |  |  | Hardwired | 0 | 1 | 0 | 0 | 1 | 0 | 0 | 1 | 0 | 0 | 0 | 785652076084 | [7 empty] | 4 | 10785652076081 | [7 empty] | cETL Damp | NORWOOD 1L SCONCE-710 | One Light Wall / Bath Sconce |  | 4139801-710.jpg | 4139801.jpg
4139801-962 | One Light Wall / Bath Sconce |  | BATH | Norwood | Wall / Bath Lighting | Brushed Nickel | 962 | Steel | Clear Highlighted Satin Etched Glass | D:4.375" H:5.25" |  |  | 1 Medium A19 75w |  | 1 | No | [14 empty] | 0 | [12 empty] | 29.5 | 59 | 88.5 | W:5'' H:9 7/8'' E:7 1/2'' |  |  |  | 5 | 9.875 | Cap Nuts |  |  |  |  | 7.5 |  | No |  | No | [21 empty] | DP:7/8'' W:5'' H:7'' OB UP:3 1/2'' OB DOWN:6 3/8'' Rectangular |  |  |  | 6.5 | Black/White |  |  | Hardwired | 0 | 1 | 0 | 0 | 1 | 0 | 0 | 1 | 0 | 0 | 0 | 785652076091 | [7 empty] | 4 | 10785652076098 | [7 empty] | cETL Damp | NORWOOD 1L SCONCE-962 | One Light Wall / Bath Sconce |  | 4139801-962.jpg | 4139801.jpg
4139801EN3-05 | One Light Wall / Bath Sconce |  | BATH | Norwood | Wall / Bath Lighting | Chrome | 5 | Steel | Clear Highlighted Satin Etched Glass | D:4.375" H:5.25" |  |  | 1 Medium A19 9.3w |  | 1 | Yes | [14 empty] | 0 | [12 empty] | 34.5 | 69 | 103.5 | W:5'' H:9 7/8'' E:7 1/2'' |  |  |  | 5 | 9.875 | Cap Nuts |  |  |  |  | 7.5 |  | No |  | No | [21 empty] | DP:7/8'' W:5'' H:7'' OB UP:3 1/2'' OB DOWN:6 3/8'' Rectangular |  |  |  | 6.5 | Black/White |  |  | Hardwired | 0 | 1 | 0 | 1 | 1 | 0 | 0 | 0 | 0 | 0 | 0 | 785652080234 | [7 empty] | 4 | 10785652080231 | [7 empty] | cETL Damp | NORWOOD 1L SCONCE-05 | One Light Wall / Bath Sconce |  | 4139801EN3-05.jpg | 4139801EN3.jpg
4139801EN3-710 | One Light Wall / Bath Sconce |  | BATH | Norwood | Wall / Bath Lighting | Burnt Sienna | 710 | Steel | Clear Highlighted Satin Etched Glass | D:4.375" H:5.25" |  |  | 1 Medium A19 9.3w |  | 1 | Yes | [14 empty] | 0 | [12 empty] | 34.5 | 69 | 103.5 | W:5'' H:9 7/8'' E:7 1/2'' |  |  |  | 5 | 9.875 | Cap Nuts |  |  |  |  | 7.5 |  | No |  | No | [21 empty] | DP:7/8'' W:5'' H:7'' OB UP:3 1/2'' OB DOWN:6 3/8'' Rectangular |  |  |  | 6.5 | Black/White |  |  | Hardwired | 0 | 1 | 0 | 1 | 1 | 0 | 0 | 0 | 0 | 0 | 0 | 785652080241 | [7 empty] | 4 | 10785652080248 | [7 empty] | cETL Damp | NORWOOD 1L SCONCE-710 | One Light Wall / Bath Sconce |  | 4139801EN3-710.jpg | 4139801EN3.jpg
4139801EN3-962 | One Light Wall / Bath Sconce |  | BATH | Norwood | Wall / Bath Lighting | Brushed Nickel | 962 | Steel | Clear Highlighted Satin Etched Glass | D:4.375" H:5.25" |  |  | 1 Medium A19 9.3w |  | 1 | Yes | [14 empty] | 0 | [12 empty] | 34.5 | 69 | 103.5 | W:5'' H:9 7/8'' E:7 1/2'' |  |  |  | 5 | 9.875 | Cap Nuts |  |  |  |  | 7.5 |  | No |  | No | [21 empty] | DP:7/8'' W:5'' H:7'' OB UP:3 1/2'' OB DOWN:6 3/8'' Rectangular |  |  |  | 6.5 | Black/White |  |  | Hardwired | 0 | 1 | 0 | 1 | 1 | 0 | 0 | 0 | 0 | 0 | 0 | 785652080258 | [7 empty] | 4 | 10785652080255 | [7 empty] | cETL Damp | NORWOOD 1L SCONCE-962 | One Light Wall / Bath Sconce |  | 4139801EN3-962.jpg | 4139801EN3.jpg
4140401-05 | One Light Wall / Bath Sconce | The 1960’s-inspired Driscoll collection by Sea Gull Lighting features the clean lines of tapered stems and glass shades. Simplicity combined with sophistication creates this strikingly modern look. Offered in a Brushed Nickel finish in addition to the Chrome finish also offered for wall/bath fixtures – all of which feature Etched White glass shades. The assortment includes nine-light, five-light and three-light chandeliers, a mini pendant, as well as one-light, two-light, three-light and four-light wall/bath fixtures. Both incandescent lamping and ENERGY STAR-qualified LED lamping are available; all fixtures are California Title 24 compliant. | WALL SCONCE | Driscoll | Wall / Bath Lighting | Chrome | 5 | Steel | Cased Opal Etched Glass | D:5.0625" H:6.5" | D:3.6875" |  | 1 Medium A19 100w |  | 1 | No | [14 empty] | 0 | [12 empty] | 44.98 | 89.96 | 134.94 | W:5 1/4'' H:11 3/4'' E:6 3/4'' | 2.1 |  |  | 5.25 | 11.75 | Wall / Bath |  |  |  |  | 6.75 |  | No |  | No | [21 empty] | D:5'' DP:1'' OB UP:8 3/4'' OB DOWN:3'' Round |  |  |  | 6.5 |  |  |  | Hardwired | 0 | 0 | 0 | 0 | 1 | 0 | 0 | 1 | 0 | 0 | 0 | 785652239687 | 12.4 | 8.75 | 7.5 | 2.8 | 0.471 | 175 | Yes | [8 empty] | ETL Damp |  | DRISCOLL 1L SCONCE-05 | One Light Wall / Bath Sconce |  | 4140401-05.jpg | 4140401.jpg
4140401-848 | One Light Wall / Bath Sconce | The 1960’s-inspired Driscoll collection by Sea Gull Lighting features the clean lines of tapered stems and glass shades. Simplicity combined with sophistication creates this strikingly modern look. Offered in a Brushed Nickel finish in addition to the Chrome finish also offered for wall/bath fixtures – all of which feature Etched White glass shades. The assortment includes nine-light, five-light and three-light chandeliers, a mini pendant, as well as one-light, two-light, three-light and four-light wall/bath fixtures. Both incandescent lamping and ENERGY STAR-qualified LED lamping are available; all fixtures are California Title 24 compliant. | WALL SCONCE | Driscoll | Wall / Bath Lighting | Satin Bronze | 848 | Steel | Cased Opal Etched Glass | D:5.0625" H:6.5" | D:3.6875" |  | 1 Medium A19 100w |  | 1 | No | [14 empty] | 0 | [12 empty] | 44.98 | 89.96 | 134.94 | W:5 1/4'' H:11 3/4'' E:6 3/4'' | 2.1 |  |  | 5.25 | 11.75 | Wall / Bath |  |  |  |  | 6.75 |  | No |  | No | [21 empty] | D:5'' DP:1'' OB UP:8 3/4'' Round |  |  |  | 6.5 |  |  |  | Hardwired | 0 | 0 | 0 | 0 | 1 | 0 | 0 | 1 | 0 | 0 | 0 | 785652239694 | 12.75 | 8 | 7.75 | 2.7 | 0.457 | 175 | Yes | [8 empty] | ETL Damp |  | DRISCOLL 1L SCONCE-962 | One Light Wall / Bath Sconce |  | 4140401-848.jpg | 4140401.jpg
4140401-962 | One Light Wall / Bath Sconce | The 1960’s-inspired Driscoll collection by Sea Gull Lighting features the clean lines of tapered stems and glass shades. Simplicity combined with sophistication creates this strikingly modern look. Offered in a Brushed Nickel finish in addition to the Chrome finish also offered for wall/bath fixtures – all of which feature Etched White glass shades. The assortment includes nine-light, five-light and three-light chandeliers, a mini pendant, as well as one-light, two-light, three-light and four-light wall/bath fixtures. Both incandescent lamping and ENERGY STAR-qualified LED lamping are available; all fixtures are California Title 24 compliant. | WALL SCONCE | Driscoll | Wall / Bath Lighting | Brushed Nickel | 962 | Steel | Cased Opal Etched Glass | D:5.0625" H:6.5" | D:3.6875" |  | 1 Medium A19 100w |  | 1 | No | [14 empty] | 0 | [12 empty] | 44.98 | 89.96 | 134.94 | W:5 1/4'' H:11 3/4'' E:6 3/4'' | 2.1 |  |  | 5.25 | 11.75 | Wall / Bath |  |  |  |  | 6.75 |  | No |  | No | [21 empty] | D:5'' DP:1'' OB UP:8 3/4'' Round |  |  |  | 6.5 |  |  |  | Hardwired | 0 | 0 | 0 | 0 | 1 | 0 | 0 | 1 | 0 | 0 | 0 | 785652243028 | 12.4 | 8.75 | 7.5 | 2.8 | 0.471 | 175 | Yes | [8 empty] | ETL Damp |  | DRISCOLL 1L SCONCE-962 | One Light Wall / Bath Sconce |  | 4140401-962.jpg | 4140401.jpg
4140401EN3-05 | One Light Wall / Bath Sconce | The 1960’s-inspired Driscoll collection by Sea Gull Lighting features the clean lines of tapered stems and glass shades. Simplicity combined with sophistication creates this strikingly modern look. Offered in a Brushed Nickel finish in addition to the Chrome finish also offered for wall/bath fixtures – all of which feature Etched White glass shades. The assortment includes nine-light, five-light and three-light chandeliers, a mini pendant, as well as one-light, two-light, three-light and four-light wall/bath fixtures. Both incandescent lamping and ENERGY STAR-qualified LED lamping are available; all fixtures are California Title 24 compliant. | WALL SCONCE | Driscoll | Wall / Bath Lighting | Chrome | 5 | Steel | Cased Opal Etched Glass | D:5.0625" H:6.5" | D:3.6875" |  | 1 Medium A19 9.3w |  | 1 | Yes | [14 empty] | 0 | [12 empty] | 49.98 | 99.96 | 149.94 | W:5 1/4'' H:11 3/4'' E:6 3/4'' | 2.1 |  |  | 5.25 | 11.75 | Wall / Bath |  |  |  |  | 6.75 |  | No |  | No | [21 empty] | D:5'' DP:1'' OB UP:8 3/4'' OB DOWN:3'' Round |  |  |  | 6.5 | Black/White |  |  | Hardwired | 0 | 0 | 0 | 1 | 1 | 0 | 0 | 0 | 0 | 0 | 0 | 785652045356 | 12.4 | 8.75 | 7.5 | 2.8 | 0.471 | 175 | Yes | [8 empty] | ETL Damp |  | DRISCOLL 1L SCONCE-05 | One Light Wall / Bath Sconce |  | 4140401EN3-05.jpg | 4140401.jpg
4140401EN3-848 | One Light Wall / Bath Sconce | The 1960’s-inspired Driscoll collection by Sea Gull Lighting features the clean lines of tapered stems and glass shades. Simplicity combined with sophistication creates this strikingly modern look. Offered in a Brushed Nickel finish in addition to the Chrome finish also offered for wall/bath fixtures – all of which feature Etched White glass shades. The assortment includes nine-light, five-light and three-light chandeliers, a mini pendant, as well as one-light, two-light, three-light and four-light wall/bath fixtures. Both incandescent lamping and ENERGY STAR-qualified LED lamping are available; all fixtures are California Title 24 compliant. | WALL SCONCE | Driscoll | Wall / Bath Lighting | Satin Bronze | 848 | Steel | Cased Opal Etched Glass | D:5.0625" H:6.5" | D:3.6875" |  | 1 Medium A19 9.3w |  | 1 | Yes | [14 empty] | 0 | [12 empty] | 49.98 | 99.96 | 149.94 | W:5 1/4'' H:11 3/4'' E:6 3/4'' | 2.1 |  |  | 5.25 | 11.75 | Wall / Bath |  |  |  |  | 6.75 |  | No |  | No | [21 empty] | D:5'' DP:1'' OB UP:8 3/4'' OB DOWN:3'' Round |  |  |  | 6.5 | Black/White |  |  | Hardwired | 0 | 0 | 0 | 1 | 1 | 0 | 0 | 0 | 0 | 0 | 0 | 785652048999 | 12.75 | 8 | 7.75 | 2.7 | 0.457 | 175 | Yes | [8 empty] | ETL Damp |  | DRISCOLL 1L SCONCE-848 | One Light Wall / Bath Sconce |  | 4140401EN3-848.jpg | 4140401.jpg
4140401EN3-962 | One Light Wall / Bath Sconce | The 1960’s-inspired Driscoll collection by Sea Gull Lighting features the clean lines of tapered stems and glass shades. Simplicity combined with sophistication creates this strikingly modern look. Offered in a Brushed Nickel finish in addition to the Chrome finish also offered for wall/bath fixtures – all of which feature Etched White glass shades. The assortment includes nine-light, five-light and three-light chandeliers, a mini pendant, as well as one-light, two-light, three-light and four-light wall/bath fixtures. Both incandescent lamping and ENERGY STAR-qualified LED lamping are available; all fixtures are California Title 24 compliant. | WALL SCONCE | Driscoll | Wall / Bath Lighting | Brushed Nickel | 962 | Steel | Cased Opal Etched Glass | D:5.0625" H:6.5" | D:3.6875" |  | 1 Medium A19 9.3w |  | 1 | Yes | [14 empty] | 0 | [12 empty] | 49.98 | 99.96 | 149.94 | W:5 1/4'' H:11 3/4'' E:6 3/4'' | 2.1 |  |  | 5.25 | 11.75 | Wall / Bath |  |  |  |  | 6.75 |  | No |  | No | [21 empty] | D:5'' DP:1'' OB UP:8 3/4'' OB DOWN:3'' Round |  |  |  | 6.5 | Black/White |  |  | Hardwired | 0 | 0 | 0 | 1 | 1 | 0 | 0 | 0 | 0 | 0 | 0 | 785652045363 | 12.4 | 8.75 | 7.5 | 2.8 | 0.471 | 175 | Yes | [8 empty] | ETL Damp |  | DRISCOLL 1L SCONCE-962 | One Light Wall / Bath Sconce |  | 4140401EN3-962.jpg | 4140401.jpg
4141301-848 | One Light Wall / Bath Sconce | The Towner lighting collection by Sea Gull Lighting brings mid-century, retro style to the traditional circular silhouette, creating a bold statement that would accent any space in your home. The conical light shades deliver a fun design statement along with the textured cloth cords, which are adjustable for leveling. These fixtures are ideal for dining room lighting, living room lighting and kitchen lighting. The assortment includes three-, five- and seven-light chandeliers, three- and five-light cluster pendants, eight-light island pendants, one-light mini pendants, and one-light wall sconces. The Towner Collection is available in two finishes, Satin Bronze and Brushed Nickel to complete the look. All fixtures are available as ENERGY STAR®-qualified and California Title 24 compliant. | WALL SCONCE | Towner | Wall / Bath Lighting | Satin Bronze / Black | 848 / 12 | Steel | Black Steel | D:7" H:8" |  |  | 1 Medium A19 60w |  | 1 | No | [14 empty] | 0 | [12 empty] | 30.48 | 60.96 | 91.44 | W:7'' H:8 3/8'' E:8'' | 1.39 |  |  | 7 | 8.375 | Cap Nuts |  |  |  |  | 8 |  | No |  | No | [21 empty] | D:5'' DP:3/4'' OB UP:4 3/4'' OB DOWN:2 1/2'' Round |  |  |  | 6.5 | Black/White |  |  | Hardwired | 0 | 1 | 0 | 0 | 1 | 0 | 0 | 1 | 0 | 0 | 0 | 785652058998 | 10.5 | 9.25 | 9 | 2.3 | 0.506 | 175 | Yes | [9 empty] | cETL Damp | TOWNER 1L SCONCE-848 | One Light Wall / Bath Sconce |  | 4141301-848_ALT.png | 4141301.jpg
4141301-962 | One Light Wall / Bath Sconce | The Towner lighting collection by Sea Gull Lighting brings mid-century, retro style to the traditional circular silhouette, creating a bold statement that would accent any space in your home. The conical light shades deliver a fun design statement along with the textured cloth cords, which are adjustable for leveling. These fixtures are ideal for dining room lighting, living room lighting and kitchen lighting. The assortment includes three-, five- and seven-light chandeliers, three- and five-light cluster pendants, eight-light island pendants, one-light mini pendants, and one-light wall sconces. The Towner Collection is available in two finishes, Satin Bronze and Brushed Nickel to complete the look. All fixtures are available as ENERGY STAR®-qualified and California Title 24 compliant. | WALL SCONCE | Towner | Wall / Bath Lighting | Brushed Nickel / Black | 962 / 12 | Steel | Black Steel | D:7" H:8" |  |  | 1 Medium A19 60w |  | 1 | No | [14 empty] | 0 | [12 empty] | 30.48 | 60.96 | 91.44 | W:7'' H:8 3/8'' E:8'' | 1.39 |  |  | 7 | 8.375 | Cap Nuts |  |  |  |  | 8 |  | No |  | No | [21 empty] | D:5'' DP:3/4'' OB UP:4 3/4'' OB DOWN:2 1/2'' Round |  |  |  | 6.5 | Black/White |  |  | Hardwired | 0 | 1 | 0 | 0 | 1 | 0 | 0 | 1 | 0 | 0 | 0 | 785652059001 | 10.5 | 9.25 | 9 | 2.3 | 0.506 | 175 | Yes | [9 empty] | cETL Damp | TOWNER 1L SCONCE-962 | One Light Wall / Bath Sconce |  | 4141301-962.png | 4141301.jpg
4141301EN3-848 | One Light Wall / Bath Sconce | The Towner lighting collection by Sea Gull Lighting brings mid-century, retro style to the traditional circular silhouette, creating a bold statement that would accent any space in your home. The conical light shades deliver a fun design statement along with the textured cloth cords, which are adjustable for leveling. These fixtures are ideal for dining room lighting, living room lighting and kitchen lighting. The assortment includes three-, five- and seven-light chandeliers, three- and five-light cluster pendants, eight-light island pendants, one-light mini pendants, and one-light wall sconces. The Towner Collection is available in two finishes, Satin Bronze and Brushed Nickel to complete the look. All fixtures are available as ENERGY STAR®-qualified and California Title 24 compliant. | WALL SCONCE | Towner | Wall / Bath Lighting | Satin Bronze / Black | 848 / 12 | Steel | Black Steel | D:7" H:8" |  |  | 1 Medium A19 9.3w |  | 1 | Yes | [14 empty] | 0 | [12 empty] | 36.98 | 73.96 | 110.94 | W:7'' H:8 3/8'' E:8'' | 1.39 |  |  | 7 | 8.375 | Cap Nuts |  |  |  |  | 8 |  | No |  | No | [21 empty] | D:5'' DP:3/4'' OB UP:4 3/4'' OB DOWN:2 1/2'' Round |  |  |  | 6.5 | Black/White |  |  | Hardwired | 0 | 1 | 0 | 1 | 1 | 0 | 0 | 0 | 0 | 0 | 0 | 785652059407 | 10.5 | 9.25 | 9 | 2.3 | 0.506 | 175 | Yes | [9 empty] | cETL Damp | TOWNER 1L SCONCE-848 | One Light Wall / Bath Sconce |  | 4141301EN3-848.jpg | 4141301EN3.jpg
4141301EN3-962 | One Light Wall / Bath Sconce | The Towner lighting collection by Sea Gull Lighting brings mid-century, retro style to the traditional circular silhouette, creating a bold statement that would accent any space in your home. The conical light shades deliver a fun design statement along with the textured cloth cords, which are adjustable for leveling. These fixtures are ideal for dining room lighting, living room lighting and kitchen lighting. The assortment includes three-, five- and seven-light chandeliers, three- and five-light cluster pendants, eight-light island pendants, one-light mini pendants, and one-light wall sconces. The Towner Collection is available in two finishes, Satin Bronze and Brushed Nickel to complete the look. All fixtures are available as ENERGY STAR®-qualified and California Title 24 compliant. | WALL SCONCE | Towner | Wall / Bath Lighting | Brushed Nickel / Black | 962 / 12 | Steel | Black Steel | D:7" H:8" |  |  | 1 Medium A19 9.3w |  | 1 | Yes | [14 empty] | 0 | [12 empty] | 36.98 | 73.96 | 110.94 | W:7'' H:8 3/8'' E:8'' | 1.39 |  |  | 7 | 8.375 | Cap Nuts |  |  |  |  | 8 |  | No |  | No | [21 empty] | D:5'' DP:3/4'' OB UP:4 3/4'' OB DOWN:2 1/2'' Round |  |  |  | 6.5 | Black/White |  |  | Hardwired | 0 | 1 | 0 | 1 | 1 | 0 | 0 | 0 | 0 | 0 | 0 | 785652059414 | 10.5 | 9.25 | 9 | 2.3 | 0.506 | 175 | Yes | [9 empty] | cETL Damp | TOWNER 1L SCONCE-962 | One Light Wall / Bath Sconce |  | 4141301EN3-962.png | 4141301EN3.jpg
4141401-782 | One Light Wall / Bath Sconce | The geometric, architectural lines of the Harambee collection by Sea Gull Lighting bring visual interest to any modern interior coupled with soft, glowing light through the triangular glass panes. Inspired by South African design motifs, the collection name is a Swahili word for “all pull together,” which is the official motto of Kenya. Offered in two distinct looks--Heirloom Bronze finish with Mercury glass or an Antique Brushed Nickel with Seeded Water glass—the collection offers a one-light sconce, a one-light small pendant and a one-light medium pendant. Both incandescent lamping and ENERGY STAR-qualified LED lamping are available; all fixtures are California Title 24 compliant. | WALL SCONCE | Harambee | Wall / Bath Lighting | Heirloom Bronze | 782 | Steel |  |  |  | Mercury Glass | 1 Medium A19 60w |  | 1 | No | [14 empty] | 0 | [12 empty] | 69.5 | 139 | 208.5 | W:8'' H:12'' E:4'' | 3.3 |  |  | 8 | 12 | Universal Mounting Bar |  |  |  |  | 4 |  | No |  | No | [21 empty] | DP:5/8'' W:6'' H:11 7/8'' OB UP:6'' OB DOWN:6'' Rectangular |  |  |  | 6 | Black/White |  |  | Hardwired | 1 | 0 | 0 | 0 | 1 | 0 | 0 | 1 | 0 | 0 | 0 | 785652273346 | 15.5 | 11 | 7 | 4.3 | 0.691 | 125 | Yes | 2 | 10785652273343 | 16.25 | 15 | 11.75 | 10 | 1.657 | Yes |  | cETL Damp | HARAMBEE 1L MERCURY SCONCE-782 | One Light Wall / Bath Sconce |  | 4141401-782.jpg | 4141401.jpg
4141401-965 | One Light Wall / Bath Sconce | The geometric, architectural lines of the Harambee collection by Sea Gull Lighting bring visual interest to any modern interior coupled with soft, glowing light through the triangular glass panes. Inspired by South African design motifs, the collection name is a Swahili word for “all pull together,” which is the official motto of Kenya. Offered in two distinct looks--Heirloom Bronze finish with Mercury glass or an Antique Brushed Nickel with Seeded Water glass—the collection offers a one-light sconce, a one-light small pendant and a one-light medium pendant. Both incandescent lamping and ENERGY STAR-qualified LED lamping are available; all fixtures are California Title 24 compliant. | WALL SCONCE | Harambee | Wall / Bath Lighting | Antique Brushed Nickel | 965 | Steel |  |  |  | Seeded Water Glass | 1 Medium A19 60w |  | 1 | No | [14 empty] | 0 | [12 empty] | 69.5 | 139 | 208.5 | W:8'' H:12'' E:4'' | 3.3 |  |  | 8 | 12 | Universal Mounting Bar |  |  |  |  | 4 |  | No |  | No | [21 empty] | DP:5/8'' W:6'' H:11 7/8'' OB UP:6'' OB DOWN:6'' Rectangular |  |  |  | 6 | Black/White |  |  | Hardwired | 1 | 0 | 0 | 0 | 1 | 0 | 0 | 1 | 0 | 0 | 0 | 785652273292 | 15.5 | 11 | 7 | 4.3 | 0.691 | 125 | Yes | 2 | 10785652273299 | 16.25 | 15 | 11.75 | 10 | 1.657 | Yes |  | cETL Damp | HARAMBEE 1L SCONCE-965 | One Light Wall / Bath Sconce |  | 4141401-965.jpg | 4141401.jpg
4148-15 | One Light Wall / Bath Sconce |  | WALL SCONCE | Neva | Wall / Bath Lighting | White | 15 | Glass |  |  |  | Smooth White Glass | 1 Medium A19 100w |  | 1 | No | [14 empty] | 0 | [12 empty] | 28.48 | 56.96 | 85.44 | W:11 1/2'' H:5 3/4'' E:4'' | 2.2 |  |  | 11.5 | 5.75 | Center Lock-Up |  |  |  |  | 4 |  | No |  | No | [21 empty] | W:10'' H:5'' OB UP:2 1/2'' OB DOWN:3 1/4'' |  |  |  | 6.5 |  |  | N/A | Hardwired | 1 | 0 | 0 | 0 | 1 | 0 | 0 | 1 | 0 | 0 | 0 | 785652414855 | 13.5 | 7.5 | 6.5 | 2.8 | 0.381 | 125 | Yes | 3 | 10785652414852 | 8 | 20 | 14 | 9.38 | 1.296 | Yes | UL Damp | cUL Damp | One Light Indoor Sconce White Finish | One Light Wall / Bath Sconce |  | 4148-15.jpg | 4148.jpg
414893S-15 | LED Wall Sconce |  | WALL SCONCE | Neva | Wall / Bath Lighting | White | 15 | Steel | Smooth White Glass | L:3.875" W:11.5625" H:5.6875" |  |  |  |  | 1 | No | 1000 | 3000 | 90 | 14 | 120 | 19 - Integrated | MODS - Modules |  | 5 | 100 | LED | 14 | 14 | 50000 | 0 | [12 empty] | 43.48 | 86.96 | 130.44 | W:11 1/2'' H:5 3/4'' E:4'' | 2.2 |  |  | 11.5 | 5.75 | Center Lock-Up |  |  |  |  | 4 |  | No |  | No | [21 empty] | W:10'' H:5'' OB UP:2 1/2'' OB DOWN:3 1/4'' |  |  |  | 6.5 | Black/White |  |  | Hardwired | 1 | 0 | 0 | 0 | 1 | 0 | 0 | 0 | 0 | 0 | 0 | 785652064210 | 13.75 | 7.75 | 7 | 2.6 | 0.432 | 125 | Yes | 3 | 10785652064217 | 21.75 | 14.25 | 8.25 | 8.5 | 1.48 | Yes | UL Damp | cUL Damp | DECORATIVE WALL LED SCONCE-15 | LED Wall Sconce |  | 414893S-15.jpg | 4148.jpg
4148EN3-15 | One Light Wall / Bath Sconce |  | WALL SCONCE | Neva | Wall / Bath Lighting | White | 15 | Glass |  |  |  | Smooth White Glass | 1 Medium A19 9.3w |  | 1 | Yes | [14 empty] | 0 | [12 empty] | 32.98 | 65.96 | 98.94 | W:11 1/2'' H:5 3/4'' E:4'' | 2.2 |  |  | 11.5 | 5.75 | Center Lock-Up |  |  |  |  | 4 |  | No |  | No | [21 empty] | W:10'' H:5'' OB UP:2 1/2'' OB DOWN:3 1/4'' |  |  |  | 6.5 | Black/White |  | N/A | Hardwired | 1 | 0 | 0 | 1 | 1 | 0 | 0 | 0 | 0 | 0 | 0 | 785652049002 | 13.5 | 7.5 | 6.5 | 2.8 | 0.381 | 125 | Yes | 3 | 10785652049009 | 20 | 8 | 14 | 9.4 | 1.296 | Yes | UL Damp | cUL Damp | ADA WALL 1L SCONCE-15 | One Light Wall / Bath Sconce |  | 4148EN3-15.jpg | 4148.jpg
4150401-05 | One Light Wall / Bath Sconce | Inspired by the Craftsman style, the Denhelm collection by Sea Gull Lighting has a strong presence with its robust, angular design and substantial, die-cast zinc construction. Available in Brushed Nickel and Burnt Sienna finishes, in addition to a Chrome finish also offered for wall fixtures – all of which feature Etched White glass shades. The assortment includes a one-light mini-pendant, and one-light, two-light, three-light and four-light wall/bath fixtures. Both incandescent lamping and ENERGY STAR-qualified LED lamping are available; all fixtures are California Title 24 compliant. | WALL SCONCE | Denhelm | Wall / Bath Lighting | Chrome | 5 | Steel / Zinc | Etched / White Inside Glass | L:5.75" W:5.75" H:5.5" | L:5.75" W:5.75" |  | 1 Medium A19 100w |  | 1 | No | [14 empty] | 0 | [12 empty] | 38.45 | 76.9 | 115.35 | W:5 3/4'' H:10'' E:7'' | 2.8 |  |  | 5.75 | 10 | Wall / Bath |  |  |  |  | 7 |  | No |  | No | [21 empty] | DP:2 1/4'' W:4 3/4'' H:4 3/4'' OB UP:7 1/2'' OB DOWN:2 1/2'' Square |  |  |  | 6.5 |  |  |  | Hardwired | 0 | 1 | 0 | 0 | 1 | 0 | 0 | 1 | 0 | 0 | 0 | 785652242090 | 8.4 | 8.2 | 13 | 3.8 | 0.518 | 125 | Yes | 2 | 10785652242097 | 17.25 | 9 | 13.75 | 8.4 | 1.235 | Yes | ETL Damp |  | DENHELM 1L SCONCE-05 | One Light Wall / Bath Sconce |  | 4150401-05.jpg | 4150401.jpg
4150401-710 | One Light Wall / Bath Sconce | Inspired by the Craftsman style, the Denhelm collection by Sea Gull Lighting has a strong presence with its robust, angular design and substantial, die-cast zinc construction. Available in Brushed Nickel and Burnt Sienna finishes, in addition to a Chrome finish also offered for wall fixtures – all of which feature Etched White glass shades. The assortment includes a one-light mini-pendant, and one-light, two-light, three-light and four-light wall/bath fixtures. Both incandescent lamping and ENERGY STAR-qualified LED lamping are available; all fixtures are California Title 24 compliant. | WALL SCONCE | Denhelm | Wall / Bath Lighting | Burnt Sienna | 710 | Steel / Zinc | Etched / White Inside Glass | L:5.75" W:5.75" H:5.5" | L:5.75" W:5.75" |  | 1 Medium A19 100w |  | 1 | No | [14 empty] | 0 | [12 empty] | 38.45 | 76.9 | 115.35 | W:5 3/4'' H:10'' E:7'' | 2.8 |  |  | 5.75 | 10 | Wall / Bath |  |  |  |  | 7 |  | No |  | No | [21 empty] | DP:2 1/4'' W:4 3/4'' H:4 3/4'' OB UP:7 1/2'' OB DOWN:2 1/2'' Square |  |  |  | 6.5 |  |  |  | Hardwired | 0 | 1 | 0 | 0 | 1 | 0 | 0 | 1 | 0 | 0 | 0 | 785652242083 | 8.4 | 8.2 | 13 | 3.8 | 0.518 | 125 | Yes | 2 | 10785652242080 | 17.25 | 9 | 13.75 | 8.4 | 1.235 | Yes | ETL Damp |  | DENHELM 1L SCONCE-710 | One Light Wall / Bath Sconce |  | 4150401-710.jpg | 4150401.jpg
4150401-962 | One Light Wall / Bath Sconce | Inspired by the Craftsman style, the Denhelm collection by Sea Gull Lighting has a strong presence with its robust, angular design and substantial, die-cast zinc construction. Available in Brushed Nickel and Burnt Sienna finishes, in addition to a Chrome finish also offered for wall fixtures – all of which feature Etched White glass shades. The assortment includes a one-light mini-pendant, and one-light, two-light, three-light and four-light wall/bath fixtures. Both incandescent lamping and ENERGY STAR-qualified LED lamping are available; all fixtures are California Title 24 compliant. | WALL SCONCE | Denhelm | Wall / Bath Lighting | Brushed Nickel | 962 | Steel / Zinc | Etched / White Inside Glass | L:5.75" W:5.75" H:5.5" | L:5.75" W:5.75" |  | 1 Medium A19 100w |  | 1 | No | [14 empty] | 0 | [12 empty] | 38.45 | 76.9 | 115.35 | W:5 3/4'' H:10'' E:7'' | 2.8 |  |  | 5.75 | 10 | Wall / Bath |  |  |  |  | 7 |  | No |  | No | [21 empty] | DP:2 1/4'' W:4 3/4'' H:4 3/4'' OB UP:7 1/2'' OB DOWN:2 1/2'' Square |  |  |  | 6.5 |  |  |  | Hardwired | 0 | 1 | 0 | 0 | 1 | 0 | 0 | 1 | 0 | 0 | 0 | 785652242076 | 8.4 | 8.2 | 13 | 3.8 | 0.518 | 125 | Yes | 2 | 10785652242073 | 17.25 | 9 | 13.75 | 8.4 | 1.235 | Yes | ETL Damp |  | DENHELM 1L SCONCE-962 | One Light Wall / Bath Sconce |  | 4150401-962.jpg | 4150401.jpg
4150401EN3-05 | One Light Wall / Bath Sconce | Inspired by the Craftsman style, the Denhelm collection by Sea Gull Lighting has a strong presence with its robust, angular design and substantial, die-cast zinc construction. Available in Brushed Nickel and Burnt Sienna finishes, in addition to a Chrome finish also offered for wall fixtures – all of which feature Etched White glass shades. The assortment includes a one-light mini-pendant, and one-light, two-light, three-light and four-light wall/bath fixtures. Both incandescent lamping and ENERGY STAR-qualified LED lamping are available; all fixtures are California Title 24 compliant. | WALL SCONCE | Denhelm | Wall / Bath Lighting | Chrome | 5 | Steel / Zinc | Etched / White Inside Glass | L:5.75" W:5.75" H:5.5" | L:5.75" W:5.75" |  | 1 Medium A19 9.3w |  | 1 | Yes | [14 empty] | 0 | [12 empty] | 43.95 | 87.9 | 131.85 | W:5 3/4'' H:10'' E:7'' | 2.8 |  |  | 5.75 | 10 | Wall / Bath |  |  |  |  | 7 |  | No |  | No | [21 empty] | DP:2 1/4'' W:4 3/4'' H:4 3/4'' OB UP:7 1/2'' OB DOWN:2 1/2'' Square |  |  |  | 6.5 | Black/White |  |  | Hardwired | 0 | 0 | 0 | 1 | 1 | 0 | 0 | 0 | 0 | 0 | 0 | 785652045189 | 8.4 | 8.2 | 13 | 3.8 | 0.518 | 125 | Yes | 2 | 10785652045186 | 17.25 | 9 | 13.75 | 8.4 | 1.235 | Yes | ETL Damp |  | DENHELM 1L SCONCE-05 | One Light Wall / Bath Sconce |  | 4150401EN3-05.jpg | 4150401.jpg
4150401EN3-710 | One Light Wall / Bath Sconce | Inspired by the Craftsman style, the Denhelm collection by Sea Gull Lighting has a strong presence with its robust, angular design and substantial, die-cast zinc construction. Available in Brushed Nickel and Burnt Sienna finishes, in addition to a Chrome finish also offered for wall fixtures – all of which feature Etched White glass shades. The assortment includes a one-light mini-pendant, and one-light, two-light, three-light and four-light wall/bath fixtures. Both incandescent lamping and ENERGY STAR-qualified LED lamping are available; all fixtures are California Title 24 compliant. | WALL SCONCE | Denhelm | Wall / Bath Lighting | Burnt Sienna | 710 | Steel / Zinc | Etched / White Inside Glass | L:5.75" W:5.75" H:5.5" | L:5.75" W:5.75" |  | 1 Medium A19 9.3w |  | 1 | Yes | [14 empty] | 0 | [12 empty] | 43.95 | 87.9 | 131.85 | W:5 3/4'' H:10'' E:7'' | 2.8 |  |  | 5.75 | 10 | Wall / Bath |  |  |  |  | 7 |  | No |  | No | [21 empty] | DP:2 1/4'' W:4 3/4'' H:4 3/4'' OB UP:7 1/2'' OB DOWN:2 1/2'' Square |  |  |  | 6.5 | Black/White |  |  | Hardwired | 0 | 0 | 0 | 1 | 1 | 0 | 0 | 0 | 0 | 0 | 0 | 785652045196 | 8.4 | 8.2 | 13 | 3.8 | 0.518 | 125 | Yes | 2 | 10785652045193 | 17.25 | 9 | 13.75 | 8.4 | 1.235 | Yes | ETL Damp |  | DENHELM 1L SCONCE-710 | One Light Wall / Bath Sconce |  | 4150401EN3-710.jpg | 4150401.jpg
4150401EN3-962 | One Light Wall / Bath Sconce | Inspired by the Craftsman style, the Denhelm collection by Sea Gull Lighting has a strong presence with its robust, angular design and substantial, die-cast zinc construction. Available in Brushed Nickel and Burnt Sienna finishes, in addition to a Chrome finish also offered for wall fixtures – all of which feature Etched White glass shades. The assortment includes a one-light mini-pendant, and one-light, two-light, three-light and four-light wall/bath fixtures. Both incandescent lamping and ENERGY STAR-qualified LED lamping are available; all fixtures are California Title 24 compliant. | WALL SCONCE | Denhelm | Wall / Bath Lighting | Brushed Nickel | 962 | Steel / Zinc | Etched / White Inside Glass | L:5.75" W:5.75" H:5.5" | L:5.75" W:5.75" |  | 1 Medium A19 9.3w |  | 1 | Yes | [14 empty] | 0 | [12 empty] | 43.95 | 87.9 | 131.85 | W:5 3/4'' H:10'' E:7'' | 2.8 |  |  | 5.75 | 10 | Wall / Bath |  |  |  |  | 7 |  | No |  | No | [21 empty] | DP:2 1/4'' W:4 3/4'' H:4 3/4'' OB UP:7 1/2'' OB DOWN:2 1/2'' Square |  |  |  | 6.5 | Black/White |  |  | Hardwired | 0 | 0 | 0 | 1 | 1 | 0 | 0 | 0 | 0 | 0 | 0 | 785652045202 | 8.4 | 8.2 | 13 | 3.8 | 0.518 | 125 | Yes | 2 | 10785652045209 | 17.25 | 9 | 13.75 | 8.4 | 1.235 | Yes | ETL Damp |  | DENHELM 1L SCONCE-962 | One Light Wall / Bath Sconce |  | 4150401EN3-962.jpg | 4150401.jpg
4150501-782 | One Light Wall / Bath Sconce | The Clement bathroom lighting collection from Sea Gull is inspired by classic bath hardware design, with a fresh, transitional style and curved lines in the rounded backplates, fitters and shades. Satin Etched glass shades are subtlety concave and ever-so-slightly tapered in the center for visual appeal. With four size options of a 1-Light Sconce, a 2-Light Vanity, a 3-Light Vanity and a 4-Light Vanity, the Clement collection can fit bathrooms both large and small. The fixtures can be mounted either up or down, and are available in Heirloom Bronze finish for a more contemporary look, or Brushed Nickel for a more transitional look. | WALL SCONCE | Clement | Wall / Bath Lighting | Heirloom Bronze | 782 | Steel | Satin Etched Glass | D:6.3125" H:5.125" |  |  | 1 Medium A19 100w |  | 1 | No | [14 empty] | 0 | [12 empty] | 27 | 54 | 81 | W:6 5/16'' H:9 1/8'' E:8 3/4'' | 2 |  |  | 6.3125 | 9.125 | Cap Nuts |  |  |  |  | 8.75 |  | No |  | No | [21 empty] | DP:1'' W:5 1/2'' H:8 1/2'' OB UP:4 7/8'' OB DOWN:4 1/4'' Oval |  |  |  | 6.5 | Black/White |  |  | Hardwired | 0 | 1 | 0 | 0 | 1 | 0 | 0 | 1 | 0 | 0 | 0 | 785652058912 | 15.5 | 9.25 | 7.75 | 3 | 0.643 | 175 | Yes | [9 empty] | cETL Damp | CLEMENT 1L SCONCE-782 | One Light Wall / Bath Sconce |  | 4150501-782.png | 4150501.jpg
4150501EN3-782 | One Light Wall / Bath Sconce | The Clement bathroom lighting collection from Sea Gull is inspired by classic bath hardware design, with a fresh, transitional style and curved lines in the rounded backplates, fitters and shades. Satin Etched glass shades are subtlety concave and ever-so-slightly tapered in the center for visual appeal. With four size options of a 1-Light Sconce, a 2-Light Vanity, a 3-Light Vanity and a 4-Light Vanity, the Clement collection can fit bathrooms both large and small. The fixtures can be mounted either up or down, and are available in Heirloom Bronze finish for a more contemporary look, or Brushed Nickel for a more transitional look. | WALL SCONCE | Clement | Wall / Bath Lighting | Heirloom Bronze | 782 | Steel | Satin Etched Glass | D:6.3125" H:5.125" |  |  | 1 Medium A19 9.3w |  | 1 | Yes | [14 empty] | 0 | [12 empty] | 32 | 64 | 96 | W:6 5/16'' H:9 1/8'' E:8 3/4'' | 2 |  |  | 6.3125 | 9.125 | Cap Nuts |  |  |  |  | 8.75 |  | No |  | No | [21 empty] | DP:1'' W:5 1/2'' H:8 1/2'' OB UP:4 7/8'' OB DOWN:4 1/4'' Oval |  |  |  | 6.5 | Black/White |  |  | Hardwired | 0 | 1 | 0 | 1 | 1 | 0 | 0 | 0 | 0 | 0 | 0 | 785652059322 | 15.5 | 9.25 | 7.75 | 3 | 0.643 | 175 | Yes | [9 empty] | cETL Damp | CLEMENT 1L SCONCE-782 | One Light Wall / Bath Sconce |  | 4150501EN3-782.png | 4150501EN3.jpg
41806-782 | One Light Wall / Bath Sconce | The Holman collection by Sea Gull Lighting brings versatility and style to those just starting out. With softly flared glass and curved arms, there is just enough detail to give the overall look a lift while keeping it simple enough for those on a budget. Several chandeliers and sconces can be installed with lighting shining up or down, allowing the fixture to be customized for the specific space and function. Offered in a Brushed Nickel finish or Heirloom Bronze finish, both with Satin Etched glass. The assortment includes nine-light, five-light and three-light chandeliers, pendants in five sizes, both flush and semi-flush ceiling fixtures, as well as one-light, two-light three-light and four-light wall/bath fixtures. Both incandescent lamping and ENERGY STAR-qualified LED lamping are available. All fixtures are California Title 24 compliant. | WALL SCONCE | Holman | Wall / Bath Lighting | Heirloom Bronze | 782 | Steel | Satin Etched Glass | D:5.25" H:4.25" |  |  | 1 Medium A19 60w |  | 1 | No | [14 empty] | 0 | [12 empty] | 18.48 | 36.96 | 55.44 | W:5 1/4'' H:10 1/4'' E:7 1/4'' | 1.9 |  |  | 5.25 | 10.25 | Wall / Bath |  |  |  |  | 7.25 |  | No |  | No | [21 empty] | DP:3/4'' W:4 1/2'' H:7 1/2'' OB UP:6 1/2'' OB DOWN:3 3/4'' Oval |  |  |  | 6.5 | Black/White |  |  | Hardwired | 0 | 1 | 0 | 0 | 1 | 0 | 0 | 1 | 0 | 0 | 0 | 785652058721 | 12 | 8 | 8 | 2.5 | 0.444 | 175 | Yes | [8 empty] | UL Damp | cUL Damp | HOLMAN 1L SCONCE-782 | One Light Wall / Bath Sconce |  | 41806-782.png | 41806.jpg
41806-962 | One Light Wall / Bath | The Holman collection by Sea Gull Lighting brings versatility and style to those just starting out. With softly flared glass and curved arms, there is just enough detail to give the overall look a lift while keeping it simple enough for those on a budget. Several chandeliers and sconces can be installed with lighting shining up or down, allowing the fixture to be customized for the specific space and function. Offered in a Brushed Nickel finish or Heirloom Bronze finish, both with Satin Etched glass. The assortment includes nine-light, five-light and three-light chandeliers, pendants in five sizes, both flush and semi-flush ceiling fixtures, as well as one-light, two-light three-light and four-light wall/bath fixtures. Both incandescent lamping and ENERGY STAR-qualified LED lamping are available. All fixtures are California Title 24 compliant. | WALL SCONCE | Holman | Wall / Bath Lighting | Brushed Nickel | 962 | Steel | Satin Etched Glass | D:5.25" H:4.25" |  |  | 1 Medium A19 60w |  | 1 | No | [14 empty] | 0 | [12 empty] | 18.48 | 36.96 | 55.44 | W:5 1/4'' H:10 1/4'' E:7 1/4'' | 1.9 |  |  | 5.25 | 10.25 | Wall / Bath |  |  |  |  | 7.25 |  | No |  | No | [21 empty] | DP:3/4'' W:4 1/2'' H:7 1/2'' OB UP:6 1/2'' OB DOWN:3 3/4'' Oval |  |  |  | 6.5 | Black/White |  |  | Hardwired | 0 | 1 | 0 | 0 | 1 | 0 | 0 | 1 | 0 | 0 | 0 | 785652227493 | 12 | 8 | 8 | 2.5 | 0.444 | 175 | Yes | [8 empty] | UL Damp | cUL Damp | HOLMAN 1L SCONCE-962 | One Light Wall / Bath |  | 41806-962.jpg | 41806.jpg
41806EN3-782 | One Light Wall / Bath Sconce | The Holman collection by Sea Gull Lighting brings versatility and style to those just starting out. With softly flared glass and curved arms, there is just enough detail to give the overall look a lift while keeping it simple enough for those on a budget. Several chandeliers and sconces can be installed with lighting shining up or down, allowing the fixture to be customized for the specific space and function. Offered in a Brushed Nickel finish or Heirloom Bronze finish, both with Satin Etched glass. The assortment includes nine-light, five-light and three-light chandeliers, pendants in five sizes, both flush and semi-flush ceiling fixtures, as well as one-light, two-light three-light and four-light wall/bath fixtures. Both incandescent lamping and ENERGY STAR-qualified LED lamping are available. All fixtures are California Title 24 compliant. | WALL SCONCE | Holman | Wall / Bath Lighting | Heirloom Bronze | 782 | Steel | Satin Etched Glass | D:5.25" H:4.25" |  |  | 1 Medium A19 9.3w |  | 1 | Yes | [14 empty] | 0 | [12 empty] | 24.98 | 49.96 | 74.94 | W:5 1/4'' H:10 1/4'' E:7 1/4'' | 1.9 |  |  | 5.25 | 10.25 | Wall / Bath |  |  |  |  | 7.25 |  | No |  | No | [21 empty] | DP:3/4'' W:4 1/2'' H:7 1/2'' OB UP:6 1/2'' OB DOWN:3 3/4'' Oval |  |  |  | 6.5 | Black/White |  |  | Hardwired | 0 | 1 | 0 | 1 | 1 | 0 | 0 | 0 | 0 | 0 | 0 | 785652059223 | 8.25 | 8 | 12 | 2.9 | 0.458 | 125 | Yes | [8 empty] | UL Damp | cUL Damp | HOLMAN 1L SCONCE-782 | One Light Wall / Bath Sconce |  | 41806EN3-782.png | 41806.jpg
41806EN3-962 | One Light Wall / Bath Sconce | The Holman collection by Sea Gull Lighting brings versatility and style to those just starting out. With softly flared glass and curved arms, there is just enough detail to give the overall look a lift while keeping it simple enough for those on a budget. Several chandeliers and sconces can be installed with lighting shining up or down, allowing the fixture to be customized for the specific space and function. Offered in a Brushed Nickel finish or Heirloom Bronze finish, both with Satin Etched glass. The assortment includes nine-light, five-light and three-light chandeliers, pendants in five sizes, both flush and semi-flush ceiling fixtures, as well as one-light, two-light three-light and four-light wall/bath fixtures. Both incandescent lamping and ENERGY STAR-qualified LED lamping are available. All fixtures are California Title 24 compliant. | WALL SCONCE | Holman | Wall / Bath Lighting | Brushed Nickel | 962 | Steel | Satin Etched Glass | D:5.25" H:4.25" |  |  | 1 Medium A19 9.3w |  | 1 | Yes | [14 empty] | 0 | [12 empty] | 24.98 | 49.96 | 74.94 | W:5 1/4'' H:10 1/4'' E:7 1/4'' | 1.9 |  |  | 5.25 | 10.25 | Wall / Bath |  |  |  |  | 7.25 |  | No |  | No | [21 empty] | DP:3/4'' W:4 1/2'' H:7 1/2'' OB UP:6 1/2'' OB DOWN:3 3/4'' Oval |  |  |  | 6.5 | Black/White |  |  | Hardwired | 0 | 1 | 0 | 1 | 1 | 0 | 0 | 0 | 0 | 0 | 0 | 785652054266 | 8.25 | 8 | 12 | 2.9 | 0.458 | 125 | Yes | [8 empty] | UL Damp | cUL Damp | HOLMAN 1L SCONCE-962 | One Light Wall / Bath Sconce |  | 41806EN3-962.jpg | 41806.jpg
4187901-848 | One Light Wall Sconce |  | BATH | Cafe | Wall / Bath Lighting | Satin Bronze / Midnight Black | 848 / 112 | Steel | Etched / White Inside Glass |  |  |  | 1 Candelabra Torpedo 60w |  | 1 | No | [14 empty] | 0 | [12 empty] | 29.5 | 59 | 88.5 | W:6 1/4'' H:11 3/4'' E:7'' |  |  |  | 6.25 | 11.75 | [5 empty] | 7 |  | No |  | No | [25 empty] | 6.5 | Black/White |  |  | Hardwired | 0 | 1 | 0 | 0 | 1 | 0 | 0 | 1 | 0 | 0 | 0 | 785652085956 | [16 empty] | cETL Damp | CAFE 1L SCONCE-848 | One Light Wall Sconce |  | 4187901-848.jpg | 4187901.jpg
4187901-962 | One Light Wall Sconce |  | BATH | Cafe | Wall / Bath Lighting | Brushed Nickel / Midnight Black | 962 / 112 | Steel | Etched / White Inside Glass |  |  |  | 1 Candelabra Torpedo 60w |  | 1 | No | [14 empty] | 0 | [12 empty] | 29.5 | 59 | 88.5 | W:6 1/4'' H:11 3/4'' E:7'' |  |  |  | 6.25 | 11.75 | [5 empty] | 7 |  | No |  | No | [25 empty] | 6.5 | Black/White |  |  | Hardwired | 0 | 1 | 0 | 0 | 1 | 0 | 0 | 1 | 0 | 0 | 0 | 785652085970 | [16 empty] | cETL Damp | CAFE 1L SCONCE-962 | One Light Wall Sconce |  | 4187901-962.jpg | 4187901.jpg
4190301-05 | One Light Wall / Bath Sconce | Zire embodies simple clean lines in three finishes that strike a perfect balance of elegant yet minimalist design. Each of the lights sits on the round bottom rim, featuring an Edison-inspired design highlighted by a cylindrical glass shade. The assortment includes nine-light, five-light, and three-light chandeliers, a five light linear, one-light mini-pendant and one-light, two-light, three-light and four-light wall/bath fixtures. A stylish and elegant addition to any room in the house. Zire is offered in a Brushed Oil Rubbed Bronze, Brushed Nickel or Chrome finish. | WALL SCONCE | Zire | Wall / Bath Lighting | Chrome | 5 | Steel | Etched / White Inside Glass | D:3.875" H:6" |  |  | 1 Medium A19 75w |  | 1 | No | [14 empty] | 0 | [12 empty] | 32.48 | 64.96 | 97.44 | W:4 3/8'' H:7 7/8'' E:6 1/2'' | 1.52 |  |  | 4.375 | 7.875 | Cap Nuts |  |  |  |  | 6.5 |  | No |  | No | [21 empty] | DP:1'' W:4 3/8'' H:6'' OB UP:4 3/8'' OB DOWN:3 1/2'' Rectangular |  |  |  | 6.5 | Black/White |  |  | Hardwired | 0 | 1 | 0 | 0 | 1 | 0 | 0 | 1 | 0 | 0 | 0 | 785652070419 | 11.75 | 8.25 | 6.75 | 2.2 | 0.379 | 175 | Yes | 6 | 10785652070416 | 20.75 | 16.75 | 12.5 | 14.7 | 2.514 | Yes |  | cETL Damp | ZIRE 1L SCONCE-05 | One Light Wall / Bath Sconce |  | 4190301-05.jpg | 4190301.jpg
4190301-778 | One Light Wall / Bath Sconce | Zire embodies simple clean lines in three finishes that strike a perfect balance of elegant yet minimalist design. Each of the lights sits on the round bottom rim, featuring an Edison-inspired design highlighted by a cylindrical glass shade. The assortment includes nine-light, five-light, and three-light chandeliers, a five light linear, one-light mini-pendant and one-light, two-light, three-light and four-light wall/bath fixtures. A stylish and elegant addition to any room in the house. Zire is offered in a Brushed Oil Rubbed Bronze, Brushed Nickel or Chrome finish. | WALL SCONCE | Zire | Wall / Bath Lighting | Brushed Oil Rubbed Bronze | 778 | Steel | Etched / White Inside Glass | D:3.875" H:6" |  |  | 1 Medium A19 75w |  | 1 | No | [14 empty] | 0 | [12 empty] | 32.48 | 64.96 | 97.44 | W:4 3/8'' H:7 7/8'' E:6 1/2'' | 1.52 |  |  | 4.375 | 7.875 | Cap Nuts |  |  |  |  | 6.5 |  | No |  | No | [21 empty] | DP:1'' W:4 3/8'' H:6'' OB UP:4 3/8'' OB DOWN:3 1/2'' Rectangular |  |  |  | 6.5 | Black/White |  |  | Hardwired | 0 | 1 | 0 | 0 | 1 | 0 | 0 | 1 | 0 | 0 | 0 | 785652070426 | 11.75 | 8.18 | 7 | 2.2 | 0.389 | 175 | Yes | 6 | 10785652070423 | 21 | 17 | 12.5 | 14.6 | 2.582 | Yes |  | cETL Damp | ZIRE 1L SCONCE-778 | One Light Wall / Bath Sconce |  | 4190301-778.jpg | 4190301.jpg
4190301-962 | One Light Wall / Bath Sconce | Zire embodies simple clean lines in three finishes that strike a perfect balance of elegant yet minimalist design. Each of the lights sits on the round bottom rim, featuring an Edison-inspired design highlighted by a cylindrical glass shade. The assortment includes nine-light, five-light, and three-light chandeliers, a five light linear, one-light mini-pendant and one-light, two-light, three-light and four-light wall/bath fixtures. A stylish and elegant addition to any room in the house. Zire is offered in a Brushed Oil Rubbed Bronze, Brushed Nickel or Chrome finish. | WALL SCONCE | Zire | Wall / Bath Lighting | Brushed Nickel | 962 | Steel | Etched / White Inside Glass | D:3.875" H:6" |  |  | 1 Medium A19 75w |  | 1 | No | [14 empty] | 0 | [12 empty] | 32.48 | 64.96 | 97.44 | W:4 3/8'' H:7 7/8'' E:6 1/2'' | 1.52 |  |  | 4.375 | 7.875 | Cap Nuts |  |  |  |  | 6.5 |  | No |  | No | [21 empty] | DP:1'' W:4 3/8'' H:6'' OB UP:4 3/8'' OB DOWN:3 1/2'' Rectangular |  |  |  | 6.5 | Black/White |  |  | Hardwired | 0 | 1 | 0 | 0 | 1 | 0 | 0 | 1 | 0 | 0 | 0 | 785652070433 | 11.75 | 8.25 | 7 | 2.1 | 0.393 | 175 | Yes | 6 | 10785652070430 | 20.75 | 16.75 | 12.5 | 14.5 | 2.514 | Yes |  | cETL Damp | ZIRE 1L SCONCE-962 | One Light Wall / Bath Sconce |  | 4190301-962.jpg | 4190301.jpg
4190301EN3-05 | One Light Wall / Bath Sconce | Zire embodies simple clean lines in three finishes that strike a perfect balance of elegant yet minimalist design. Each of the lights sits on the round bottom rim, featuring an Edison-inspired design highlighted by a cylindrical glass shade. The assortment includes nine-light, five-light, and three-light chandeliers, a five light linear, one-light mini-pendant and one-light, two-light, three-light and four-light wall/bath fixtures. A stylish and elegant addition to any room in the house. Zire is offered in a Brushed Oil Rubbed Bronze, Brushed Nickel or Chrome finish. | WALL SCONCE | Zire | Wall / Bath Lighting | Chrome | 5 | Steel | Etched / White Inside Glass | D:3.875" H:6" |  |  | 1 Medium A19 9.3w |  | 1 | Yes | [14 empty] | 0 | [12 empty] | 37.48 | 74.96 | 112.44 | W:4 3/8'' H:7 7/8'' E:6 1/2'' | 1.52 |  |  | 4.375 | 7.875 | Cap Nuts |  |  |  |  | 6.5 |  | No |  | No | [21 empty] | DP:1'' W:4 3/8'' H:6'' OB UP:4 3/8'' OB DOWN:3 1/2'' Rectangular |  |  |  | 6.5 | Black/White |  |  | Hardwired | 0 | 1 | 0 | 1 | 1 | 0 | 0 | 0 | 0 | 0 | 0 | 785652072093 | 11.75 | 8.25 | 6.75 | 2.2 | 0.379 | 175 | Yes | 6 | 10785652072090 | 20.75 | 16.75 | 12.5 | 14.7 | 2.514 | Yes |  | cETL Damp | ZIRE 1L LED SCONCE-05 | One Light Wall / Bath Sconce |  | 4190301EN3-05.jpg | 4190301EN3.jpg
4190301EN3-778 | One Light Wall / Bath Sconce | Zire embodies simple clean lines in three finishes that strike a perfect balance of elegant yet minimalist design. Each of the lights sits on the round bottom rim, featuring an Edison-inspired design highlighted by a cylindrical glass shade. The assortment includes nine-light, five-light, and three-light chandeliers, a five light linear, one-light mini-pendant and one-light, two-light, three-light and four-light wall/bath fixtures. A stylish and elegant addition to any room in the house. Zire is offered in a Brushed Oil Rubbed Bronze, Brushed Nickel or Chrome finish. | WALL SCONCE | Zire | Wall / Bath Lighting | Brushed Oil Rubbed Bronze | 778 | Steel | Etched / White Inside Glass | D:3.875" H:6" |  |  | 1 Medium A19 9.3w |  | 1 | Yes | [14 empty] | 0 | [12 empty] | 37.48 | 74.96 | 112.44 | W:4 3/8'' H:7 7/8'' E:6 1/2'' | 1.52 |  |  | 4.375 | 7.875 | Cap Nuts |  |  |  |  | 6.5 |  | No |  | No | [21 empty] | DP:1'' W:4 3/8'' H:6'' OB UP:4 3/8'' OB DOWN:3 1/2'' Rectangular |  |  |  | 6.5 | Black/White |  |  | Hardwired | 0 | 1 | 0 | 1 | 1 | 0 | 0 | 0 | 0 | 0 | 0 | 785652072109 | 11.75 | 8.18 | 7 | 2.2 | 0.389 | 175 | Yes | 6 | 10785652072106 | 21 | 17 | 12.5 | 14.6 | 2.582 | Yes |  | cETL Damp | ZIRE 1L LED SCONCE-778 | One Light Wall / Bath Sconce |  | 4190301EN3-778.jpg | 4190301EN3.jpg
4190301EN3-962 | One Light Wall / Bath Sconce | Zire embodies simple clean lines in three finishes that strike a perfect balance of elegant yet minimalist design. Each of the lights sits on the round bottom rim, featuring an Edison-inspired design highlighted by a cylindrical glass shade. The assortment includes nine-light, five-light, and three-light chandeliers, a five light linear, one-light mini-pendant and one-light, two-light, three-light and four-light wall/bath fixtures. A stylish and elegant addition to any room in the house. Zire is offered in a Brushed Oil Rubbed Bronze, Brushed Nickel or Chrome finish. | WALL SCONCE | Zire | Wall / Bath Lighting | Brushed Nickel | 962 | Steel | Etched / White Inside Glass | D:3.875" H:6" |  |  | 1 Medium A19 9.3w |  | 1 | Yes | [14 empty] | 0 | [12 empty] | 37.48 | 74.96 | 112.44 | W:4 3/8'' H:7 7/8'' E:6 1/2'' | 1.52 |  |  | 4.375 | 7.875 | Cap Nuts |  |  |  |  | 6.5 |  | No |  | No | [21 empty] | DP:1'' W:4 3/8'' H:6'' OB UP:4 3/8'' OB DOWN:3 1/2'' Rectangular |  |  |  | 6.5 | Black/White |  |  | Hardwired | 0 | 1 | 0 | 1 | 1 | 0 | 0 | 0 | 0 | 0 | 0 | 785652072116 | 11.75 | 8.25 | 7 | 2.1 | 0.393 | 175 | Yes | 6 | 10785652072113 | 20.75 | 16.75 | 12.5 | 14.5 | 2.514 | Yes |  | cETL Damp | ZIRE 1L LED SCONCE-962 | One Light Wall / Bath Sconce |  | 4190301EN3-962.jpg | 4190301EN3.jpg
4190501-848 | One Light Wall Sconce |  | WALL SCONCE | Clark | Wall / Bath Lighting | Satin Bronze | 848 | Steel | White Linen Linen |  |  |  | 1 Medium A19 60w |  | 1 | No | [14 empty] | 0 | [12 empty] | 39.5 | 79 | 118.5 | W:7'' H:11 1/2'' E:8 1/4'' |  |  |  | 7 | 11.5 | [5 empty] | 8.25 |  | No |  | No | [25 empty] | 6.5 | Black/White |  |  | Hardwired | 0 | 0 | 0 | 0 | 1 | 0 | 0 | 1 | 0 | 0 | 0 | 785652085413 | [16 empty] | cETL Damp | CLARK 1L SCONCE-848 | One Light Wall Sconce |  | 4190501-848.jpg | 4190501.jpg
4190501-962 | One Light Wall Sconce |  | WALL SCONCE | Clark | Wall / Bath Lighting | Brushed Nickel | 962 | Steel | White Linen Linen |  |  |  | 1 Medium A19 60w |  | 1 | No | [14 empty] | 0 | [12 empty] | 39.5 | 79 | 118.5 | W:7'' H:11 1/2'' E:8 1/4'' |  |  |  | 7 | 11.5 | [5 empty] | 8.25 |  | No |  | No | [25 empty] | 6.5 | Black/White |  |  | Hardwired | 0 | 0 | 0 | 0 | 1 | 0 | 0 | 1 | 0 | 0 | 0 | 785652085420 | [16 empty] | cETL Damp | CLARK 1L SCONCE-962 | One Light Wall Sconce |  | 4190501-962.jpg | 4190501.jpg
4191401-715 | One Light Wall / Bath | Named after the Italian word for “sphere,” the transitional Sfera collection by Sea Gull Lighting features detailed center bands and rounded, sweeping curves -- rustic with a modern inspiration. Offered in Autumn Bronze finish with several glass options – extraordinary painted Mercury glass and Café Tint glass, as well as a Smoky Amber glass for wall/bath fixtures only. The assortment includes six-light and four-light chandeliers, pendants in three sizes, both flush and semi-flush ceiling fixtures, as well as two-light, three-light and four-light wall/bath fixtures. Both incandescent lamping and ENERGY STAR-qualified LED lamping are available. Most of these fixtures easily convert to LED by purchasing LED replacement lamps sold separately. | WALL SCONCE | Sfera | Wall / Bath Lighting | Autumn Bronze | 715 | Steel | Smokey Amber Glass | D:3.5" H:6.25" | D:3.5" |  | 1 Medium A19 100w |  | 1 | No | [14 empty] | 0 | [12 empty] | 27.98 | 55.96 | 83.94 | W:5'' H:11'' E:6'' | 1.7 |  |  | 5 | 11 | Wall / Bath |  |  |  |  | 6 |  | No |  | No | [21 empty] | D:5'' DP:1 1/4'' OB UP:8 1/2'' OB DOWN:2 1/2'' Round |  |  |  | 6.5 |  |  |  | Hardwired | 0 | 1 | 0 | 0 | 1 | 0 | 0 | 1 | 0 | 0 | 0 | 785652246999 | 10.375 | 8.25 | 9 | 2.2 | 0.446 | 175 | Yes | [9 empty] | cETL Damp | SFERA 1L SCONCE-715 | One Light Wall / Bath |  | 4191401-715.jpg | 4190401.jpg
4191401EN3-715 | One Light Wall / Bath Sconce | Named after the Italian word for “sphere,” the transitional Sfera collection by Sea Gull Lighting features detailed center bands and rounded, sweeping curves -- rustic with a modern inspiration. Offered in Autumn Bronze finish with several glass options – extraordinary painted Mercury glass and Café Tint glass, as well as a Smoky Amber glass for wall/bath fixtures only. The assortment includes six-light and four-light chandeliers, pendants in three sizes, both flush and semi-flush ceiling fixtures, as well as two-light, three-light and four-light wall/bath fixtures. Both incandescent lamping and ENERGY STAR-qualified LED lamping are available. Most of these fixtures easily convert to LED by purchasing LED replacement lamps sold separately. | WALL SCONCE | Sfera | Wall / Bath Lighting | Autumn Bronze | 715 | Steel | Cafe Tint Glass | D:3.5" H:6.25" | D:3.5" |  | 1 Medium A19 9.3w |  | 1 | Yes | [14 empty] | 0 | [12 empty] | 33.98 | 67.96 | 101.94 | W:5'' H:11'' E:6'' | 1.7 |  |  | 5 | 11 | Wall / Bath |  |  |  |  | 6 |  | No |  | No | [21 empty] | D:5'' DP:1 1/4'' OB UP:8 1/2'' OB DOWN:2 1/2'' Round |  |  |  | 6.5 | Black/White |  |  | Hardwired | 0 | 1 | 0 | 1 | 1 | 0 | 0 | 0 | 0 | 0 | 0 | 785652046865 | 10.5 | 8.25 | 9 | 2.2 | 0.451 | 175 | Yes | [9 empty] | cETL Damp | SFERA 1L SCONCE-715 | One Light Wall / Bath Sconce |  | 4191401EN3-715.jpg | 4191401.jpg
41939-05 | One Light Wall / Bath Sconce | The Windgate lighting collection by Sea Gull Lighting is a sensibly, modernized and transitional selection of fixtures featuring clean lines and sophisticated Alabaster style glass. The collection works well with a variety of interiors, as it blends well into its surrounding decor. Offered in Brushed Nickel or Heirloom Bronze finishes, as well as a Chrome finish for the wall/bath fixtures only. The assortment includes five-light, and three-light chandeliers (either with up-light or down-light), pendants in four sizes, both flush and semi-flush ceiling fixtures, as well as one-light, two-light, three-light and four-light wall/bath fixtures. Both incandescent lamping and ENERGY STAR-qualified LED lamping are available. Most of these fixtures easily convert to LED by purchasing LED replacement lamps sold separately. | WALL SCONCE | Windgate | Wall / Bath Lighting | Chrome | 5 | Steel | Alabaster Glass | D:5.4375" H:4.375" |  |  | 1 Medium A19 100w |  | 1 | No | [14 empty] | 0 | [12 empty] | 21.98 | 43.96 | 65.94 | W:5 1/2'' H:9'' E:8'' | 2.1 |  |  | 5.5 | 9 | Wall / Bath |  |  |  |  | 8 |  | No |  | No | [21 empty] | DP:13/16'' W:4 21/32'' H:5'' OB UP:4'' OB DOWN:5'' Oval |  |  |  | 6.5 |  |  |  | Hardwired | 0 | 1 | 0 | 0 | 1 | 0 | 0 | 1 | 0 | 0 | 0 | 785652244575 | 12.25 | 8.5 | 7.75 | 2.7 | 0.467 | 175 | Yes | 4 | 10785652244572 | 18 | 16 | 13 | 12.6 | 2.167 | Yes | ETL Damp | cETL Damp | WINDGATE 1L SCONCE-05 | One Light Wall / Bath Sconce |  | 41939-05.jpg | 41939.jpg
41939-782 | One Light Wall / Bath Sconce | The Windgate lighting collection by Sea Gull Lighting is a sensibly, modernized and transitional selection of fixtures featuring clean lines and sophisticated Alabaster style glass. The collection works well with a variety of interiors, as it blends well into its surrounding decor. Offered in Brushed Nickel or Heirloom Bronze finishes, as well as a Chrome finish for the wall/bath fixtures only. The assortment includes five-light, and three-light chandeliers (either with up-light or down-light), pendants in four sizes, both flush and semi-flush ceiling fixtures, as well as one-light, two-light, three-light and four-light wall/bath fixtures. Both incandescent lamping and ENERGY STAR-qualified LED lamping are available. Most of these fixtures easily convert to LED by purchasing LED replacement lamps sold separately. | WALL SCONCE | Windgate | Wall / Bath Lighting | Heirloom Bronze | 782 | Steel | Alabaster Glass | D:5.4375" H:4.375" |  |  | 1 Medium A19 100w |  | 1 | No | [14 empty] | 0 | [12 empty] | 21.98 | 43.96 | 65.94 | W:5 1/2'' H:9'' E:8'' | 2.1 |  |  | 5.5 | 9 | Wall / Bath |  |  |  |  | 8 |  | No |  | No | [21 empty] | DP:13/16'' W:4 21/32'' H:5'' OB UP:4'' OB DOWN:5'' Oval |  |  |  | 6.5 |  |  |  | Hardwired | 0 | 1 | 0 | 0 | 1 | 0 | 0 | 1 | 0 | 0 | 0 | 785652244551 | 12.25 | 8.5 | 7.75 | 2.7 | 0.467 | 175 | Yes | 4 | 10785652244558 | 18 | 16 | 13 | 12.6 | 2.167 | Yes | ETL Damp | cETL Damp | WINDGATE 1L SCONCE-782 | One Light Wall / Bath Sconce |  | 41939-782.jpg | 41939.jpg
41939-962 | One Light Wall / Bath Sconce | The Windgate lighting collection by Sea Gull Lighting is a sensibly, modernized and transitional selection of fixtures featuring clean lines and sophisticated Alabaster style glass. The collection works well with a variety of interiors, as it blends well into its surrounding decor. Offered in Brushed Nickel or Heirloom Bronze finishes, as well as a Chrome finish for the wall/bath fixtures only. The assortment includes five-light, and three-light chandeliers (either with up-light or down-light), pendants in four sizes, both flush and semi-flush ceiling fixtures, as well as one-light, two-light, three-light and four-light wall/bath fixtures. Both incandescent lamping and ENERGY STAR-qualified LED lamping are available. Most of these fixtures easily convert to LED by purchasing LED replacement lamps sold separately. | WALL SCONCE | Windgate | Wall / Bath Lighting | Brushed Nickel | 962 | Steel | Alabaster Glass | D:5.4375" H:4.375" |  |  | 1 Medium A19 100w |  | 1 | No | [14 empty] | 0 | [12 empty] | 21.98 | 43.96 | 65.94 | W:5 1/2'' H:9'' E:8'' | 2.1 |  |  | 5.5 | 9 | Wall / Bath |  |  |  |  | 8 |  | No |  | No | [21 empty] | DP:13/16'' W:4 21/32'' H:5'' OB UP:4'' OB DOWN:5'' Oval |  |  |  | 6.5 |  |  |  | Hardwired | 0 | 1 | 0 | 0 | 1 | 0 | 0 | 1 | 0 | 0 | 0 | 785652244568 | 12 | 7.5 | 8 | 2.5 | 0.417 | 125 | Yes | 4 | 10785652244565 | 17.5 | 16.5 | 16.5 | 11.5 | 2.757 | Yes | ETL Damp | cETL Damp | WINDGATE 1L SCONCE-962 | One Light Wall / Bath Sconce |  | 41939-962.jpg | 41939.jpg
41939EN3-05 | One Light Wall / Bath Sconce | The Windgate lighting collection by Sea Gull Lighting is a sensibly, modernized and transitional selection of fixtures featuring clean lines and sophisticated Alabaster style glass. The collection works well with a variety of interiors, as it blends well into its surrounding decor. Offered in Brushed Nickel or Heirloom Bronze finishes, as well as a Chrome finish for the wall/bath fixtures only. The assortment includes five-light, and three-light chandeliers (either with up-light or down-light), pendants in four sizes, both flush and semi-flush ceiling fixtures, as well as one-light, two-light, three-light and four-light wall/bath fixtures. Both incandescent lamping and ENERGY STAR-qualified LED lamping are available. Most of these fixtures easily convert to LED by purchasing LED replacement lamps sold separately. | WALL SCONCE | Windgate | Wall / Bath Lighting | Chrome | 5 | Steel | Alabaster Glass | D:5.4375" H:4.375" |  |  | 1 Medium A19 9.3w |  | 1 | Yes | [14 empty] | 0 | [12 empty] | 27.48 | 54.96 | 82.44 | W:5 1/2'' H:9'' E:8'' | 2.1 |  |  | 5.5 | 9 | Wall / Bath |  |  |  |  | 8 |  | No |  | No | [21 empty] | DP:13/16'' W:4 21/32'' H:5'' OB UP:4'' OB DOWN:5'' Oval |  |  |  | 6.5 | Black/White |  |  | Hardwired | 0 | 1 | 0 | 1 | 1 | 0 | 0 | 0 | 0 | 0 | 0 | 785652049026 | 12.25 | 8.5 | 7.75 | 2.7 | 0.467 | 175 | Yes | 4 | 10785652049023 | 18 | 16 | 13 | 12.6 | 2.167 | Yes | ETL Damp | cETL Damp | WINDGATE 1L SCONCE-05 | One Light Wall / Bath Sconce |  | 41939EN3-05.jpg | 41939.jpg
41939EN3-782 | One Light Wall / Bath Sconce | The Windgate lighting collection by Sea Gull Lighting is a sensibly, modernized and transitional selection of fixtures featuring clean lines and sophisticated Alabaster style glass. The collection works well with a variety of interiors, as it blends well into its surrounding decor. Offered in Brushed Nickel or Heirloom Bronze finishes, as well as a Chrome finish for the wall/bath fixtures only. The assortment includes five-light, and three-light chandeliers (either with up-light or down-light), pendants in four sizes, both flush and semi-flush ceiling fixtures, as well as one-light, two-light, three-light and four-light wall/bath fixtures. Both incandescent lamping and ENERGY STAR-qualified LED lamping are available. Most of these fixtures easily convert to LED by purchasing LED replacement lamps sold separately. | WALL SCONCE | Windgate | Wall / Bath Lighting | Heirloom Bronze | 782 | Steel | Alabaster Glass | D:5.4375" H:4.375" |  |  | 1 Medium A19 9.3w |  | 1 | Yes | [14 empty] | 0 | [12 empty] | 27.48 | 54.96 | 82.44 | W:5 1/2'' H:9'' E:8'' | 2.1 |  |  | 5.5 | 9 | Wall / Bath |  |  |  |  | 8 |  | No |  | No | [21 empty] | DP:13/16'' W:4 21/32'' H:5'' OB UP:4'' OB DOWN:5'' Oval |  |  |  | 6.5 | Black/White |  |  | Hardwired | 0 | 1 | 0 | 1 | 1 | 0 | 0 | 0 | 0 | 0 | 0 | 785652049033 | 12.25 | 8.5 | 7.75 | 2.7 | 0.467 | 175 | Yes | 4 | 10785652049030 | 18 | 16 | 13 | 12.6 | 2.167 | Yes | ETL Damp | cETL Damp | WINDGATE 1L SCONCE-782 | One Light Wall / Bath Sconce |  | 41939EN3-782.jpg | 41939.jpg
41939EN3-962 | One Light Wall / Bath Sconce | The Windgate lighting collection by Sea Gull Lighting is a sensibly, modernized and transitional selection of fixtures featuring clean lines and sophisticated Alabaster style glass. The collection works well with a variety of interiors, as it blends well into its surrounding decor. Offered in Brushed Nickel or Heirloom Bronze finishes, as well as a Chrome finish for the wall/bath fixtures only. The assortment includes five-light, and three-light chandeliers (either with up-light or down-light), pendants in four sizes, both flush and semi-flush ceiling fixtures, as well as one-light, two-light, three-light and four-light wall/bath fixtures. Both incandescent lamping and ENERGY STAR-qualified LED lamping are available. Most of these fixtures easily convert to LED by purchasing LED replacement lamps sold separately. | WALL SCONCE | Windgate | Wall / Bath Lighting | Brushed Nickel | 962 | Steel | Alabaster Glass | D:5.4375" H:4.375" |  |  | 1 Medium A19 9.3w |  | 1 | Yes | [14 empty] | 0 | [12 empty] | 27.48 | 54.96 | 82.44 | W:5 1/2'' H:9'' E:8'' | 2.1 |  |  | 5.5 | 9 | Wall / Bath |  |  |  |  | 8 |  | No |  | No | [21 empty] | DP:13/16'' W:4 21/32'' H:5'' OB UP:4'' OB DOWN:5'' Oval |  |  |  | 6.5 | Black/White |  |  | Hardwired | 0 | 1 | 0 | 1 | 1 | 0 | 0 | 0 | 0 | 0 | 0 | 785652049040 | 12.25 | 8.5 | 7.75 | 2.7 | 0.467 | 175 | Yes | 4 | 10785652049047 | 18 | 16 | 13 | 12.6 | 2.167 | Yes | ETL Damp | cETL Damp | WINDGATE 1L SCONCE-962 | One Light Wall / Bath Sconce |  | 41939EN3-962.jpg | 41939.jpg
4325-68 | One Light Outdoor Wall / Ceiling Mount | When function and versatility are of high importance, choose from Sea Gull Lighting's collection of ceiling / wall dual mount fixtures. These lighting products can be installed on a ceiling or wall with ease, providing a one-stop solution for various construction and remodel projects. | BATH | Ceiling / Wall Mount | Outdoor Lighting | White Plastic | 68 | Steel |  |  |  | White Plastic Polycarbonate | 1 Medium A19 60w |  | 1 | No | [14 empty] | 0 | [12 empty] | 33.48 | 66.96 | 100.44 | L:7 1/2'' W:5 1/4'' H:4'' E:4'' | 1.15 |  | 7.5 | 5.25 | 4 | Center Lock-Up |  |  |  |  | 4 |  | No |  | No | [20 empty] | DP:3/4'' W:7 1/2'' H:5 1/4'' Rectangular | DP:3/4'' W:7 1/2'' H:5 1/4'' OB UP:2 1/2'' Rectangular |  |  |  | 6.5 |  |  | N/A | Hardwired | 1 | 0 | 0 | 0 | 1 | 0 | 0 | 0 | 0 | 0 | 1 | 785652432583 | 9 | 6 | 5.25 | 1.5 | 0.164 | 100 | Yes | 6 | 10785652432580 | 19 | 18 | 6.25 | 10.4 | 1.237 | Yes | UL Wet | cUL Wet | 1L WALL / CEILING-68 | One Light Outdoor Wall / Ceiling Mount |  | 4325-68.jpg | 4325.jpg
4325EN3-68 | One Light Outdoor Wall / Ceiling Mount | When function and versatility are of high importance, choose from Sea Gull Lighting's collection of ceiling / wall dual mount fixtures. These lighting products can be installed on a ceiling or wall with ease, providing a one-stop solution for various construction and remodel projects. | BATH | Ceiling / Wall Mount | Outdoor Lighting | White Plastic | 68 | Steel |  |  |  | White Plastic Polycarbonate | 1 Medium A19 9.3w |  | 1 | Yes | [14 empty] | 0 | [12 empty] | 38.48 | 76.96 | 115.44 | L:7 1/2'' W:5 1/4'' H:4'' E:4'' | 1.15 |  | 7.5 | 5.25 | 4 | Center Lock-Up |  |  |  |  | 4 |  | No |  | No | [20 empty] | DP:3/4'' W:7 1/2'' H:5 1/4'' Rectangular |  |  |  |  | 6.5 | Black/White |  | N/A | Hardwired | 1 | 0 | 0 | 1 | 1 | 0 | 0 | 0 | 0 | 0 | 1 | 785652049057 | 9 | 6 | 5.25 | 1.5 | 0.164 | 100 | Yes | 6 | 10785652049054 | 19 | 18 | 6.25 | 10.4 | 1.237 | Yes | UL Wet | cUL Wet | 1L WALL / CEILING-68 | One Light Outdoor Wall / Ceiling Mount |  | 4325EN3-68.jpg | 4325.jpg
44019-05 | Two Light Wall / Bath | The Westmont bath lighting collection by Sea Gull Lighting features a subtle design that complements most bathroom decor. The traditional Satin White glass mounted downward on a transitional back plate combine for a very versatile design. In Brushed Nickel, this finish will coordinate well with nickel shaded bath fixtures. Damp Rated. Most of these fixtures easily convert to LED by purchasing LED replacement lamps sold separately. | BATH | Westmont | Wall / Bath Lighting | Chrome | 5 | Steel | Satin White Glass | D:4.5" H:4.5" |  |  | 2 Medium A19 100w |  | 2 | No | [14 empty] | 0 | [12 empty] | 25.95 | 51.9 | 77.85 | W:12'' H:8 1/4'' E:7 1/2'' | 3.24 |  |  | 12 | 8.25 | Center Lock-Up |  |  |  |  | 7.5 |  | No |  | No | [21 empty] | DP:1 1/4'' W:6 1/8'' H:4 1/8'' OB DOWN:2 3/4'' |  |  |  | 6.5 | Black/White |  |  | Hardwired | 0 | 0 | 0 | 0 | 1 | 0 | 0 | 1 | 0 | 0 | 0 | 785652083266 | 10.75 | 10.5 | 8 | 4 | 0.523 | 125 | Yes | [9 empty] | cETL Damp | WESTMONT 2L BATH-05 | Two Light Wall / Bath |  | 44019-05.jpg | 44019.jpg
44019-962 | Two Light Wall / Bath | The Westmont bath lighting collection by Sea Gull Lighting features a subtle design that complements most bathroom decor. The traditional Satin White glass mounted downward on a transitional back plate combine for a very versatile design. In Brushed Nickel, this finish will coordinate well with nickel shaded bath fixtures. Damp Rated. Most of these fixtures easily convert to LED by purchasing LED replacement lamps sold separately. | BATH | Westmont | Wall / Bath Lighting | Brushed Nickel | 962 | Steel | Satin White Glass | D:4.5" H:4.5" |  |  | 2 Medium A19 100w |  | 2 | No | [14 empty] | 0 | [12 empty] | 24.98 | 49.96 | 74.94 | W:12'' H:8 1/4'' E:7 1/2'' | 3.24 |  |  | 12 | 8.25 | Center Lock-Up |  |  |  |  | 7.5 |  | No |  | No | [21 empty] | DP:1 1/4'' W:6 1/8'' H:4 1/8'' OB DOWN:2 3/4'' |  |  |  | 6.5 | Black/White |  |  | Hardwired | 0 | 0 | 0 | 0 | 1 | 0 | 0 | 1 | 0 | 0 | 0 | 785652440199 | 10.75 | 10.5 | 8 | 4 | 0.523 | 125 | Yes | [9 empty] | cETL Damp | WESTMONT 2L BATH-962 | Two Light Wall / Bath |  | 44019-962.jpg | 44019.jpg
44019EN3-05 | Two Light Wall / Bath | The Westmont bath lighting collection by Sea Gull Lighting features a subtle design that complements most bathroom decor. The traditional Satin White glass mounted downward on a transitional back plate combine for a very versatile design. In Brushed Nickel, this finish will coordinate well with nickel shaded bath fixtures. Damp Rated. Most of these fixtures easily convert to LED by purchasing LED replacement lamps sold separately. | BATH | Westmont | Wall / Bath Lighting | Chrome | 5 | Steel | Satin White Glass | D:4.5" H:4.5" |  |  | 2 Medium A19 9.3w |  | 2 | Yes | [14 empty] | 0 | [12 empty] | 34.95 | 69.9 | 104.85 | W:12'' H:8 1/4'' E:7 1/2'' | 3.24 |  |  | 12 | 8.25 | Center Lock-Up |  |  |  |  | 7.5 |  | No |  | No | [21 empty] | DP:1 1/4'' W:6 1/8'' H:4 1/8'' OB DOWN:2 3/4'' |  |  |  | 6.5 | Black/White |  |  | Hardwired | 0 | 0 | 0 | 1 | 1 | 0 | 0 | 0 | 0 | 0 | 0 | 785652083297 | 10.75 | 10.5 | 8 | 4 | 0.523 | 125 | Yes | [9 empty] | cETL Damp | WESTMONT 2L BATH-05 | Two Light Wall / Bath |  | 44019EN3-05.jpg | 44019EN3.jpg
44019EN3-962 | Two Light Wall / Bath | The Westmont bath lighting collection by Sea Gull Lighting features a subtle design that complements most bathroom decor. The traditional Satin White glass mounted downward on a transitional back plate combine for a very versatile design. In Brushed Nickel, this finish will coordinate well with nickel shaded bath fixtures. Damp Rated. Most of these fixtures easily convert to LED by purchasing LED replacement lamps sold separately. | BATH | Westmont | Wall / Bath Lighting | Brushed Nickel | 962 | Steel | Satin White Glass | D:4.5" H:4.5" |  |  | 2 Medium A19 9.3w |  | 2 | Yes | [14 empty] | 0 | [12 empty] | 35.48 | 70.96 | 106.44 | W:12'' H:8 1/4'' E:7 1/2'' | 3.24 |  |  | 12 | 8.25 | Center Lock-Up |  |  |  |  | 7.5 |  | No |  | No | [21 empty] | DP:1 1/4'' W:6 1/8'' H:4 1/8'' OB DOWN:2 3/4'' |  |  |  | 6.5 | Black/White |  |  | Hardwired | 0 | 0 | 0 | 1 | 1 | 0 | 0 | 0 | 0 | 0 | 0 | 785652049064 | 10.75 | 10.5 | 8 | 4 | 0.523 | 125 | Yes | [9 empty] | cETL Damp | WESTMONT 2L BATH-962 | Two Light Wall / Bath |  | 44019EN3-962.jpg | 44019.jpg
44020-05 | Three Light Wall / Bath | The Westmont bath lighting collection by Sea Gull Lighting features a subtle design that complements most bathroom decor. The traditional Satin White glass mounted downward on a transitional back plate combine for a very versatile design. In Brushed Nickel, this finish will coordinate well with nickel shaded bath fixtures. Damp Rated. Most of these fixtures easily convert to LED by purchasing LED replacement lamps sold separately. | BATH | Westmont | Wall / Bath Lighting | Chrome | 5 | Steel | Satin White Glass | D:4.625" H:4.5" |  |  | 3 Medium A19 100w |  | 3 | No | [14 empty] | 0 | [12 empty] | 36.45 | 72.9 | 109.35 | W:17'' H:8 1/4'' E:8 1/2'' | 3.9 |  |  | 17 | 8.25 | Center Lock-Up |  |  |  |  | 8.5 |  | No |  | No | [21 empty] | DP:1 1/4'' W:6 1/8'' H:4 1/8'' OB DOWN:3'' Oval |  |  |  | 6.5 | Black/White |  |  | Hardwired | 0 | 0 | 0 | 0 | 1 | 0 | 0 | 1 | 0 | 0 | 0 | 785652083273 | 13.25 | 10.25 | 7.25 | 4.9 | 0.57 | 100 | Yes | [9 empty] | cETL Damp | WESTMONT 3L BATH-05 | Three Light Wall / Bath |  | 44020-05.jpg | 44020.jpg
44020-962 | Three Light Wall / Bath | The Westmont bath lighting collection by Sea Gull Lighting features a subtle design that complements most bathroom decor. The traditional Satin White glass mounted downward on a transitional back plate combine for a very versatile design. In Brushed Nickel, this finish will coordinate well with nickel shaded bath fixtures. Damp Rated. Most of these fixtures easily convert to LED by purchasing LED replacement lamps sold separately. | BATH | Westmont | Wall / Bath Lighting | Brushed Nickel | 962 | Steel | Satin White Glass | D:4.625" H:4.5" |  |  | 3 Medium A19 100w |  | 3 | No | [14 empty] | 0 | [12 empty] | 37.48 | 74.96 | 112.44 | W:17'' H:8 1/4'' E:8 1/2'' | 3.9 |  |  | 17 | 8.25 | Center Lock-Up |  |  |  |  | 8.5 |  | No |  | No | [21 empty] | DP:1 1/4'' W:6 1/8'' H:4 1/8'' OB DOWN:3'' Oval |  |  |  | 6.5 | Black/White |  |  | Hardwired | 0 | 0 | 0 | 0 | 1 | 0 | 0 | 1 | 0 | 0 | 0 | 785652440205 | 13.25 | 10.25 | 7.25 | 4.9 | 0.57 | 100 | Yes | [9 empty] | cETL Damp | WESTMONT 3L BATH-962 | Three Light Wall / Bath |  | 44020-962.jpg | 44020.jpg
44020EN3-05 | Three Light Wall / Bath | The Westmont bath lighting collection by Sea Gull Lighting features a subtle design that complements most bathroom decor. The traditional Satin White glass mounted downward on a transitional back plate combine for a very versatile design. In Brushed Nickel, this finish will coordinate well with nickel shaded bath fixtures. Damp Rated. Most of these fixtures easily convert to LED by purchasing LED replacement lamps sold separately. | BATH | Westmont | Wall / Bath Lighting | Chrome | 5 | Steel | Satin White Glass | D:4.625" H:4.5" |  |  | 3 Medium A19 9.3w |  | 3 | Yes | [14 empty] | 0 | [12 empty] | 49.95 | 99.9 | 149.85 | W:17'' H:8 1/4'' E:8 1/2'' | 3.9 |  |  | 17 | 8.25 | Center Lock-Up |  |  |  |  | 8.5 |  | No |  | No | [21 empty] | DP:1 1/4'' W:6 1/8'' H:4 1/8'' OB DOWN:3'' Oval |  |  |  | 6.5 | Black/White |  |  | Hardwired | 0 | 0 | 0 | 1 | 1 | 0 | 0 | 0 | 0 | 0 | 0 | 785652083341 | 13.25 | 10.25 | 7.25 | 4.9 | 0.57 | 100 | Yes | [9 empty] | cETL Damp | WESTMONT 3L BATH-05 | Three Light Wall / Bath |  | 44020EN3-05.jpg | 44020EN3.jpg
44020EN3-962 | Three Light Wall / Bath | The Westmont bath lighting collection by Sea Gull Lighting features a subtle design that complements most bathroom decor. The traditional Satin White glass mounted downward on a transitional back plate combine for a very versatile design. In Brushed Nickel, this finish will coordinate well with nickel shaded bath fixtures. Damp Rated. Most of these fixtures easily convert to LED by purchasing LED replacement lamps sold separately. | BATH | Westmont | Wall / Bath Lighting | Brushed Nickel | 962 | Steel | Satin White Glass | D:4.625" H:4.5" |  |  | 3 Medium A19 9.3w |  | 3 | Yes | [14 empty] | 0 | [12 empty] | 49.98 | 99.96 | 149.94 | W:17'' H:8 1/4'' E:8 1/2'' | 3.9 |  |  | 17 | 8.25 | Center Lock-Up |  |  |  |  | 8.5 |  | No |  | No | [21 empty] | DP:1 1/4'' W:6 1/8'' H:4 1/8'' OB DOWN:3'' Oval |  |  |  | 6.5 | Black/White |  |  | Hardwired | 0 | 0 | 0 | 1 | 1 | 0 | 0 | 0 | 0 | 0 | 0 | 785652049071 | 13.25 | 10.25 | 7.25 | 4.9 | 0.57 | 100 | Yes | [9 empty] | cETL Damp | WESTMONT 3L BATH-962 | Three Light Wall / Bath |  | 44020EN3-962.jpg | 44020.jpg
44021-05 | Four Light Wall / Bath | The Westmont bath lighting collection by Sea Gull Lighting features a subtle design that complements most bathroom decor. The traditional Satin White glass mounted downward on a transitional back plate combine for a very versatile design. In Brushed Nickel, this finish will coordinate well with nickel shaded bath fixtures. Damp Rated. Most of these fixtures easily convert to LED by purchasing LED replacement lamps sold separately. | BATH | Westmont | Wall / Bath Lighting | Chrome | 5 | Steel | Satin White Glass | D:4.625" H:4.5" |  |  | 4 Medium A19 100w |  | 4 | No | [14 empty] | 0 | [12 empty] | 46.95 | 93.9 | 140.85 | W:23 1/2'' H:8'' E:8 1/4'' | 5.7 |  |  | 23.5 | 8 | Center Lock-Up |  |  |  |  | 8.25 |  | No |  | No | [21 empty] | DP:1 1/4'' W:6 1/8'' H:4 1/8'' OB DOWN:2 3/4'' Oval |  |  |  | 6.5 | Black/White |  |  | Hardwired | 0 | 0 | 0 | 0 | 1 | 0 | 0 | 1 | 0 | 0 | 0 | 785652083280 | 18.75 | 12.75 | 7.75 | 7.15 | 1.072 | 125 | Yes | [9 empty] | cETL Damp | WESTMONT 4L BATH-05 | Four Light Wall / Bath |  | 44021-05.jpg | 44021.jpg
44021-962 | Four Light Wall / Bath | The Westmont bath lighting collection by Sea Gull Lighting features a subtle design that complements most bathroom decor. The traditional Satin White glass mounted downward on a transitional back plate combine for a very versatile design. In Brushed Nickel, this finish will coordinate well with nickel shaded bath fixtures. Damp Rated. Most of these fixtures easily convert to LED by purchasing LED replacement lamps sold separately. | BATH | Westmont | Wall / Bath Lighting | Brushed Nickel | 962 | Steel | Satin White Glass | D:4.625" H:4.5" |  |  | 4 Medium A19 100w |  | 4 | No | [14 empty] | 0 | [12 empty] | 46.45 | 92.9 | 139.35 | W:23 1/2'' H:8'' E:8 1/4'' | 5.7 |  |  | 23.5 | 8 | Center Lock-Up |  |  |  |  | 8.25 |  | No |  | No | [21 empty] | DP:1 1/4'' W:6 1/8'' H:4 1/8'' OB DOWN:2 3/4'' Oval |  |  |  | 6.5 | Black/White |  |  | Hardwired | 0 | 0 | 0 | 0 | 1 | 0 | 0 | 1 | 0 | 0 | 0 | 785652440212 | 18.75 | 12.75 | 7.75 | 7.15 | 1.072 | 125 | Yes | [9 empty] | cETL Damp | WESTMONT 4L BATH-962 | Four Light Wall / Bath |  | 44021-962.jpg | 44021.jpg
44021EN3-05 | Four Light Wall / Bath | The Westmont bath lighting collection by Sea Gull Lighting features a subtle design that complements most bathroom decor. The traditional Satin White glass mounted downward on a transitional back plate combine for a very versatile design. In Brushed Nickel, this finish will coordinate well with nickel shaded bath fixtures. Damp Rated. Most of these fixtures easily convert to LED by purchasing LED replacement lamps sold separately. | BATH | Westmont | Wall / Bath Lighting | Chrome | 5 | Steel | Satin White Glass | D:4.625" H:4.5" |  |  | 4 Medium A19 9.3w |  | 4 | Yes | [14 empty] | 0 | [12 empty] | 65.95 | 131.9 | 197.85 | W:23 1/2'' H:8'' E:8 1/4'' | 5.7 |  |  | 23.5 | 8 | Center Lock-Up |  |  |  |  | 8.25 |  | No |  | No | [21 empty] | DP:1 1/4'' W:6 1/8'' H:4 1/8'' OB DOWN:2 3/4'' Oval |  |  |  | 6.5 | Black/White |  |  | Hardwired | 0 | 0 | 0 | 1 | 1 | 0 | 0 | 0 | 0 | 0 | 0 | 785652083358 | 18.75 | 12.75 | 7.75 | 7.2 | 1.072 | 125 | Yes | [9 empty] | cETL Damp | WESTMONT 4L BATH-05 | Four Light Wall / Bath |  | 44021EN3-05.jpg | 44021EN3.jpg
44021EN3-962 | Four Light Wall / Bath | The Westmont bath lighting collection by Sea Gull Lighting features a subtle design that complements most bathroom decor. The traditional Satin White glass mounted downward on a transitional back plate combine for a very versatile design. In Brushed Nickel, this finish will coordinate well with nickel shaded bath fixtures. Damp Rated. Most of these fixtures easily convert to LED by purchasing LED replacement lamps sold separately. | BATH | Westmont | Wall / Bath Lighting | Brushed Nickel | 962 | Steel | Satin White Glass | D:4.625" H:4.5" |  |  | 4 Medium A19 9.3w |  | 4 | Yes | [14 empty] | 0 | [12 empty] | 64.95 | 129.9 | 194.85 | W:23 1/2'' H:8'' E:8 1/4'' | 5.7 |  |  | 23.5 | 8 | Center Lock-Up |  |  |  |  | 8.25 |  | No |  | No | [21 empty] | DP:1 1/4'' W:6 1/8'' H:4 1/8'' OB DOWN:2 3/4'' Oval |  |  |  | 6.5 | Black/White |  |  | Hardwired | 0 | 0 | 0 | 1 | 1 | 0 | 0 | 0 | 0 | 0 | 0 | 785652049088 | 18.75 | 12.75 | 7.75 | 7.2 | 1.072 | 125 | Yes | [9 empty] | cETL Damp | WESTMONT 4L BATH-962 | Four Light Wall / Bath |  | 44021EN3-962.jpg | 44021.jpg
44060-05 | One Light Wall / Bath Sconce | The Sussex lighting collection from Sea Gull Lighting is a perfect crossover from cottage style into urban chic. The Sussex collection's retro appeal softens and warms-up contemporary spaces, while retaining an up-to-date decor. Look to Sussex when balance and unity are required in your interior design. Offered in Brushed Nickel finish with Satin White glass or Heirloom Bronze with Satin Etched glass. For the wall/bath fixtures only, a Chrome finish coupled with Satin White glass is also available. The assortment includes nine-light, five-light and three-light chandeliers, pendants in six sizes, both flush and semi-flush ceiling fixtures, as well as one-light, two-light, three-light and four-light wall/bath fixtures. Both incandescent lamping and ENERGY STAR-qualified LED lamping are available. Most of these fixtures easily convert to LED by purchasing LED replacement lamps sold separately. | WALL SCONCE | Sussex | Wall / Bath Lighting | Chrome | 5 | Steel | Satin White Glass | D:7.5" H:4.0625" |  |  | 1 Medium A19 100w |  | 1 | No | [14 empty] | 0 | [12 empty] | 36.48 | 72.96 | 109.44 | W:7 1/2'' H:10 1/4'' E:10 1/4'' | 3 |  |  | 7.5 | 10.25 | Cap Nuts |  |  |  |  | 10.25 |  | No |  | No | [21 empty] | D:6 5/8'' DP:3'' OB UP:7'' OB DOWN:3 1/4'' |  |  |  | 6.5 |  |  | N/A | Hardwired | 0 | 1 | 0 | 0 | 1 | 0 | 0 | 1 | 0 | 0 | 0 | 785652440649 | 11.5 | 9.75 | 10.25 | 3.8 | 0.665 | 175 | Yes | 2 | 10785652440646 | 12 | 10.25 | 21.5 | 8.9 | 1.53 | Yes | ETL Damp | cETL Damp | SUSSEX 1L SCONCE-05 | One Light Wall / Bath Sconce |  | 44060-05.jpg | 44060.jpg
44060-782 | One Light Wall / Bath | The Sussex lighting collection from Sea Gull Lighting is a perfect crossover from cottage style into urban chic. The Sussex collection's retro appeal softens and warms-up contemporary spaces, while retaining an up-to-date decor. Look to Sussex when balance and unity are required in your interior design. Offered in Brushed Nickel finish with Satin White glass or Heirloom Bronze with Satin Etched glass. For the wall/bath fixtures only, a Chrome finish coupled with Satin White glass is also available. The assortment includes nine-light, five-light and three-light chandeliers, pendants in six sizes, both flush and semi-flush ceiling fixtures, as well as one-light, two-light, three-light and four-light wall/bath fixtures. Both incandescent lamping and ENERGY STAR-qualified LED lamping are available. Most of these fixtures easily convert to LED by purchasing LED replacement lamps sold separately. | WALL SCONCE | Sussex | Wall / Bath Lighting | Heirloom Bronze | 782 | Steel | Satin Etched Glass | D:7.5" H:4.0625" |  |  | 1 Medium A19 100w |  | 1 | No | [14 empty] | 0 | [12 empty] | 36.48 | 72.96 | 109.44 | W:7 1/2'' H:10 1/4'' E:10 1/4'' | 3 |  |  | 7.5 | 10.25 | Cap Nuts |  |  |  |  | 10.25 |  | No |  | No | [21 empty] | D:6 5/8'' DP:3'' OB UP:7'' OB DOWN:3 1/4'' |  |  |  | 6.5 |  |  | N/A | Hardwired | 0 | 1 | 0 | 0 | 1 | 0 | 0 | 1 | 0 | 0 | 0 | 785652440687 | 11.5 | 9.75 | 10.25 | 3.8 | 0.665 | 175 | Yes | 2 | 10785652440684 | 12 | 10.25 | 21.5 | 8.9 | 1.53 | Yes | ETL Damp | cETL Damp | SUSSEX 1L SCONCE-782 | One Light Wall / Bath |  | 44060-782.jpg | 44060.jpg
44060-962 | One Light Wall / Bath | The Sussex lighting collection from Sea Gull Lighting is a perfect crossover from cottage style into urban chic. The Sussex collection's retro appeal softens and warms-up contemporary spaces, while retaining an up-to-date decor. Look to Sussex when balance and unity are required in your interior design. Offered in Brushed Nickel finish with Satin White glass or Heirloom Bronze with Satin Etched glass. For the wall/bath fixtures only, a Chrome finish coupled with Satin White glass is also available. The assortment includes nine-light, five-light and three-light chandeliers, pendants in six sizes, both flush and semi-flush ceiling fixtures, as well as one-light, two-light, three-light and four-light wall/bath fixtures. Both incandescent lamping and ENERGY STAR-qualified LED lamping are available. Most of these fixtures easily convert to LED by purchasing LED replacement lamps sold separately. | WALL SCONCE | Sussex | Wall / Bath Lighting | Brushed Nickel | 962 | Steel | Satin White Glass | D:7.5" H:4.0625" |  |  | 1 Medium A19 100w |  | 1 | No | [14 empty] | 0 | [12 empty] | 36.48 | 72.96 | 109.44 | W:7 1/2'' H:10 1/4'' E:10 1/4'' | 3 |  |  | 7.5 | 10.25 | Cap Nuts |  |  |  |  | 10.25 |  | No |  | No | [21 empty] | D:6 5/8'' DP:3'' OB UP:7'' OB DOWN:3 1/4'' |  |  |  | 6.5 |  |  | N/A | Hardwired | 0 | 1 | 0 | 0 | 1 | 0 | 0 | 1 | 0 | 0 | 0 | 785652440601 | 11.5 | 9.75 | 10.25 | 3.8 | 0.665 | 175 | Yes | 2 | 10785652440608 | 12 | 10.25 | 21.5 | 8.9 | 1.53 | Yes | ETL Damp | cETL Damp | SUSSEX 1L SCONCE-962 | One Light Wall / Bath |  | 44060-962.jpg | 44060.jpg
44060EN3-05 | One Light Wall / Bath Sconce | The Sussex lighting collection from Sea Gull Lighting is a perfect crossover from cottage style into urban chic. The Sussex collection's retro appeal softens and warms-up contemporary spaces, while retaining an up-to-date decor. Look to Sussex when balance and unity are required in your interior design. Offered in Brushed Nickel finish with Satin White glass or Heirloom Bronze with Satin Etched glass. For the wall/bath fixtures only, a Chrome finish coupled with Satin White glass is also available. The assortment includes nine-light, five-light and three-light chandeliers, pendants in six sizes, both flush and semi-flush ceiling fixtures, as well as one-light, two-light, three-light and four-light wall/bath fixtures. Both incandescent lamping and ENERGY STAR-qualified LED lamping are available. Most of these fixtures easily convert to LED by purchasing LED replacement lamps sold separately. | WALL SCONCE | Sussex | Wall / Bath Lighting | Chrome | 5 | Steel | Satin White Glass | D:7.5" H:4.0625" |  |  | 1 Medium A19 9.3w |  | 1 | Yes | [14 empty] | 0 | [12 empty] | 39.98 | 79.96 | 119.94 | W:7 1/2'' H:10 1/4'' E:10 1/4'' | 3 |  |  | 7.5 | 10.25 | Cap Nuts |  |  |  |  | 10.25 |  | No |  | No | [21 empty] | D:6 5/8'' DP:3'' OB UP:7'' OB DOWN:3 1/4'' |  |  |  | 6.5 | Black/White |  | N/A | Hardwired | 0 | 1 | 0 | 1 | 1 | 0 | 0 | 0 | 0 | 0 | 0 | 785652049118 | 11.5 | 9.75 | 10.25 | 3.8 | 0.665 | 175 | Yes | 2 | 10785652049115 | 21.5 | 10.25 | 12 | 8.9 | 1.53 | Yes | ETL Damp | cETL Damp | SUSSEX 1L SCONCE-05 | One Light Wall / Bath Sconce |  | 44060EN3-05.jpg | 44060.jpg
44060EN3-782 | One Light Wall / Bath Sconce | The Sussex lighting collection from Sea Gull Lighting is a perfect crossover from cottage style into urban chic. The Sussex collection's retro appeal softens and warms-up contemporary spaces, while retaining an up-to-date decor. Look to Sussex when balance and unity are required in your interior design. Offered in Brushed Nickel finish with Satin White glass or Heirloom Bronze with Satin Etched glass. For the wall/bath fixtures only, a Chrome finish coupled with Satin White glass is also available. The assortment includes nine-light, five-light and three-light chandeliers, pendants in six sizes, both flush and semi-flush ceiling fixtures, as well as one-light, two-light, three-light and four-light wall/bath fixtures. Both incandescent lamping and ENERGY STAR-qualified LED lamping are available. Most of these fixtures easily convert to LED by purchasing LED replacement lamps sold separately. | WALL SCONCE | Sussex | Wall / Bath Lighting | Heirloom Bronze | 782 | Steel | Satin Etched Glass | D:7.5" H:4.0625" |  |  | 1 Medium A19 9.3w |  | 1 | Yes | [14 empty] | 0 | [12 empty] | 42.48 | 84.96 | 127.44 | W:7 1/2'' H:10 1/4'' E:10 1/4'' | 3 |  |  | 7.5 | 10.25 | Cap Nuts |  |  |  |  | 10.25 |  | No |  | No | [21 empty] | D:6 5/8'' DP:3'' OB UP:7'' OB DOWN:3 1/4'' |  |  |  | 6.5 | Black/White |  | N/A | Hardwired | 0 | 1 | 0 | 1 | 1 | 0 | 0 | 0 | 0 | 0 | 0 | 785652047107 | 11.5 | 9.75 | 10.25 | 3.8 | 0.665 | 175 | Yes | 2 | 10785652047104 | 12 | 10.25 | 21.5 | 8.9 | 1.53 | Yes | ETL Damp | cETL Damp | SUSSEX 1L SCONCE-782 | One Light Wall / Bath Sconce |  | 44060EN3-782.jpg | 44060.jpg
44060EN3-962 | One Light Wall / Bath Sconce | The Sussex lighting collection from Sea Gull Lighting is a perfect crossover from cottage style into urban chic. The Sussex collection's retro appeal softens and warms-up contemporary spaces, while retaining an up-to-date decor. Look to Sussex when balance and unity are required in your interior design. Offered in Brushed Nickel finish with Satin White glass or Heirloom Bronze with Satin Etched glass. For the wall/bath fixtures only, a Chrome finish coupled with Satin White glass is also available. The assortment includes nine-light, five-light and three-light chandeliers, pendants in six sizes, both flush and semi-flush ceiling fixtures, as well as one-light, two-light, three-light and four-light wall/bath fixtures. Both incandescent lamping and ENERGY STAR-qualified LED lamping are available. Most of these fixtures easily convert to LED by purchasing LED replacement lamps sold separately. | WALL SCONCE | Sussex | Wall / Bath Lighting | Brushed Nickel | 962 | Steel | Satin White Glass | D:7.5" |  |  | 1 Medium A19 9.3w |  | 1 | Yes | [14 empty] | 0 | [12 empty] | 42.48 | 84.96 | 127.44 | W:7 1/2'' H:10 1/4'' E:10 1/4'' | 3 |  |  | 7.5 | 10.25 | Cap Nuts |  |  |  |  | 10.25 |  | No |  | No | [21 empty] | D:6 5/8'' DP:3'' OB UP:7'' OB DOWN:3 1/4'' |  |  |  | 6.5 | Black/White |  | N/A | Hardwired | 0 | 1 | 0 | 1 | 1 | 0 | 0 | 0 | 0 | 0 | 0 | 785652047114 | 10.25 | 9.5 | 9.75 | 2.8 | 0.549 | 175 | Yes | 2 | 10785652047111 | 19.75 | 10.5 | 12 | 6.8 | 1.44 | Yes | ETL Damp | cETL Damp | SUSSEX 1L SCONCE-962 | One Light Wall / Bath Sconce |  | 44060EN3-962.jpg | 44060.jpg
44061-05 | Two Light Wall / Bath | The Sussex lighting collection from Sea Gull Lighting is a perfect crossover from cottage style into urban chic. The Sussex collection's retro appeal softens and warms-up contemporary spaces, while retaining an up-to-date decor. Look to Sussex when balance and unity are required in your interior design. Offered in Brushed Nickel finish with Satin White glass or Heirloom Bronze with Satin Etched glass. For the wall/bath fixtures only, a Chrome finish coupled with Satin White glass is also available. The assortment includes nine-light, five-light and three-light chandeliers, pendants in six sizes, both flush and semi-flush ceiling fixtures, as well as one-light, two-light, three-light and four-light wall/bath fixtures. Both incandescent lamping and ENERGY STAR-qualified LED lamping are available. Most of these fixtures easily convert to LED by purchasing LED replacement lamps sold separately. | BATH | Sussex | Wall / Bath Lighting | Chrome | 5 | Steel | Satin White Glass | D:7.5" H:4.0625" |  |  | 2 Medium A19 100w |  | 2 | No | [14 empty] | 0 | [12 empty] | 56.98 | 113.96 | 170.94 | W:18'' H:10 1/4'' E:10 1/4'' | 5.2 |  |  | 18 | 10.25 | Cap Nuts |  |  |  |  | 10.25 |  | No |  | No | [21 empty] | D:6 5/8'' DP:3'' OB UP:7'' OB DOWN:3 1/4'' |  |  |  | 6.5 |  |  | N/A | Hardwired | 0 | 1 | 0 | 0 | 1 | 0 | 0 | 1 | 0 | 0 | 0 | 785652440694 | 17.25 | 9.5 | 9.25 | 5.4 | 0.877 | 125 | Yes | [8 empty] | ETL Damp | cETL Damp | SUSSEX 2L BATH-05 | Two Light Wall / Bath |  | 44061-05.jpg | 44061.jpg
44061-782 | Two Light Wall / Bath | The Sussex lighting collection from Sea Gull Lighting is a perfect crossover from cottage style into urban chic. The Sussex collection's retro appeal softens and warms-up contemporary spaces, while retaining an up-to-date decor. Look to Sussex when balance and unity are required in your interior design. Offered in Brushed Nickel finish with Satin White glass or Heirloom Bronze with Satin Etched glass. For the wall/bath fixtures only, a Chrome finish coupled with Satin White glass is also available. The assortment includes nine-light, five-light and three-light chandeliers, pendants in six sizes, both flush and semi-flush ceiling fixtures, as well as one-light, two-light, three-light and four-light wall/bath fixtures. Both incandescent lamping and ENERGY STAR-qualified LED lamping are available. Most of these fixtures easily convert to LED by purchasing LED replacement lamps sold separately. | BATH | Sussex | Wall / Bath Lighting | Heirloom Bronze | 782 | Steel | Satin Etched Glass | D:7.5" H:4.0625" |  |  | 2 Medium A19 100w |  | 2 | No | [14 empty] | 0 | [12 empty] | 56.98 | 113.96 | 170.94 | W:18'' H:10 1/4'' E:10 1/4'' | 5.3 |  |  | 18 | 10.25 | Cap Nuts |  |  |  |  | 10.25 |  | No |  | No | [21 empty] | D:6 5/8'' DP:3'' OB UP:7'' OB DOWN:3 1/4'' |  |  |  | 6.5 |  |  | N/A | Hardwired | 0 | 1 | 0 | 0 | 1 | 0 | 0 | 1 | 0 | 0 | 0 | 785652044069 | 15 | 11.25 | 9.75 | 6.8 | 0.952 | 125 | Yes | [8 empty] | ETL Damp | cETL Damp | SUSSEX 2L BATH-782 | Two Light Wall / Bath |  | 44061-782.jpg | 44061.jpg
44061-962 | Two Light Wall / Bath | The Sussex lighting collection from Sea Gull Lighting is a perfect crossover from cottage style into urban chic. The Sussex collection's retro appeal softens and warms-up contemporary spaces, while retaining an up-to-date decor. Look to Sussex when balance and unity are required in your interior design. Offered in Brushed Nickel finish with Satin White glass or Heirloom Bronze with Satin Etched glass. For the wall/bath fixtures only, a Chrome finish coupled with Satin White glass is also available. The assortment includes nine-light, five-light and three-light chandeliers, pendants in six sizes, both flush and semi-flush ceiling fixtures, as well as one-light, two-light, three-light and four-light wall/bath fixtures. Both incandescent lamping and ENERGY STAR-qualified LED lamping are available. Most of these fixtures easily convert to LED by purchasing LED replacement lamps sold separately. | BATH | Sussex | Wall / Bath Lighting | Brushed Nickel | 962 | Steel | Satin White Glass | D:7.5" H:4.0625" |  |  | 2 Medium A19 100w |  | 2 | No | [14 empty] | 0 | [12 empty] | 56.98 | 113.96 | 170.94 | W:18'' H:10 1/4'' E:10 1/4'' | 5.2 |  |  | 18 | 10.25 | Cap Nuts |  |  |  |  | 10.25 |  | No |  | No | [21 empty] | D:6 5/8'' DP:3'' OB UP:7'' OB DOWN:3 1/4'' Round |  |  |  | 6.5 |  |  | N/A | Hardwired | 0 | 1 | 0 | 0 | 1 | 0 | 0 | 1 | 0 | 0 | 0 | 785652440618 | 15 | 11.5 | 10 | 6.5 | 0.998 | 125 | Yes | [8 empty] | ETL Damp | cETL Damp | SUSSEX 2L BATH-962 | Two Light Wall / Bath |  | 44061-962.jpg | 44061.jpg
44061EN3-05 | Two Light Wall / Bath | The Sussex lighting collection from Sea Gull Lighting is a perfect crossover from cottage style into urban chic. The Sussex collection's retro appeal softens and warms-up contemporary spaces, while retaining an up-to-date decor. Look to Sussex when balance and unity are required in your interior design. Offered in Brushed Nickel finish with Satin White glass or Heirloom Bronze with Satin Etched glass. For the wall/bath fixtures only, a Chrome finish coupled with Satin White glass is also available. The assortment includes nine-light, five-light and three-light chandeliers, pendants in six sizes, both flush and semi-flush ceiling fixtures, as well as one-light, two-light, three-light and four-light wall/bath fixtures. Both incandescent lamping and ENERGY STAR-qualified LED lamping are available. Most of these fixtures easily convert to LED by purchasing LED replacement lamps sold separately. | BATH | Sussex | Wall / Bath Lighting | Chrome | 5 | Steel | Satin White Glass | D:7.5" H:4.0625" |  |  | 2 Medium A19 9.3w |  | 2 | Yes | [14 empty] | 0 | [12 empty] | 65.98 | 131.96 | 197.94 | W:18'' H:10 1/4'' E:10 1/4'' | 5.2 |  |  | 18 | 10.25 | Cap Nuts |  |  |  |  | 10.25 |  | No |  | No | [21 empty] | D:6 5/8'' DP:3'' OB UP:7'' OB DOWN:3 1/4'' |  |  |  | 6.5 | Black/White |  | N/A | Hardwired | 0 | 1 | 0 | 1 | 1 | 0 | 0 | 0 | 0 | 0 | 0 | 785652047121 | 18.5 | 10 | 9 | 5.2 | 0.964 | 175 | Yes | [8 empty] | ETL Damp | cETL Damp | SUSSEX 2L BATH-05 | Two Light Wall / Bath |  | 44061EN3-05.jpg | 44061.jpg
44061EN3-782 | Two Light Wall / Bath | The Sussex lighting collection from Sea Gull Lighting is a perfect crossover from cottage style into urban chic. The Sussex collection's retro appeal softens and warms-up contemporary spaces, while retaining an up-to-date decor. Look to Sussex when balance and unity are required in your interior design. Offered in Brushed Nickel finish with Satin White glass or Heirloom Bronze with Satin Etched glass. For the wall/bath fixtures only, a Chrome finish coupled with Satin White glass is also available. The assortment includes nine-light, five-light and three-light chandeliers, pendants in six sizes, both flush and semi-flush ceiling fixtures, as well as one-light, two-light, three-light and four-light wall/bath fixtures. Both incandescent lamping and ENERGY STAR-qualified LED lamping are available. Most of these fixtures easily convert to LED by purchasing LED replacement lamps sold separately. | BATH | Sussex | Wall / Bath Lighting | Heirloom Bronze | 782 | Steel | Satin Etched Glass | D:7.5" H:4.0625" |  |  | 2 Medium A19 9.3w |  | 2 | Yes | [14 empty] | 0 | [12 empty] | 69.48 | 138.96 | 208.44 | W:18'' H:10 1/4'' E:10 1/4'' | 5.3 |  |  | 18 | 10.25 | Cap Nuts |  |  |  |  | 10.25 |  | No |  | No | [21 empty] | D:6 5/8'' DP:3'' OB UP:7'' OB DOWN:3 1/4'' |  |  |  | 6.5 | Black/White |  | N/A | Hardwired | 0 | 1 | 0 | 1 | 1 | 0 | 0 | 0 | 0 | 0 | 0 | 785652047138 | 15 | 11.25 | 9.75 | 6.8 | 0.952 | 125 | Yes | [8 empty] | ETL Damp | cETL Damp | SUSSEX 2L BATH-782 | Two Light Wall / Bath |  | 44061EN3-782.jpg | 44061.jpg
44061EN3-962 | Two Light Wall / Bath | The Sussex lighting collection from Sea Gull Lighting is a perfect crossover from cottage style into urban chic. The Sussex collection's retro appeal softens and warms-up contemporary spaces, while retaining an up-to-date decor. Look to Sussex when balance and unity are required in your interior design. Offered in Brushed Nickel finish with Satin White glass or Heirloom Bronze with Satin Etched glass. For the wall/bath fixtures only, a Chrome finish coupled with Satin White glass is also available. The assortment includes nine-light, five-light and three-light chandeliers, pendants in six sizes, both flush and semi-flush ceiling fixtures, as well as one-light, two-light, three-light and four-light wall/bath fixtures. Both incandescent lamping and ENERGY STAR-qualified LED lamping are available. Most of these fixtures easily convert to LED by purchasing LED replacement lamps sold separately. | BATH | Sussex | Wall / Bath Lighting | Brushed Nickel | 962 | Steel | Satin White Glass | D:7.5" H:4.0625" |  |  | 2 Medium A19 9.3w |  | 2 | Yes | [14 empty] | 0 | [12 empty] | 69.48 | 138.96 | 208.44 | W:18'' H:10 1/4'' E:10 1/4'' | 5.2 |  |  | 18 | 10.25 | Cap Nuts |  |  |  |  | 10.25 |  | No |  | No | [21 empty] | D:6 5/8'' DP:3'' OB UP:7'' OB DOWN:3 1/4'' |  |  |  | 6.5 | Black/White |  | N/A | Hardwired | 0 | 1 | 0 | 1 | 1 | 0 | 0 | 0 | 0 | 0 | 0 | 785652047145 | 18.75 | 10 | 8.75 | 5.1 | 0.949 | 175 | Yes | [8 empty] | ETL Damp | cETL Damp | SUSSEX 2L BATH-962 | Two Light Wall / Bath |  | 44061EN3-962.jpg | 44061.jpg
44062-05 | Three Light Wall / Bath | The Sussex lighting collection from Sea Gull Lighting is a perfect crossover from cottage style into urban chic. The Sussex collection's retro appeal softens and warms-up contemporary spaces, while retaining an up-to-date decor. Look to Sussex when balance and unity are required in your interior design. Offered in Brushed Nickel finish with Satin White glass or Heirloom Bronze with Satin Etched glass. For the wall/bath fixtures only, a Chrome finish coupled with Satin White glass is also available. The assortment includes nine-light, five-light and three-light chandeliers, pendants in six sizes, both flush and semi-flush ceiling fixtures, as well as one-light, two-light, three-light and four-light wall/bath fixtures. Both incandescent lamping and ENERGY STAR-qualified LED lamping are available. Most of these fixtures easily convert to LED by purchasing LED replacement lamps sold separately. | BATH | Sussex | Wall / Bath Lighting | Chrome | 5 | Steel | Satin White Glass | D:7.5" H:4.0625" |  |  | 3 Medium A19 100w |  | 3 | No | [14 empty] | 0 | [12 empty] | 71.48 | 142.96 | 214.44 | W:24'' H:10 1/4'' E:10 1/4'' | 7.56 |  |  | 24 | 10.25 | Cap Nuts |  |  |  |  | 10.25 |  | No |  | No | [21 empty] | D:6 5/8'' DP:3'' OB UP:7'' OB DOWN:3 1/4'' |  |  |  | 6.5 |  |  | N/A | Hardwired | 0 | 1 | 0 | 0 | 1 | 0 | 0 | 1 | 0 | 0 | 0 | 785652440632 | 21.5 | 9.5 | 9 | 9.46 | 1.064 | 100 | Yes | [8 empty] | ETL Damp | cETL Damp | SUSSEX 3L BATH-05 | Three Light Wall / Bath |  | 44062-05.jpg | 44062.jpg
44062-782 | Three Light Wall / Bath | The Sussex lighting collection from Sea Gull Lighting is a perfect crossover from cottage style into urban chic. The Sussex collection's retro appeal softens and warms-up contemporary spaces, while retaining an up-to-date decor. Look to Sussex when balance and unity are required in your interior design. Offered in Brushed Nickel finish with Satin White glass or Heirloom Bronze with Satin Etched glass. For the wall/bath fixtures only, a Chrome finish coupled with Satin White glass is also available. The assortment includes nine-light, five-light and three-light chandeliers, pendants in six sizes, both flush and semi-flush ceiling fixtures, as well as one-light, two-light, three-light and four-light wall/bath fixtures. Both incandescent lamping and ENERGY STAR-qualified LED lamping are available. Most of these fixtures easily convert to LED by purchasing LED replacement lamps sold separately. | BATH | Sussex | Wall / Bath Lighting | Heirloom Bronze | 782 | Steel | Satin Etched Glass | D:7.5" H:4.0625" |  |  | 3 Medium A19 100w |  | 3 | No | [14 empty] | 0 | [12 empty] | 71.48 | 142.96 | 214.44 | W:24'' H:10 1/4'' E:10 1/4'' | 7.56 |  |  | 24 | 10.25 | Cap Nuts |  |  |  |  | 10.25 |  | No |  | No | [21 empty] | D:6 5/8'' DP:3'' OB UP:7'' OB DOWN:3 1/4'' |  |  |  | 6.5 |  |  | N/A | Hardwired | 0 | 1 | 0 | 0 | 1 | 0 | 0 | 1 | 0 | 0 | 0 | 785652044083 | 22.5 | 12.875 | 9 | 6.5 | 1.509 | 175 | Yes | [8 empty] | ETL Damp | cETL Damp | SUSSEX 3L BATH-782 | Three Light Wall / Bath |  | 44062-782.jpg | 44062.jpg
44062-962 | Three Light Wall / Bath | The Sussex lighting collection from Sea Gull Lighting is a perfect crossover from cottage style into urban chic. The Sussex collection's retro appeal softens and warms-up contemporary spaces, while retaining an up-to-date decor. Look to Sussex when balance and unity are required in your interior design. Offered in Brushed Nickel finish with Satin White glass or Heirloom Bronze with Satin Etched glass. For the wall/bath fixtures only, a Chrome finish coupled with Satin White glass is also available. The assortment includes nine-light, five-light and three-light chandeliers, pendants in six sizes, both flush and semi-flush ceiling fixtures, as well as one-light, two-light, three-light and four-light wall/bath fixtures. Both incandescent lamping and ENERGY STAR-qualified LED lamping are available. Most of these fixtures easily convert to LED by purchasing LED replacement lamps sold separately. | BATH | Sussex | Wall / Bath Lighting | Brushed Nickel | 962 | Steel | Satin White Glass | D:7.5" H:4.0625" |  |  | 3 Medium A19 100w |  | 3 | No | [14 empty] | 0 | [12 empty] | 71.48 | 142.96 | 214.44 | W:24'' H:10 1/4'' E:10 1/4'' | 7.56 |  |  | 24 | 10.25 | Cap Nuts |  |  |  |  | 10.25 |  | No |  | No | [21 empty] | D:6 5/8'' DP:3'' OB UP:7'' OB DOWN:3 1/4'' |  |  |  | 6.5 |  |  | N/A | Hardwired | 0 | 1 | 0 | 0 | 1 | 0 | 0 | 1 | 0 | 0 | 0 | 785652440625 | 21.25 | 8.5 | 10 | 7.4 | 1.045 | 125 | Yes | [8 empty] | ETL Damp | cETL Damp | SUSSEX 3L BATH-962 | Three Light Wall / Bath |  | 44062-962.jpg | 44062.jpg
44062EN3-05 | Three Light Wall / Bath | The Sussex lighting collection from Sea Gull Lighting is a perfect crossover from cottage style into urban chic. The Sussex collection's retro appeal softens and warms-up contemporary spaces, while retaining an up-to-date decor. Look to Sussex when balance and unity are required in your interior design. Offered in Brushed Nickel finish with Satin White glass or Heirloom Bronze with Satin Etched glass. For the wall/bath fixtures only, a Chrome finish coupled with Satin White glass is also available. The assortment includes nine-light, five-light and three-light chandeliers, pendants in six sizes, both flush and semi-flush ceiling fixtures, as well as one-light, two-light, three-light and four-light wall/bath fixtures. Both incandescent lamping and ENERGY STAR-qualified LED lamping are available. Most of these fixtures easily convert to LED by purchasing LED replacement lamps sold separately. | BATH | Sussex | Wall / Bath Lighting | Chrome | 5 | Steel | Satin White Glass | D:7.5" H:4.0625" |  |  | 3 Medium A19 9.3w |  | 3 | Yes | [14 empty] | 0 | [12 empty] | 85.48 | 170.96 | 256.44 | W:24'' H:10 1/4'' E:10 1/4'' | 7.56 |  |  | 24 | 10.25 | Cap Nuts |  |  |  |  | 10.25 |  | No |  | No | [21 empty] | D:6 5/8'' DP:3'' OB UP:7'' OB DOWN:3 1/4'' |  |  |  | 6.5 | Black/White |  | N/A | Hardwired | 0 | 1 | 0 | 1 | 1 | 0 | 0 | 0 | 0 | 0 | 0 | 785652047152 | 21.5 | 9.5 | 9 | 9.6 | 1.064 | 100 | Yes | [8 empty] | ETL Damp | cETL Damp | SUSSEX 3L BATH-05 | Three Light Wall / Bath |  | 44062EN3-05.jpg | 44062.jpg
44062EN3-782 | Three Light Wall / Bath | The Sussex lighting collection from Sea Gull Lighting is a perfect crossover from cottage style into urban chic. The Sussex collection's retro appeal softens and warms-up contemporary spaces, while retaining an up-to-date decor. Look to Sussex when balance and unity are required in your interior design. Offered in Brushed Nickel finish with Satin White glass or Heirloom Bronze with Satin Etched glass. For the wall/bath fixtures only, a Chrome finish coupled with Satin White glass is also available. The assortment includes nine-light, five-light and three-light chandeliers, pendants in six sizes, both flush and semi-flush ceiling fixtures, as well as one-light, two-light, three-light and four-light wall/bath fixtures. Both incandescent lamping and ENERGY STAR-qualified LED lamping are available. Most of these fixtures easily convert to LED by purchasing LED replacement lamps sold separately. | BATH | Sussex | Wall / Bath Lighting | Heirloom Bronze | 782 | Steel | Satin Etched Glass | D:7.5" H:4.0625" |  |  | 3 Medium A19 9.3w |  | 3 | Yes | [14 empty] | 0 | [12 empty] | 88.98 | 177.96 | 266.94 | W:24'' H:10 1/4'' E:10 1/4'' | 7.56 |  |  | 24 | 10.25 | Cap Nuts |  |  |  |  | 10.25 |  | No |  | No | [21 empty] | D:6 5/8'' DP:3'' OB UP:7'' OB DOWN:3 1/4'' |  |  |  | 6.5 | Black/White |  | N/A | Hardwired | 0 | 1 | 0 | 1 | 1 | 0 | 0 | 0 | 0 | 0 | 0 | 785652047169 | 22.5 | 12.875 | 9 | 6.5 | 1.509 | 175 | Yes | [8 empty] | ETL Damp | cETL Damp | SUSSEX 3L BATH-782 | Three Light Wall / Bath |  | 44062EN3-782.jpg | 44062.jpg
44062EN3-962 | Three Light Wall / Bath | The Sussex lighting collection from Sea Gull Lighting is a perfect crossover from cottage style into urban chic. The Sussex collection's retro appeal softens and warms-up contemporary spaces, while retaining an up-to-date decor. Look to Sussex when balance and unity are required in your interior design. Offered in Brushed Nickel finish with Satin White glass or Heirloom Bronze with Satin Etched glass. For the wall/bath fixtures only, a Chrome finish coupled with Satin White glass is also available. The assortment includes nine-light, five-light and three-light chandeliers, pendants in six sizes, both flush and semi-flush ceiling fixtures, as well as one-light, two-light, three-light and four-light wall/bath fixtures. Both incandescent lamping and ENERGY STAR-qualified LED lamping are available. Most of these fixtures easily convert to LED by purchasing LED replacement lamps sold separately. | BATH | Sussex | Wall / Bath Lighting | Brushed Nickel | 962 | Steel | Satin White Glass | D:7.5" H:4.0625" |  |  | 3 Medium A19 9.3w |  | 3 | Yes | [14 empty] | 0 | [12 empty] | 88.98 | 177.96 | 266.94 | W:24'' H:10 1/4'' E:10 1/4'' | 7.56 |  |  | 24 | 10.25 | Cap Nuts |  |  |  |  | 10.25 |  | No |  | No | [21 empty] | D:6 5/8'' DP:3'' OB UP:7'' OB DOWN:3 1/4'' |  |  |  | 6.5 | Black/White |  | N/A | Hardwired | 0 | 1 | 0 | 1 | 1 | 0 | 0 | 0 | 0 | 0 | 0 | 785652047176 | 21.25 | 9.75 | 9.25 | 8.4 | 1.109 | 125 | Yes | [8 empty] | ETL Damp | cETL Damp | SUSSEX 3L BATH-962 | Three Light Wall / Bath |  | 44062EN3-962.jpg | 44062.jpg
44063-05 | Four Light Wall / Bath | The Sussex lighting collection from Sea Gull Lighting is a perfect crossover from cottage style into urban chic. The Sussex collection's retro appeal softens and warms-up contemporary spaces, while retaining an up-to-date decor. Look to Sussex when balance and unity are required in your interior design. Offered in Brushed Nickel finish with Satin White glass or Heirloom Bronze with Satin Etched glass. For the wall/bath fixtures only, a Chrome finish coupled with Satin White glass is also available. The assortment includes nine-light, five-light and three-light chandeliers, pendants in six sizes, both flush and semi-flush ceiling fixtures, as well as one-light, two-light, three-light and four-light wall/bath fixtures. Both incandescent lamping and ENERGY STAR-qualified LED lamping are available. Most of these fixtures easily convert to LED by purchasing LED replacement lamps sold separately. | BATH | Sussex | Wall / Bath Lighting | Chrome | 5 | Steel | Satin White Glass | D:7.5" H:4.0625" |  |  | 4 Medium A19 100w |  | 4 | No | [14 empty] | 0 | [12 empty] | 106.98 | 213.96 | 320.94 | W:32 1/4'' H:10 1/4'' E:10 1/4'' | 10.7 |  |  | 32.25 | 10.25 | Cap Nuts |  |  |  |  | 10.25 |  | No |  | No | [21 empty] | D:6 5/8'' DP:3'' OB UP:7'' OB DOWN:3 1/4'' |  |  |  | 6.5 |  |  | N/A | Hardwired | 0 | 1 | 0 | 0 | 1 | 0 | 0 | 1 | 0 | 0 | 0 | 785652406300 | 29.5 | 12 | 11 | 13.4 | 2.253 | 175 | Yes | [8 empty] | ETL Damp | cETL Damp | SUSSEX 4L BATH-05 | Four Light Wall / Bath |  | 44063-05.jpg | 44063.jpg
44063-782 | Four Light Wall / Bath | The Sussex lighting collection from Sea Gull Lighting is a perfect crossover from cottage style into urban chic. The Sussex collection's retro appeal softens and warms-up contemporary spaces, while retaining an up-to-date decor. Look to Sussex when balance and unity are required in your interior design. Offered in Brushed Nickel finish with Satin White glass or Heirloom Bronze with Satin Etched glass. For the wall/bath fixtures only, a Chrome finish coupled with Satin White glass is also available. The assortment includes nine-light, five-light and three-light chandeliers, pendants in six sizes, both flush and semi-flush ceiling fixtures, as well as one-light, two-light, three-light and four-light wall/bath fixtures. Both incandescent lamping and ENERGY STAR-qualified LED lamping are available. Most of these fixtures easily convert to LED by purchasing LED replacement lamps sold separately. | BATH | Sussex | Wall / Bath Lighting | Heirloom Bronze | 782 | Steel | Satin Etched Glass | D:7.5" H:4.0625" |  |  | 4 Medium A19 100w |  | 4 | No | [14 empty] | 0 | [12 empty] | 106.98 | 213.96 | 320.94 | W:32 1/4'' H:10 1/4'' E:10 1/4'' | 10.7 |  |  | 32.25 | 10.25 | Cap Nuts |  |  |  |  | 10.25 |  | No |  | No | [21 empty] | D:6 5/8'' DP:3'' OB UP:7'' OB DOWN:3 1/4'' |  |  |  | 6.5 |  |  | N/A | Hardwired | 0 | 1 | 0 | 0 | 1 | 0 | 0 | 1 | 0 | 0 | 0 | 785652406379 | 29.5 | 12 | 11 | 13.4 | 2.253 | 175 | Yes | [8 empty] | ETL Damp | cETL Damp | SUSSEX 4L BATH-782 | Four Light Wall / Bath |  | 44063-782.jpg | 44063.jpg
44063-962 | Four Light Wall / Bath | The Sussex lighting collection from Sea Gull Lighting is a perfect crossover from cottage style into urban chic. The Sussex collection's retro appeal softens and warms-up contemporary spaces, while retaining an up-to-date decor. Look to Sussex when balance and unity are required in your interior design. Offered in Brushed Nickel finish with Satin White glass or Heirloom Bronze with Satin Etched glass. For the wall/bath fixtures only, a Chrome finish coupled with Satin White glass is also available. The assortment includes nine-light, five-light and three-light chandeliers, pendants in six sizes, both flush and semi-flush ceiling fixtures, as well as one-light, two-light, three-light and four-light wall/bath fixtures. Both incandescent lamping and ENERGY STAR-qualified LED lamping are available. Most of these fixtures easily convert to LED by purchasing LED replacement lamps sold separately. | BATH | Sussex | Wall / Bath Lighting | Brushed Nickel | 962 | Steel | Satin White Glass | D:7.5" H:4.0625" |  |  | 4 Medium A19 100w |  | 4 | No | [14 empty] | 0 | [12 empty] | 106.98 | 213.96 | 320.94 | W:32 1/4'' H:10 1/4'' E:10 1/4'' | 10.7 |  |  | 32.25 | 10.25 | Cap Nuts |  |  |  |  | 10.25 |  | No |  | No | [21 empty] | D:6 5/8'' DP:3'' OB UP:7'' OB DOWN:3 1/4'' |  |  |  | 6.5 |  |  | N/A | Hardwired | 0 | 1 | 0 | 0 | 1 | 0 | 0 | 1 | 0 | 0 | 0 | 785652406393 | 29.5 | 12 | 11 | 13.4 | 2.253 | 175 | Yes | [8 empty] | ETL Damp | cETL Damp | SUSSEX 4L BATH-962 | Four Light Wall / Bath |  | 44063-962.jpg | 44063.jpg
44063EN3-05 | Four Light Wall / Bath | The Sussex lighting collection from Sea Gull Lighting is a perfect crossover from cottage style into urban chic. The Sussex collection's retro appeal softens and warms-up contemporary spaces, while retaining an up-to-date decor. Look to Sussex when balance and unity are required in your interior design. Offered in Brushed Nickel finish with Satin White glass or Heirloom Bronze with Satin Etched glass. For the wall/bath fixtures only, a Chrome finish coupled with Satin White glass is also available. The assortment includes nine-light, five-light and three-light chandeliers, pendants in six sizes, both flush and semi-flush ceiling fixtures, as well as one-light, two-light, three-light and four-light wall/bath fixtures. Both incandescent lamping and ENERGY STAR-qualified LED lamping are available. Most of these fixtures easily convert to LED by purchasing LED replacement lamps sold separately. | BATH | Sussex | Wall / Bath Lighting | Chrome | 5 | Steel | Satin White Glass | D:7.5" H:4.0625" |  |  | 4 Medium A19 9.3w |  | 4 | Yes | [14 empty] | 0 | [12 empty] | 122.98 | 245.96 | 368.94 | W:32 1/4'' H:10 1/4'' E:10 1/4'' | 10.7 |  |  | 32.25 | 10.25 | Cap Nuts |  |  |  |  | 10.25 |  | No |  | No | [21 empty] | D:6 5/8'' DP:3'' OB UP:7'' OB DOWN:3 1/4'' |  |  |  | 6.5 | Black/White |  | N/A | Hardwired | 0 | 1 | 0 | 1 | 1 | 0 | 0 | 0 | 0 | 0 | 0 | 785652047244 | 29.5 | 12 | 11 | 13.4 | 2.253 | 175 | Yes | [8 empty] | ETL Damp | cETL Damp | SUSSEX 4L BATH-05 | Four Light Wall / Bath |  | 44063EN3-05.jpg | 44063.jpg
44063EN3-782 | Four Light Wall / Bath | The Sussex lighting collection from Sea Gull Lighting is a perfect crossover from cottage style into urban chic. The Sussex collection's retro appeal softens and warms-up contemporary spaces, while retaining an up-to-date decor. Look to Sussex when balance and unity are required in your interior design. Offered in Brushed Nickel finish with Satin White glass or Heirloom Bronze with Satin Etched glass. For the wall/bath fixtures only, a Chrome finish coupled with Satin White glass is also available. The assortment includes nine-light, five-light and three-light chandeliers, pendants in six sizes, both flush and semi-flush ceiling fixtures, as well as one-light, two-light, three-light and four-light wall/bath fixtures. Both incandescent lamping and ENERGY STAR-qualified LED lamping are available. Most of these fixtures easily convert to LED by purchasing LED replacement lamps sold separately. | BATH | Sussex | Wall / Bath Lighting | Heirloom Bronze | 782 | Steel | Satin Etched Glass | D:7.5" H:4.0625" |  |  | 4 Medium A19 9.3w |  | 4 | Yes | [14 empty] | 0 | [12 empty] | 122.98 | 245.96 | 368.94 | W:32 1/4'' H:10 1/4'' E:10 1/4'' | 10.7 |  |  | 32.25 | 10.25 | Cap Nuts |  |  |  |  | 10.25 |  | No |  | No | [21 empty] | D:6 5/8'' DP:3'' OB UP:7'' OB DOWN:3 1/4'' |  |  |  | 6.5 | Black/White |  | N/A | Hardwired | 0 | 1 | 0 | 1 | 1 | 0 | 0 | 0 | 0 | 0 | 0 | 785652047251 | 29.5 | 12 | 11 | 13.4 | 2.253 | 175 | Yes | [8 empty] | ETL Damp | cETL Damp | SUSSEX 4L BATH-782 | Four Light Wall / Bath |  | 44063EN3-782.jpg | 44063.jpg
44063EN3-962 | Four Light Wall / Bath | The Sussex lighting collection from Sea Gull Lighting is a perfect crossover from cottage style into urban chic. The Sussex collection's retro appeal softens and warms-up contemporary spaces, while retaining an up-to-date decor. Look to Sussex when balance and unity are required in your interior design. Offered in Brushed Nickel finish with Satin White glass or Heirloom Bronze with Satin Etched glass. For the wall/bath fixtures only, a Chrome finish coupled with Satin White glass is also available. The assortment includes nine-light, five-light and three-light chandeliers, pendants in six sizes, both flush and semi-flush ceiling fixtures, as well as one-light, two-light, three-light and four-light wall/bath fixtures. Both incandescent lamping and ENERGY STAR-qualified LED lamping are available. Most of these fixtures easily convert to LED by purchasing LED replacement lamps sold separately. | BATH | Sussex | Wall / Bath Lighting | Brushed Nickel | 962 | Steel | Satin White Glass | D:7.5" H:4.0625" |  |  | 4 Medium A19 9.3w |  | 4 | Yes | [14 empty] | 0 | [12 empty] | 122.98 | 245.96 | 368.94 | W:32 1/4'' H:10 1/4'' E:10 1/4'' | 10.7 |  |  | 32.25 | 10.25 | Cap Nuts |  |  |  |  | 10.25 |  | No |  | No | [21 empty] | D:6 5/8'' DP:3'' OB UP:7'' OB DOWN:3 1/4'' |  |  |  | 6.5 | Black/White |  | N/A | Hardwired | 0 | 1 | 0 | 1 | 1 | 0 | 0 | 0 | 0 | 0 | 0 | 785652047268 | 29.5 | 12 | 11 | 13.4 | 2.253 | 175 | Yes | [8 empty] | ETL Damp | cETL Damp | SUSSEX 4L BATH-962 | Four Light Wall / Bath |  | 44063EN3-962.jpg | 44063.jpg
4410402-715 | Two Light Wall / Bath | Named after the Italian word for “sphere,” the transitional Sfera collection by Sea Gull Lighting features detailed center bands and rounded, sweeping curves -- rustic with a modern inspiration. Offered in Autumn Bronze finish with several glass options – extraordinary painted Mercury glass and Café Tint glass, as well as a Smoky Amber glass for wall/bath fixtures only. The assortment includes six-light and four-light chandeliers, pendants in three sizes, both flush and semi-flush ceiling fixtures, as well as two-light, three-light and four-light wall/bath fixtures. Both incandescent lamping and ENERGY STAR-qualified LED lamping are available. Most of these fixtures easily convert to LED by purchasing LED replacement lamps sold separately. | BATH | Sfera | Wall / Bath Lighting | Autumn Bronze | 715 | Steel | Mercury Glass | D:3.5" H:6.25" | D:3.5" |  | 2 Medium A19 100w |  | 2 | No | [14 empty] | 0 | [12 empty] | 60.45 | 120.9 | 181.35 | W:14 1/4'' H:11'' E:6 1/2'' | 3.7 |  |  | 14.25 | 11 | Wall / Bath |  |  |  |  | 6.5 |  | No |  | No | [21 empty] | D:5'' DP:1 1/4'' OB UP:8 1/2'' OB DOWN:2 1/2'' Round |  |  |  | 6.5 |  |  |  | Hardwired | 0 | 1 | 0 | 0 | 1 | 0 | 0 | 1 | 0 | 0 | 0 | 785652240324 | 16.5 | 12 | 9 | 5.2 | 1.031 | 175 | Yes | [9 empty] | cETL Damp | SFERA 2L MERCURY BATH-715 | Two Light Wall / Bath |  | 4410402-715.jpg | 4410402.jpg
4410402EN3-715 | Two Light Wall / Bath | Named after the Italian word for “sphere,” the transitional Sfera collection by Sea Gull Lighting features detailed center bands and rounded, sweeping curves -- rustic with a modern inspiration. Offered in Autumn Bronze finish with several glass options – extraordinary painted Mercury glass and Café Tint glass, as well as a Smoky Amber glass for wall/bath fixtures only. The assortment includes six-light and four-light chandeliers, pendants in three sizes, both flush and semi-flush ceiling fixtures, as well as two-light, three-light and four-light wall/bath fixtures. Both incandescent lamping and ENERGY STAR-qualified LED lamping are available. Most of these fixtures easily convert to LED by purchasing LED replacement lamps sold separately. | BATH | Sfera | Wall / Bath Lighting | Autumn Bronze | 715 | Steel | Mercury Glass | D:3.5" H:6.25" | D:3.5" |  | 2 Medium A19 9.3w |  | 2 | Yes | [14 empty] | 0 | [12 empty] | 71.45 | 142.9 | 214.35 | W:14 1/4'' H:11'' E:6 1/2'' | 3.7 |  |  | 14.25 | 11 | Wall / Bath |  |  |  |  | 6.5 |  | No |  | No | [21 empty] | D:5'' DP:1 1/4'' OB UP:8 1/2'' OB DOWN:2 1/2'' Round |  |  |  | 6.5 | Black/White |  |  | Hardwired | 0 | 1 | 0 | 1 | 1 | 0 | 0 | 0 | 0 | 0 | 0 | 785652046896 | 16.5 | 12 | 9 | 5.2 | 1.031 | 175 | Yes | [9 empty] | cETL Damp | SFERA 2L MERCURY BATH-715 | Two Light Wall / Bath |  | 4410402EN3-715.jpg | 4410402.jpg
4410403-715 | Three Light Wall / Bath | Named after the Italian word for “sphere,” the transitional Sfera collection by Sea Gull Lighting features detailed center bands and rounded, sweeping curves -- rustic with a modern inspiration. Offered in Autumn Bronze finish with several glass options – extraordinary painted Mercury glass and Café Tint glass, as well as a Smoky Amber glass for wall/bath fixtures only. The assortment includes six-light and four-light chandeliers, pendants in three sizes, both flush and semi-flush ceiling fixtures, as well as two-light, three-light and four-light wall/bath fixtures. Both incandescent lamping and ENERGY STAR-qualified LED lamping are available. Most of these fixtures easily convert to LED by purchasing LED replacement lamps sold separately. | BATH | Sfera | Wall / Bath Lighting | Autumn Bronze | 715 | Steel | Mercury Glass | D:3.5" H:6.25" | D:3.5" |  | 3 Medium A19 100w |  | 3 | No | [14 empty] | 0 | [12 empty] | 89.98 | 179.96 | 269.94 | W:24'' H:11'' E:6 3/4'' | 4.5 |  |  | 24 | 11 | Wall / Bath |  |  |  |  | 6.75 |  | No |  | No | [21 empty] | D:5'' DP:1 1/4'' OB UP:8 1/2'' OB DOWN:2 1/2'' Round |  |  |  | 6.5 |  |  |  | Hardwired | 0 | 1 | 0 | 0 | 1 | 0 | 0 | 1 | 0 | 0 | 0 | 785652240331 | 30.25 | 9 | 8.5 | 5.7 | 1.339 | 175 | Yes | [9 empty] | cETL Damp | SFERA 3L MERCURY BATH-715 | Three Light Wall / Bath |  | 4410403-715.jpg | 4410403.jpg
4410403EN3-715 | Three Light Wall / Bath | Named after the Italian word for “sphere,” the transitional Sfera collection by Sea Gull Lighting features detailed center bands and rounded, sweeping curves -- rustic with a modern inspiration. Offered in Autumn Bronze finish with several glass options – extraordinary painted Mercury glass and Café Tint glass, as well as a Smoky Amber glass for wall/bath fixtures only. The assortment includes six-light and four-light chandeliers, pendants in three sizes, both flush and semi-flush ceiling fixtures, as well as two-light, three-light and four-light wall/bath fixtures. Both incandescent lamping and ENERGY STAR-qualified LED lamping are available. Most of these fixtures easily convert to LED by purchasing LED replacement lamps sold separately. | BATH | Sfera | Wall / Bath Lighting | Autumn Bronze | 715 | Steel | Mercury Glass | D:3.5" H:6.25" | D:3.5" |  | 3 Medium A19 9.3w |  | 3 | Yes | [14 empty] | 0 | [12 empty] | 108.48 | 216.96 | 325.44 | W:24'' H:11'' E:6 3/4'' | 4.5 |  |  | 24 | 11 | Wall / Bath |  |  |  |  | 6.75 |  | No |  | No | [21 empty] | D:5'' DP:1 1/4'' OB UP:8 1/2'' OB DOWN:2 1/2'' Round |  |  |  | 6.5 | Black/White |  |  | Hardwired | 0 | 1 | 0 | 1 | 1 | 0 | 0 | 0 | 0 | 0 | 0 | 785652046933 | 30.25 | 9 | 8.5 | 5.7 | 1.339 | 175 | Yes | [9 empty] | cETL Damp | SFERA 3L MERCURY BATH-715 | Three Light Wall / Bath |  | 4410403EN3-715.jpg | 4410403.jpg
4410404-715 | Four Light Wall / Bath | Named after the Italian word for “sphere,” the transitional Sfera collection by Sea Gull Lighting features detailed center bands and rounded, sweeping curves -- rustic with a modern inspiration. Offered in Autumn Bronze finish with several glass options – extraordinary painted Mercury glass and Café Tint glass, as well as a Smoky Amber glass for wall/bath fixtures only. The assortment includes six-light and four-light chandeliers, pendants in three sizes, both flush and semi-flush ceiling fixtures, as well as two-light, three-light and four-light wall/bath fixtures. Both incandescent lamping and ENERGY STAR-qualified LED lamping are available. Most of these fixtures easily convert to LED by purchasing LED replacement lamps sold separately. | BATH | Sfera | Wall / Bath Lighting | Autumn Bronze | 715 | Steel | Mercury Glass | D:3.5" H:6.25" | D:3.5" |  | 4 Medium A19 100w |  | 4 | No | [14 empty] | 0 | [12 empty] | 111.95 | 223.9 | 335.85 | W:34'' H:11'' E:6 3/4'' | 5.6 |  |  | 34 | 11 | Wall / Bath |  |  |  |  | 6.75 |  | No |  | No | [21 empty] | D:5'' DP:1 1/4'' OB UP:8 1/2'' OB DOWN:2 1/2'' Round |  |  |  | 6.5 |  |  |  | Hardwired | 0 | 1 | 0 | 0 | 1 | 0 | 0 | 1 | 0 | 0 | 0 | 785652240348 | 40.8 | 9.2 | 8.5 | 7.1 | 1.846 | 250 | Yes | [9 empty] | cETL Damp | SFERA 4L MERCURY BATH-715 | Four Light Wall / Bath |  | 4410404-715.jpg | 4410404.jpg
4410404EN3-715 | Four Light Wall / Bath | Named after the Italian word for “sphere,” the transitional Sfera collection by Sea Gull Lighting features detailed center bands and rounded, sweeping curves -- rustic with a modern inspiration. Offered in Autumn Bronze finish with several glass options – extraordinary painted Mercury glass and Café Tint glass, as well as a Smoky Amber glass for wall/bath fixtures only. The assortment includes six-light and four-light chandeliers, pendants in three sizes, both flush and semi-flush ceiling fixtures, as well as two-light, three-light and four-light wall/bath fixtures. Both incandescent lamping and ENERGY STAR-qualified LED lamping are available. Most of these fixtures easily convert to LED by purchasing LED replacement lamps sold separately. | BATH | Sfera | Wall / Bath Lighting | Autumn Bronze | 715 | Steel | Mercury Glass | D:3.5" H:6.25" | D:3.5" |  | 4 Medium A19 9.3w |  | 4 | Yes | [14 empty] | 0 | [12 empty] | 131.45 | 262.9 | 394.35 | W:34'' H:11'' E:6 3/4'' | 5.6 |  |  | 34 | 11 | Wall / Bath |  |  |  |  | 6.75 |  | No |  | No | [21 empty] | D:5'' DP:1 1/4'' OB UP:8 1/2'' OB DOWN:2 1/2'' Round |  |  |  | 6.5 | Black/White |  |  | Hardwired | 0 | 1 | 0 | 1 | 1 | 0 | 0 | 0 | 0 | 0 | 0 | 785652046971 | 40.8 | 9.2 | 8.5 | 7.1 | 1.846 | 250 | Yes | [9 empty] | cETL Damp | SFERA 4L MERCURY BATH-715 | Four Light Wall / Bath |  | 4410404EN3-715.jpg | 4410404.jpg
4411602-05 | Two Light Wall / Bath | The Bayfield bath collection by Sea Gull Lighting delivers simplicity with flair. The transitional design is a subtle combination of clean lines and flared, angular Satin Etched glass shades to bring style and warmth to the bathroom no matter the budget. Offered in Chrome, Burnt Sienna and Brushed Nickel finishes, the bath lighting collection offers one-light, two-light, three-light and four-light vanity fixtures. Both incandescent lamping and ENERGY STAR-qualified LED lamping are available; all fixtures are California Title 24 compliant. | BATH | Bayfield | Wall / Bath Lighting | Chrome | 5 | Steel | Satin Etched Glass | L:5" W:5" H:5" |  |  | 2 Medium A19 100w |  | 2 | No | [14 empty] | 0 | [12 empty] | 55.48 | 110.96 | 166.44 | W:13 1/4'' H:7 3/4'' E:6 5/8'' | 4.2 |  |  | 13.25 | 7.75 | Wall / Bath |  |  |  |  | 6.625 |  | No |  | No | [21 empty] | DP:3/4'' W:6 1/4'' H:4 5/8'' OB UP:5 1/2'' OB DOWN:2 1/4'' Rectangular |  |  |  | 6 | Black/White |  |  | Hardwired | 0 | 1 | 0 | 0 | 1 | 0 | 0 | 1 | 0 | 0 | 0 | 785652257841 | 6.5 | 9.75 | 9.25 | 5.6 | 0.339 | 70 | Yes | [9 empty] | cETL Damp | BAYFIELD 2L BATH-05 | Two Light Wall / Bath |  | 4411602-05_ALT.png | 4411602.jpg
4411602-710 | Two Light Wall / Bath | The Bayfield bath collection by Sea Gull Lighting delivers simplicity with flair. The transitional design is a subtle combination of clean lines and flared, angular Satin Etched glass shades to bring style and warmth to the bathroom no matter the budget. Offered in Chrome, Burnt Sienna and Brushed Nickel finishes, the bath lighting collection offers one-light, two-light, three-light and four-light vanity fixtures. Both incandescent lamping and ENERGY STAR-qualified LED lamping are available; all fixtures are California Title 24 compliant. | BATH | Bayfield | Wall / Bath Lighting | Burnt Sienna | 710 | Steel | Satin Etched Glass | L:5" W:5" H:5" |  |  | 2 Medium A19 100w |  | 2 | No | [14 empty] | 0 | [12 empty] | 55.48 | 110.96 | 166.44 | W:13 1/4'' H:7 3/4'' E:6 5/8'' | 4.2 |  |  | 13.25 | 7.75 | Wall / Bath |  |  |  |  | 6.625 |  | No |  | No | [21 empty] | DP:3/4'' W:6 1/4'' H:4 5/8'' OB UP:5 1/2'' OB DOWN:2 1/4'' Rectangular |  |  |  | 6 | Black/White |  |  | Hardwired | 0 | 1 | 0 | 0 | 1 | 0 | 0 | 1 | 0 | 0 | 0 | 785652273575 | 16.5 | 9.75 | 9.25 | 5.6 | 0.861 | 125 | Yes | [9 empty] | cETL Damp | BAYFIELD 2L BATH-710 | Two Light Wall / Bath |  | 4411602-710.png | 4411602.jpg
4411602-962 | Two Light Wall / Bath | The Bayfield bath collection by Sea Gull Lighting delivers simplicity with flair. The transitional design is a subtle combination of clean lines and flared, angular Satin Etched glass shades to bring style and warmth to the bathroom no matter the budget. Offered in Chrome, Burnt Sienna and Brushed Nickel finishes, the bath lighting collection offers one-light, two-light, three-light and four-light vanity fixtures. Both incandescent lamping and ENERGY STAR-qualified LED lamping are available; all fixtures are California Title 24 compliant. | BATH | Bayfield | Wall / Bath Lighting | Brushed Nickel | 962 | Steel | Satin Etched Glass | L:5" W:5" H:5" |  |  | 2 Medium A19 100w |  | 2 | No | [14 empty] | 0 | [12 empty] | 55.48 | 110.96 | 166.44 | W:13 1/4'' H:7 3/4'' E:6 5/8'' | 4.2 |  |  | 13.25 | 7.75 | Wall / Bath |  |  |  |  | 6.625 |  | No |  | No | [21 empty] | DP:3/4'' W:6 1/4'' H:4 5/8'' OB UP:5 1/2'' OB DOWN:2 1/4'' Rectangular |  |  |  | 6 | Black/White |  |  | Hardwired | 0 | 1 | 0 | 0 | 1 | 0 | 0 | 1 | 0 | 0 | 0 | 785652257858 | 16.5 | 9.75 | 9.25 | 5.6 | 0.861 | 125 | Yes | [9 empty] | cETL Damp | BAYFIELD 2L BATH-962 | Two Light Wall / Bath |  | 4411602-962.png | 4411602.jpg
4411602EN3-05 | Two Light Wall / Bath | The Bayfield bath collection by Sea Gull Lighting delivers simplicity with flair. The transitional design is a subtle combination of clean lines and flared, angular Satin Etched glass shades to bring style and warmth to the bathroom no matter the budget. Offered in Chrome, Burnt Sienna and Brushed Nickel finishes, the bath lighting collection offers one-light, two-light, three-light and four-light vanity fixtures. Both incandescent lamping and ENERGY STAR-qualified LED lamping are available; all fixtures are California Title 24 compliant. | BATH | Bayfield | Wall / Bath Lighting | Chrome | 5 | Steel | Satin Etched Glass | L:5" W:5" H:5" |  |  | 2 Medium A19 9.3w |  | 2 | Yes | [14 empty] | 0 | [12 empty] | 64.98 | 129.96 | 194.94 | W:13 1/4'' H:7 3/4'' E:6 5/8'' | 4.2 |  |  | 13.25 | 7.75 | Wall / Bath |  |  |  |  | 6.625 |  | No |  | No | [21 empty] | DP:3/4'' W:6 1/4'' H:4 5/8'' OB UP:5 1/2'' OB DOWN:2 1/4'' Rectangular |  |  |  | 6 | Black/White |  |  | Hardwired | 0 | 1 | 0 | 1 | 1 | 0 | 0 | 0 | 0 | 0 | 0 | 785652044564 | 16 | 9.75 | 9.125 | 5.4 | 0.824 | 125 | Yes | [9 empty] | cETL Damp | BAYFIELD 2L BATH-05 | Two Light Wall / Bath |  | 4411602EN3-05.jpg | 4411602.jpg
4411602EN3-710 | Two Light Wall / Bath | The Bayfield bath collection by Sea Gull Lighting delivers simplicity with flair. The transitional design is a subtle combination of clean lines and flared, angular Satin Etched glass shades to bring style and warmth to the bathroom no matter the budget. Offered in Chrome, Burnt Sienna and Brushed Nickel finishes, the bath lighting collection offers one-light, two-light, three-light and four-light vanity fixtures. Both incandescent lamping and ENERGY STAR-qualified LED lamping are available; all fixtures are California Title 24 compliant. | BATH | Bayfield | Wall / Bath Lighting | Burnt Sienna | 710 | Steel | Satin Etched Glass | L:5" W:5" H:5" |  |  | 2 Medium A19 9.3w |  | 2 | Yes | [14 empty] | 0 | [12 empty] | 64.98 | 129.96 | 194.94 | W:13 1/4'' H:7 3/4'' E:6 5/8'' | 4.2 |  |  | 13.25 | 7.75 | Wall / Bath |  |  |  |  | 6.625 |  | No |  | No | [21 empty] | DP:3/4'' W:6 1/4'' H:4 5/8'' OB UP:5 1/2'' OB DOWN:2 1/4'' Rectangular |  |  |  | 6 | Black/White |  |  | Hardwired | 0 | 1 | 0 | 1 | 1 | 0 | 0 | 0 | 0 | 0 | 0 | 785652044571 | 16.5 | 9.75 | 9.25 | 5.6 | 0.861 | 125 | Yes | [9 empty] | cETL Damp | BAYFIELD 2L BATH-710 | Two Light Wall / Bath |  | 4411602EN3-710.jpg | 4411602.jpg
4411602EN3-962 | Two Light Wall / Bath | The Bayfield bath collection by Sea Gull Lighting delivers simplicity with flair. The transitional design is a subtle combination of clean lines and flared, angular Satin Etched glass shades to bring style and warmth to the bathroom no matter the budget. Offered in Chrome, Burnt Sienna and Brushed Nickel finishes, the bath lighting collection offers one-light, two-light, three-light and four-light vanity fixtures. Both incandescent lamping and ENERGY STAR-qualified LED lamping are available; all fixtures are California Title 24 compliant. | BATH | Bayfield | Wall / Bath Lighting | Brushed Nickel | 962 | Steel | Satin Etched Glass | L:5" W:5" H:5" |  |  | 2 Medium A19 9.3w |  | 2 | Yes | [14 empty] | 0 | [12 empty] | 64.98 | 129.96 | 194.94 | W:13 1/4'' H:7 3/4'' E:6 5/8'' | 4.2 |  |  | 13.25 | 7.75 | Wall / Bath |  |  |  |  | 6.625 |  | No |  | No | [21 empty] | DP:3/4'' W:6 1/4'' H:4 5/8'' OB UP:5 1/2'' OB DOWN:2 1/4'' Rectangular |  |  |  | 6 | Black/White |  |  | Hardwired | 0 | 1 | 0 | 1 | 1 | 0 | 0 | 0 | 0 | 0 | 0 | 785652044588 | 16.5 | 9.75 | 9.25 | 5.6 | 0.861 | 125 | Yes | [9 empty] | cETL Damp | BAYFIELD 2L BATH-962 | Two Light Wall / Bath |  | 4411602EN3-962.jpg | 4411602.jpg
4411603-05 | Three Light Wall / Bath | The Bayfield bath collection by Sea Gull Lighting delivers simplicity with flair. The transitional design is a subtle combination of clean lines and flared, angular Satin Etched glass shades to bring style and warmth to the bathroom no matter the budget. Offered in Chrome, Burnt Sienna and Brushed Nickel finishes, the bath lighting collection offers one-light, two-light, three-light and four-light vanity fixtures. Both incandescent lamping and ENERGY STAR-qualified LED lamping are available; all fixtures are California Title 24 compliant. | BATH | Bayfield | Wall / Bath Lighting | Chrome | 5 | Steel | Satin Etched Glass | L:5" W:5" H:5" |  |  | 3 Medium A19 100w |  | 3 | No | [14 empty] | 0 | [12 empty] | 68.98 | 137.96 | 206.94 | W:20'' H:7 3/4'' E:6 5/8'' | 6 |  |  | 20 | 7.75 | Wall / Bath |  |  |  |  | 6.625 |  | No |  | No | [21 empty] | DP:3/4'' W:6 1/4'' H:4 5/8'' OB UP:5 1/2'' OB DOWN:2 1/4'' Rectangular |  |  |  | 6 | Black/White |  |  | Hardwired | 0 | 1 | 0 | 0 | 1 | 0 | 0 | 1 | 0 | 0 | 0 | 785652257865 | 5 | 5 | 5 | 7.5 | 0.072 | 60 | Yes | [9 empty] | cETL Damp | BAYFIELD 3L BATH-05 | Three Light Wall / Bath |  | 4411603-05.png | 4411603.jpg
4411603-710 | Three Light Wall / Bath | The Bayfield bath collection by Sea Gull Lighting delivers simplicity with flair. The transitional design is a subtle combination of clean lines and flared, angular Satin Etched glass shades to bring style and warmth to the bathroom no matter the budget. Offered in Chrome, Burnt Sienna and Brushed Nickel finishes, the bath lighting collection offers one-light, two-light, three-light and four-light vanity fixtures. Both incandescent lamping and ENERGY STAR-qualified LED lamping are available; all fixtures are California Title 24 compliant. | BATH | Bayfield | Wall / Bath Lighting | Burnt Sienna | 710 | Steel | Satin Etched Glass | L:5" W:5" H:5" |  |  | 3 Medium A19 100w |  | 3 | No | [14 empty] | 0 | [12 empty] | 68.98 | 137.96 | 206.94 | W:20'' H:7 3/4'' E:6 5/8'' | 6 |  |  | 20 | 7.75 | Wall / Bath |  |  |  |  | 6.625 |  | No |  | No | [21 empty] | DP:3/4'' W:6 1/4'' H:4 5/8'' OB UP:5 1/2'' OB DOWN:2 1/4'' Rectangular |  |  |  | 6 | Black/White |  |  | Hardwired | 0 | 1 | 0 | 0 | 1 | 0 | 0 | 1 | 0 | 0 | 0 | 785652273612 | 5 | 5 | 5 | 7.35 | 0.072 | 60 | Yes | [9 empty] | cETL Damp | BAYFIELD 3L BATH-710 | Three Light Wall / Bath |  | 4411603-710.png | 4411603.jpg
4411603-962 | Three Light Wall / Bath | The Bayfield bath collection by Sea Gull Lighting delivers simplicity with flair. The transitional design is a subtle combination of clean lines and flared, angular Satin Etched glass shades to bring style and warmth to the bathroom no matter the budget. Offered in Chrome, Burnt Sienna and Brushed Nickel finishes, the bath lighting collection offers one-light, two-light, three-light and four-light vanity fixtures. Both incandescent lamping and ENERGY STAR-qualified LED lamping are available; all fixtures are California Title 24 compliant. | BATH | Bayfield | Wall / Bath Lighting | Brushed Nickel | 962 | Steel | Satin Etched Glass | L:5" W:5" H:5" |  |  | 3 Medium A19 100w |  | 3 | No | [14 empty] | 0 | [12 empty] | 68.98 | 137.96 | 206.94 | W:20'' H:7 3/4'' E:6 5/8'' | 6 |  |  | 20 | 7.75 | Wall / Bath |  |  |  |  | 6.625 |  | No |  | No | [21 empty] | DP:3/4'' W:6 1/4'' H:4 5/8'' OB UP:5 1/2'' OB DOWN:2 1/4'' Rectangular |  |  |  | 6 | Black/White |  |  | Hardwired | 0 | 1 | 0 | 0 | 1 | 0 | 0 | 1 | 0 | 0 | 0 | 785652257872 | 23.25 | 10 | 9.5 | 7.6 | 1.278 | 175 | Yes | [9 empty] | cETL Damp | BAYFIELD 3L BATH-962 | Three Light Wall / Bath |  | 4411603-962.png | 4411603.jpg
4411603EN3-05 | Three Light Wall / Bath | The Bayfield bath collection by Sea Gull Lighting delivers simplicity with flair. The transitional design is a subtle combination of clean lines and flared, angular Satin Etched glass shades to bring style and warmth to the bathroom no matter the budget. Offered in Chrome, Burnt Sienna and Brushed Nickel finishes, the bath lighting collection offers one-light, two-light, three-light and four-light vanity fixtures. Both incandescent lamping and ENERGY STAR-qualified LED lamping are available; all fixtures are California Title 24 compliant. | BATH | Bayfield | Wall / Bath Lighting | Chrome | 5 | Steel | Satin Etched Glass | L:5" W:5" H:5" |  |  | 3 Medium A19 9.3w |  | 3 | Yes | [14 empty] | 0 | [12 empty] | 83.98 | 167.96 | 251.94 | W:20'' H:7 3/4'' E:6 5/8'' | 6 |  |  | 20 | 7.75 | Wall / Bath |  |  |  |  | 6.625 |  | No |  | No | [21 empty] | DP:3/4'' W:6 1/4'' H:4 5/8'' OB UP:5 1/2'' OB DOWN:2 1/4'' Rectangular |  |  |  | 6 | Black/White |  |  | Hardwired | 0 | 1 | 0 | 1 | 1 | 0 | 0 | 0 | 0 | 0 | 0 | 785652044595 | 23.25 | 10 | 9.5 | 7.6 | 1.278 | 175 | Yes | [9 empty] | cETL Damp | BAYFIELD 3L BATH-05 | Three Light Wall / Bath |  | 4411603EN3-05.jpg | 4411603.jpg
4411603EN3-710 | Three Light Wall / Bath | The Bayfield bath collection by Sea Gull Lighting delivers simplicity with flair. The transitional design is a subtle combination of clean lines and flared, angular Satin Etched glass shades to bring style and warmth to the bathroom no matter the budget. Offered in Chrome, Burnt Sienna and Brushed Nickel finishes, the bath lighting collection offers one-light, two-light, three-light and four-light vanity fixtures. Both incandescent lamping and ENERGY STAR-qualified LED lamping are available; all fixtures are California Title 24 compliant. | BATH | Bayfield | Wall / Bath Lighting | Burnt Sienna | 710 | Steel | Satin Etched Glass | L:5" W:5" H:5" |  |  | 3 Medium A19 9.3w |  | 3 | Yes | [14 empty] | 0 | [12 empty] | 83.98 | 167.96 | 251.94 | W:20'' H:7 3/4'' E:6 5/8'' | 6 |  |  | 20 | 7.75 | Wall / Bath |  |  |  |  | 6.625 |  | No |  | No | [21 empty] | DP:3/4'' W:6 1/4'' H:4 5/8'' OB UP:5 1/2'' OB DOWN:2 1/4'' Rectangular |  |  |  | 6 | Black/White |  |  | Hardwired | 0 | 1 | 0 | 1 | 1 | 0 | 0 | 0 | 0 | 0 | 0 | 785652044601 | 5 | 5 | 5 | 7.35 | 0.072 | 60 | Yes | [9 empty] | cETL Damp | BAYFIELD 3L BATH-710 | Three Light Wall / Bath |  | 4411603EN3-710.jpg | 4411603.jpg
4411603EN3-962 | Three Light Wall / Bath | The Bayfield bath collection by Sea Gull Lighting delivers simplicity with flair. The transitional design is a subtle combination of clean lines and flared, angular Satin Etched glass shades to bring style and warmth to the bathroom no matter the budget. Offered in Chrome, Burnt Sienna and Brushed Nickel finishes, the bath lighting collection offers one-light, two-light, three-light and four-light vanity fixtures. Both incandescent lamping and ENERGY STAR-qualified LED lamping are available; all fixtures are California Title 24 compliant. | BATH | Bayfield | Wall / Bath Lighting | Brushed Nickel | 962 | Steel | Satin Etched Glass | L:5" W:5" H:5" |  |  | 3 Medium A19 9.3w |  | 3 | Yes | [14 empty] | 0 | [12 empty] | 83.98 | 167.96 | 251.94 | W:20'' H:7 3/4'' E:6 5/8'' | 6 |  |  | 20 | 7.75 | Wall / Bath |  |  |  |  | 6.625 |  | No |  | No | [21 empty] | DP:3/4'' W:6 1/4'' H:4 5/8'' OB UP:5 1/2'' OB DOWN:2 1/4'' Rectangular |  |  |  | 6 | Black/White |  |  | Hardwired | 0 | 1 | 0 | 1 | 1 | 0 | 0 | 0 | 0 | 0 | 0 | 785652044618 | 23.25 | 10 | 9.5 | 7.6 | 1.278 | 175 | Yes | [9 empty] | cETL Damp | BAYFIELD 3L BATH-962 | Three Light Wall / Bath |  | 4411603EN3-962.jpg | 4411603.jpg
4411604-05 | Four Light Wall / Bath | The Bayfield bath collection by Sea Gull Lighting delivers simplicity with flair. The transitional design is a subtle combination of clean lines and flared, angular Satin Etched glass shades to bring style and warmth to the bathroom no matter the budget. Offered in Chrome, Burnt Sienna and Brushed Nickel finishes, the bath lighting collection offers one-light, two-light, three-light and four-light vanity fixtures. Both incandescent lamping and ENERGY STAR-qualified LED lamping are available; all fixtures are California Title 24 compliant. | BATH | Bayfield | Wall / Bath Lighting | Chrome | 5 | Steel | Satin Etched Glass | L:5" W:5" H:5" |  |  | 4 Medium A19 100w |  | 4 | No | [14 empty] | 0 | [12 empty] | 92.98 | 185.96 | 278.94 | W:27 1/2'' H:7 3/4'' E:6 5/8'' | 7.8 |  |  | 27.5 | 7.75 | Wall / Bath |  |  |  |  | 6.625 |  | No |  | No | [21 empty] | DP:3/4'' W:6 1/4'' H:4 5/8'' OB UP:5 1/2'' OB DOWN:2 1/4'' Rectangular |  |  |  | 6 | Black/White |  |  | Hardwired | 0 | 1 | 0 | 0 | 1 | 0 | 0 | 1 | 0 | 0 | 0 | 785652257889 | 31 | 9.75 | 9.5 | 9.9 | 1.662 | 125 | Yes | [9 empty] | cETL Damp | BAYFIELD 4L BATH-05 | Four Light Wall / Bath |  | 4411604-05.png | 4411604.jpg
4411604-710 | Four Light Wall / Bath | The Bayfield bath collection by Sea Gull Lighting delivers simplicity with flair. The transitional design is a subtle combination of clean lines and flared, angular Satin Etched glass shades to bring style and warmth to the bathroom no matter the budget. Offered in Chrome, Burnt Sienna and Brushed Nickel finishes, the bath lighting collection offers one-light, two-light, three-light and four-light vanity fixtures. Both incandescent lamping and ENERGY STAR-qualified LED lamping are available; all fixtures are California Title 24 compliant. | BATH | Bayfield | Wall / Bath Lighting | Burnt Sienna | 710 | Steel | Satin Etched Glass | L:5" W:5" H:5" |  |  | 4 Medium A19 100w |  | 4 | No | [14 empty] | 0 | [12 empty] | 92.98 | 185.96 | 278.94 | W:27 1/2'' H:7 3/4'' E:6 5/8'' | 7.8 |  |  | 27.5 | 7.75 | Wall / Bath |  |  |  |  | 6.625 |  | No |  | No | [21 empty] | DP:3/4'' W:6 1/4'' H:4 5/8'' OB UP:5 1/2'' OB DOWN:2 1/4'' Rectangular |  |  |  | 6 | Black/White |  |  | Hardwired | 0 | 1 | 0 | 0 | 1 | 0 | 0 | 1 | 0 | 0 | 0 | 785652273650 | 31 | 9.75 | 9.5 | 9.9 | 1.662 | 125 | Yes | [9 empty] | cETL Damp | BAYFIELD 4L BATH-710 | Four Light Wall / Bath |  | 4411604-710.png | 4411604.jpg
4411604-962 | Four Light Wall / Bath | The Bayfield bath collection by Sea Gull Lighting delivers simplicity with flair. The transitional design is a subtle combination of clean lines and flared, angular Satin Etched glass shades to bring style and warmth to the bathroom no matter the budget. Offered in Chrome, Burnt Sienna and Brushed Nickel finishes, the bath lighting collection offers one-light, two-light, three-light and four-light vanity fixtures. Both incandescent lamping and ENERGY STAR-qualified LED lamping are available; all fixtures are California Title 24 compliant. | BATH | Bayfield | Wall / Bath Lighting | Brushed Nickel | 962 | Steel | Satin Etched Glass | L:5" W:5" H:5" |  |  | 4 Medium A19 100w |  | 4 | No | [14 empty] | 0 | [12 empty] | 92.98 | 185.96 | 278.94 | W:27 1/2'' H:7 3/4'' E:6 5/8'' | 7.8 |  |  | 27.5 | 7.75 | Wall / Bath |  |  |  |  | 6.625 |  | No |  | No | [21 empty] | DP:3/4'' W:6 1/4'' H:4 5/8'' OB UP:5 1/2'' OB DOWN:2 1/4'' Rectangular |  |  |  | 6 | Black/White |  |  | Hardwired | 0 | 1 | 0 | 0 | 1 | 0 | 0 | 1 | 0 | 0 | 0 | 785652257896 | 31 | 9.75 | 9.5 | 9.9 | 1.662 | 125 | Yes | [9 empty] | cETL Damp | BAYFIELD 4L BATH-962 | Four Light Wall / Bath |  | 4411604-962.png | 4411604.jpg
4411604EN3-05 | Four Light Wall / Bath | The Bayfield bath collection by Sea Gull Lighting delivers simplicity with flair. The transitional design is a subtle combination of clean lines and flared, angular Satin Etched glass shades to bring style and warmth to the bathroom no matter the budget. Offered in Chrome, Burnt Sienna and Brushed Nickel finishes, the bath lighting collection offers one-light, two-light, three-light and four-light vanity fixtures. Both incandescent lamping and ENERGY STAR-qualified LED lamping are available; all fixtures are California Title 24 compliant. | BATH | Bayfield | Wall / Bath Lighting | Chrome | 5 | Steel | Satin Etched Glass | L:5" W:5" H:5" |  |  | 4 Medium A19 9.3w |  | 4 | Yes | [14 empty] | 0 | [12 empty] | 115.98 | 231.96 | 347.94 | W:27 1/2'' H:7 3/4'' E:6 5/8'' | 7.8 |  |  | 27.5 | 7.75 | Wall / Bath |  |  |  |  | 6.625 |  | No |  | No | [21 empty] | DP:3/4'' W:6 1/4'' H:4 5/8'' OB UP:5 1/2'' OB DOWN:2 1/4'' Rectangular |  |  |  | 6 | Black/White |  |  | Hardwired | 0 | 1 | 0 | 1 | 1 | 0 | 0 | 0 | 0 | 0 | 0 | 785652044625 | 31 | 9.75 | 9.5 | 9.9 | 1.662 | 125 | Yes | [9 empty] | cETL Damp | BAYFIELD 4L BATH-05 | Four Light Wall / Bath |  | 4411604EN3-05.jpg | 4411604.jpg
4411604EN3-710 | Four Light Wall / Bath | The Bayfield bath collection by Sea Gull Lighting delivers simplicity with flair. The transitional design is a subtle combination of clean lines and flared, angular Satin Etched glass shades to bring style and warmth to the bathroom no matter the budget. Offered in Chrome, Burnt Sienna and Brushed Nickel finishes, the bath lighting collection offers one-light, two-light, three-light and four-light vanity fixtures. Both incandescent lamping and ENERGY STAR-qualified LED lamping are available; all fixtures are California Title 24 compliant. | BATH | Bayfield | Wall / Bath Lighting | Burnt Sienna | 710 | Steel | Satin Etched Glass | L:5" W:5" H:5" |  |  | 4 Medium A19 9.3w |  | 4 | Yes | [14 empty] | 0 | [12 empty] | 115.98 | 231.96 | 347.94 | W:27 1/2'' H:7 3/4'' E:6 5/8'' | 7.8 |  |  | 27.5 | 7.75 | Wall / Bath |  |  |  |  | 6.625 |  | No |  | No | [21 empty] | DP:3/4'' W:6 1/4'' H:4 5/8'' OB UP:5 1/2'' OB DOWN:2 1/4'' Rectangular |  |  |  | 6 | Black/White |  |  | Hardwired | 0 | 1 | 0 | 1 | 1 | 0 | 0 | 0 | 0 | 0 | 0 | 785652044649 | 31 | 9.75 | 9.5 | 9.9 | 1.662 | 125 | Yes | [9 empty] | cETL Damp | BAYFIELD 4L BATH-710 | Four Light Wall / Bath |  | 4411604EN3-710.jpg | 4411604.jpg
4411604EN3-962 | Four Light Wall / Bath | The Bayfield bath collection by Sea Gull Lighting delivers simplicity with flair. The transitional design is a subtle combination of clean lines and flared, angular Satin Etched glass shades to bring style and warmth to the bathroom no matter the budget. Offered in Chrome, Burnt Sienna and Brushed Nickel finishes, the bath lighting collection offers one-light, two-light, three-light and four-light vanity fixtures. Both incandescent lamping and ENERGY STAR-qualified LED lamping are available; all fixtures are California Title 24 compliant. | BATH | Bayfield | Wall / Bath Lighting | Brushed Nickel | 962 | Steel | Satin Etched Glass | L:5" W:5" H:5" |  |  | 4 Medium A19 9.3w |  | 4 | Yes | [14 empty] | 0 | [12 empty] | 115.98 | 231.96 | 347.94 | W:27 1/2'' H:7 3/4'' E:6 5/8'' | 7.8 |  |  | 27.5 | 7.75 | Wall / Bath |  |  |  |  | 6.625 |  | No |  | No | [21 empty] | DP:3/4'' W:6 1/4'' H:4 5/8'' OB UP:5 1/2'' OB DOWN:2 1/4'' Rectangular |  |  |  | 6 | Black/White |  |  | Hardwired | 0 | 1 | 0 | 1 | 1 | 0 | 0 | 0 | 0 | 0 | 0 | 785652044663 | 31 | 9.75 | 9.5 | 9.9 | 1.662 | 125 | Yes | [9 empty] | cETL Damp | BAYFIELD 4L BATH-962 | Four Light Wall / Bath |  | 4411604EN3-962.jpg | 4411604.jpg
44122-820 | Two Light Wall / Bath | The Del Prato collection by Sea Gull Lighting has a rustic transitional style making it a great choice for all décor styles. Sweeping curves add interest without complication. Coordinate Del Prato in the Chestnut Bronze finish with earth tone walls for an added level of sophistication. The Seeded, Acid-Etched glass shades with a Café Tint contribute to the overall impact as well. The assortment includes nine-light and five-light chandeliers, pendants in five sizes, both flush and semi-flush ceiling fixtures, as well as one-light, two-light, three-light and four-light wall/bath fixtures. Most of these fixtures easily convert to LED by purchasing LED replacement lamps sold separately. | BATH | Del Prato | Wall / Bath Lighting | Chestnut Bronze | 820 | Steel | Seeded acid etch with cafe tint Glass | D:5.0625" |  |  | 2 Medium A19 100w |  | 2 | No | [14 empty] | 0 | [12 empty] | 65 | 130 | 195 | W:14 1/4'' H:9 1/4'' E:7'' | 5.1 |  |  | 14.25 | 9.25 | Cap Nuts |  |  |  |  | 7 |  | No |  | No | [21 empty] | DP:1 1/8'' W:9'' H:4 3/4'' OB UP:5'' OB DOWN:4 1/4'' Rectangular |  |  |  | 6.5 |  |  | N/A | Hardwired | 0 | 1 | 0 | 0 | 1 | 0 | 0 | 1 | 0 | 0 | 0 | 785652075803 | 14.25 | 10.75 | 9.5 | 6.8 | 0.842 | 100 | Yes | [8 empty] | UL Damp | cUL Damp | DEL PRATO 2L BATH-820 | Two Light Wall / Bath |  | 44122-820.jpg | 44122.jpg
44122EN3-820 | Two Light Wall / Bath | The Del Prato collection by Sea Gull Lighting has a rustic transitional style making it a great choice for all décor styles. Sweeping curves add interest without complication. Coordinate Del Prato in the Chestnut Bronze finish with earth tone walls for an added level of sophistication. The Seeded, Acid-Etched glass shades with a Café Tint contribute to the overall impact as well. The assortment includes nine-light and five-light chandeliers, pendants in five sizes, both flush and semi-flush ceiling fixtures, as well as one-light, two-light, three-light and four-light wall/bath fixtures. Most of these fixtures easily convert to LED by purchasing LED replacement lamps sold separately. | BATH | Del Prato | Wall / Bath Lighting | Chestnut Bronze | 820 | Steel | Seeded acid etch with cafe tint Glass | D:5.0625" |  |  | 2 Medium A19 9.3w |  | 2 | Yes | [14 empty] | 0 | [12 empty] | 71.1 | 142.2 | 213.3 | W:14 1/4'' H:9 1/4'' E:7'' | 5.1 |  |  | 14.25 | 9.25 | Cap Nuts |  |  |  |  | 7 |  | No |  | No | [21 empty] | DP:1 1/8'' W:9'' H:4 3/4'' OB UP:5'' OB DOWN:4 1/4'' Rectangular |  |  |  | 6.5 | Black/White |  | N/A | Hardwired | 0 | 1 | 0 | 1 | 1 | 0 | 0 | 0 | 0 | 0 | 0 | 785652054273 | 14.25 | 10.75 | 9.5 | 6.8 | 0.842 | 100 | Yes | [8 empty] | UL Damp | cUL Damp | DEL PRATO 2L BATH-820 | Two Light Wall / Bath |  | 44122EN3-820.jpg | 44122.jpg
4413002-845 | Two Light Wall / Bath | The subtle details of the Parkfield lighting collection by Sea Gull Lighting make this transitional design perfect for a wide range of décor. The four-sided, glass shades and the supporting sockets feature a graduated step detail which gives each fixture a slightly more masculine and tailored look. Available in both a casual Flemish Bronze finish with Crème Parchment glass or the elegantly modern Brushed Nickel finish with Opal Etched glass, the full lighting collection offers a nine-light or five-light chandelier, a three-light down chandelier; a two-light semi-flush mount; a three-light up pendant; and one-light, two-light, three-light and four-light bath fixture (all of which can mount up or down). Incandescent and ENERGY STAR-qualified LED lamping are available. | BATH | Parkfield | Wall / Bath Lighting | Flemish Bronze | 845 | Steel / Zinc | Creme Parchment Etched Glass | L:5.25" W:5.25" H:5.375" |  |  | 2 Medium A19 75w |  | 2 | No | [14 empty] | 0 | [12 empty] | 56.98 | 113.96 | 170.94 | W:14 5/8'' H:9 3/4'' E:6'' | 4.4 |  |  | 14.625 | 9.75 | Wall / Bath |  |  |  |  | 6 |  | No |  | No | [21 empty] | D:5 1/2'' DP:1 1/8'' OB UP:7'' OB DOWN:2 3/4'' Round |  |  |  | 8 | Black/White |  |  | Hardwired | 0 | 1 | 0 | 0 | 1 | 0 | 0 | 1 | 0 | 0 | 0 | 785652274831 | 15.75 | 10.75 | 8.5 | 5.8 | 0.833 | 125 | Yes | [9 empty] | cETL Damp | PARKFIELD 2L BATH-845 | Two Light Wall / Bath |  | 4413002-845.jpg | 4413002.jpg
4413002-962 | Two Light Wall / Bath | The subtle details of the Parkfield lighting collection by Sea Gull Lighting make this transitional design perfect for a wide range of décor. The four-sided, glass shades and the supporting sockets feature a graduated step detail which gives each fixture a slightly more masculine and tailored look. Available in both a casual Flemish Bronze finish with Crème Parchment glass or the elegantly modern Brushed Nickel finish with Opal Etched glass, the full lighting collection offers a nine-light or five-light chandelier, a three-light down chandelier; a two-light semi-flush mount; a three-light up pendant; and one-light, two-light, three-light and four-light bath fixture (all of which can mount up or down). Incandescent and ENERGY STAR-qualified LED lamping are available. | BATH | Parkfield | Wall / Bath Lighting | Brushed Nickel | 962 | Steel / Zinc | Etched / White Inside Etched Glass | L:5.25" W:5.25" H:5.375" |  |  | 2 Medium A19 75w |  | 2 | No | [14 empty] | 0 | [12 empty] | 56.98 | 113.96 | 170.94 | W:14 5/8'' H:9 3/4'' E:6'' | 4.4 |  |  | 14.625 | 9.75 | Wall / Bath |  |  |  |  | 6 |  | No |  | No | [21 empty] | D:5 1/2'' DP:1 1/8'' OB UP:7'' OB DOWN:2 3/4'' Round |  |  |  | 8 | Black/White |  |  | Hardwired | 0 | 1 | 0 | 0 | 1 | 0 | 0 | 1 | 0 | 0 | 0 | 785652274848 | 15.75 | 10.75 | 8.25 | 5.9 | 0.808 | 125 | Yes | [9 empty] | cETL Damp | PARKFIELD 2L BATH-962 | Two Light Wall / Bath |  | 4413002-962.jpg | 4413002.jpg
4413002EN3-845 | Two Light Wall / Bath | The subtle details of the Parkfield lighting collection by Sea Gull Lighting make this transitional design perfect for a wide range of décor. The four-sided, glass shades and the supporting sockets feature a graduated step detail which gives each fixture a slightly more masculine and tailored look. Available in both a casual Flemish Bronze finish with Crème Parchment glass or the elegantly modern Brushed Nickel finish with Opal Etched glass, the full lighting collection offers a nine-light or five-light chandelier, a three-light down chandelier; a two-light semi-flush mount; a three-light up pendant; and one-light, two-light, three-light and four-light bath fixture (all of which can mount up or down). Incandescent and ENERGY STAR-qualified LED lamping are available. | BATH | Parkfield | Wall / Bath Lighting | Flemish Bronze | 845 | Steel / Zinc | Creme Parchment Etched Glass | L:5.25" W:5.25" H:5.375" |  |  | 2 Medium A19 9.3w |  | 2 | Yes | [14 empty] | 0 | [12 empty] | 69.48 | 138.96 | 208.44 | W:14 5/8'' H:9 3/4'' E:6'' | 4.4 |  |  | 14.625 | 9.75 | Wall / Bath |  |  |  |  | 6 |  | No |  | No | [21 empty] | D:5 1/2'' DP:1 1/8'' OB UP:7'' OB DOWN:2 3/4'' Round |  |  |  | 8 | Black/White |  |  | Hardwired | 0 | 1 | 0 | 1 | 1 | 0 | 0 | 0 | 0 | 0 | 0 | 785652049125 | 15.75 | 10.75 | 8.25 | 5.9 | 0.808 | 125 | Yes | [9 empty] | cETL Damp | PARKFIELD 2L BATH-845 | Two Light Wall / Bath |  | 4413002EN3-845.jpg | 4413002.jpg
4413002EN3-962 | Two Light Wall / Bath | The subtle details of the Parkfield lighting collection by Sea Gull Lighting make this transitional design perfect for a wide range of décor. The four-sided, glass shades and the supporting sockets feature a graduated step detail which gives each fixture a slightly more masculine and tailored look. Available in both a casual Flemish Bronze finish with Crème Parchment glass or the elegantly modern Brushed Nickel finish with Opal Etched glass, the full lighting collection offers a nine-light or five-light chandelier, a three-light down chandelier; a two-light semi-flush mount; a three-light up pendant; and one-light, two-light, three-light and four-light bath fixture (all of which can mount up or down). Incandescent and ENERGY STAR-qualified LED lamping are available. | BATH | Parkfield | Wall / Bath Lighting | Brushed Nickel | 962 | Steel / Zinc | Etched / White Inside Etched Glass | L:5.25" W:5.25" H:5.375" |  |  | 2 Medium A19 9.3w |  | 2 | Yes | [14 empty] | 0 | [12 empty] | 69.48 | 138.96 | 208.44 | W:14 5/8'' H:9 3/4'' E:6'' | 4.4 |  |  | 14.625 | 9.75 | Wall / Bath |  |  |  |  | 6 |  | No |  | No | [21 empty] | D:5 1/2'' DP:1 1/8'' OB UP:7'' OB DOWN:2 3/4'' Round |  |  |  | 8 | Black/White |  |  | Hardwired | 0 | 1 | 0 | 1 | 1 | 0 | 0 | 0 | 0 | 0 | 0 | 785652049132 | 15.75 | 10.75 | 8.25 | 5.9 | 0.808 | 125 | Yes | [9 empty] | cETL Damp | PARKFIELD 2L BATH-962 | Two Light Wall / Bath |  | 4413002EN3-962.jpg | 4413002.jpg
4413003-845 | Three Light Wall / Bath | The subtle details of the Parkfield lighting collection by Sea Gull Lighting make this transitional design perfect for a wide range of décor. The four-sided, glass shades and the supporting sockets feature a graduated step detail which gives each fixture a slightly more masculine and tailored look. Available in both a casual Flemish Bronze finish with Crème Parchment glass or the elegantly modern Brushed Nickel finish with Opal Etched glass, the full lighting collection offers a nine-light or five-light chandelier, a three-light down chandelier; a two-light semi-flush mount; a three-light up pendant; and one-light, two-light, three-light and four-light bath fixture (all of which can mount up or down). Incandescent and ENERGY STAR-qualified LED lamping are available. | BATH | Parkfield | Wall / Bath Lighting | Flemish Bronze | 845 | Steel / Zinc | Creme Parchment Glass | L:5.25" W:5.25" H:5.375" |  |  | 3 Medium A19 75w |  | 3 | No | [14 empty] | 0 | [12 empty] | 74.98 | 149.96 | 224.94 | W:23 7/8'' H:9 3/4'' E:6'' | 6.6 |  |  | 23.875 | 9.75 | Wall / Bath |  |  |  |  | 6 |  | No |  | No | [21 empty] | D:5 1/2'' DP:1 1/8'' OB UP:7'' OB DOWN:2 3/4'' Round |  |  |  | 8 | Black/White |  |  | Hardwired | 0 | 1 | 0 | 0 | 1 | 0 | 0 | 1 | 0 | 0 | 0 | 785652259166 | 24.5 | 10.75 | 8.25 | 9.2 | 1.257 | 125 | Yes | [9 empty] | cETL Damp | PARKFIELD 3L BATH-845 | Three Light Wall / Bath |  | 4413003-845.jpg | 4413003.jpg
4413003-962 | Three Light Wall / Bath | The subtle details of the Parkfield lighting collection by Sea Gull Lighting make this transitional design perfect for a wide range of décor. The four-sided, glass shades and the supporting sockets feature a graduated step detail which gives each fixture a slightly more masculine and tailored look. Available in both a casual Flemish Bronze finish with Crème Parchment glass or the elegantly modern Brushed Nickel finish with Opal Etched glass, the full lighting collection offers a nine-light or five-light chandelier, a three-light down chandelier; a two-light semi-flush mount; a three-light up pendant; and one-light, two-light, three-light and four-light bath fixture (all of which can mount up or down). Incandescent and ENERGY STAR-qualified LED lamping are available. | BATH | Parkfield | Wall / Bath Lighting | Brushed Nickel | 962 | Steel / Zinc | Etched / White Inside Glass | L:5.25" W:5.25" H:5.375" |  |  | 3 Medium A19 75w |  | 3 | No | [14 empty] | 0 | [12 empty] | 74.98 | 149.96 | 224.94 | W:23 7/8'' H:9 3/4'' E:6'' | 6.6 |  |  | 23.875 | 9.75 | Wall / Bath |  |  |  |  | 6 |  | No |  | No | [21 empty] | D:5 1/2'' DP:1 1/8'' OB UP:7'' OB DOWN:2 3/4'' Round |  |  |  | 8 | Black/White |  |  | Hardwired | 0 | 1 | 0 | 0 | 1 | 0 | 0 | 1 | 0 | 0 | 0 | 785652274923 | 24.5 | 11 | 8.5 | 8.9 | 1.326 | 125 | Yes | [9 empty] | cETL Damp | PARKFIELD 3L BATH-962 | Three Light Wall / Bath |  | 4413003-962.jpg | 4413003.jpg
4413003EN3-845 | Three Light Wall / Bath | The subtle details of the Parkfield lighting collection by Sea Gull Lighting make this transitional design perfect for a wide range of décor. The four-sided, glass shades and the supporting sockets feature a graduated step detail which gives each fixture a slightly more masculine and tailored look. Available in both a casual Flemish Bronze finish with Crème Parchment glass or the elegantly modern Brushed Nickel finish with Opal Etched glass, the full lighting collection offers a nine-light or five-light chandelier, a three-light down chandelier; a two-light semi-flush mount; a three-light up pendant; and one-light, two-light, three-light and four-light bath fixture (all of which can mount up or down). Incandescent and ENERGY STAR-qualified LED lamping are available. | BATH | Parkfield | Wall / Bath Lighting | Flemish Bronze | 845 | Steel / Zinc | Creme Parchment Glass | L:5.25" W:5.25" H:5.375" |  |  | 3 Medium A19 9.3w |  | 3 | Yes | [14 empty] | 0 | [12 empty] | 91.98 | 183.96 | 275.94 | W:23 7/8'' H:9 3/4'' E:6'' | 6.6 |  |  | 23.875 | 9.75 | Wall / Bath |  |  |  |  | 6 |  | No |  | No | [21 empty] | D:5 1/2'' DP:1 1/8'' OB UP:7'' OB DOWN:2 3/4'' Round |  |  |  | 8 | Black/White |  |  | Hardwired | 0 | 1 | 0 | 1 | 1 | 0 | 0 | 0 | 0 | 0 | 0 | 785652049149 | 34 | 11 | 8.5 | 10.5 | 1.84 | 175 | Yes | [9 empty] | cETL Damp | PARKFIELD 3L BATH-845 | Three Light Wall / Bath |  | 4413003EN3-845.jpg | 4413003.jpg
4413003EN3-962 | Three Light Wall / Bath | The subtle details of the Parkfield lighting collection by Sea Gull Lighting make this transitional design perfect for a wide range of décor. The four-sided, glass shades and the supporting sockets feature a graduated step detail which gives each fixture a slightly more masculine and tailored look. Available in both a casual Flemish Bronze finish with Crème Parchment glass or the elegantly modern Brushed Nickel finish with Opal Etched glass, the full lighting collection offers a nine-light or five-light chandelier, a three-light down chandelier; a two-light semi-flush mount; a three-light up pendant; and one-light, two-light, three-light and four-light bath fixture (all of which can mount up or down). Incandescent and ENERGY STAR-qualified LED lamping are available. | BATH | Parkfield | Wall / Bath Lighting | Brushed Nickel | 962 | Steel / Zinc | Etched / White Inside Glass | L:5.25" W:5.25" H:5.375" |  |  | 3 Medium A19 9.3w |  | 3 | Yes | [14 empty] | 0 | [12 empty] | 91.98 | 183.96 | 275.94 | W:23 7/8'' H:9 3/4'' E:6'' | 6.6 |  |  | 23.875 | 9.75 | Wall / Bath |  |  |  |  | 6 |  | No |  | No | [21 empty] | D:5 1/2'' DP:1 1/8'' OB UP:7'' OB DOWN:2 3/4'' Round |  |  |  | 8 | Black/White |  |  | Hardwired | 0 | 1 | 0 | 1 | 1 | 0 | 0 | 0 | 0 | 0 | 0 | 785652049163 | 24.5 | 11 | 8.5 | 8.9 | 1.326 | 125 | Yes | [9 empty] | cETL Damp | PARKFIELD 3L BATH-962 | Three Light Wall / Bath |  | 4413003EN3-962.jpg | 4413003.jpg
4413004-845 | Four Light Wall / Bath | The subtle details of the Parkfield lighting collection by Sea Gull Lighting make this transitional design perfect for a wide range of décor. The four-sided, glass shades and the supporting sockets feature a graduated step detail which gives each fixture a slightly more masculine and tailored look. Available in both a casual Flemish Bronze finish with Crème Parchment glass or the elegantly modern Brushed Nickel finish with Opal Etched glass, the full lighting collection offers a nine-light or five-light chandelier, a three-light down chandelier; a two-light semi-flush mount; a three-light up pendant; and one-light, two-light, three-light and four-light bath fixture (all of which can mount up or down). Incandescent and ENERGY STAR-qualified LED lamping are available. | BATH | Parkfield | Wall / Bath Lighting | Flemish Bronze | 845 | Steel / Zinc | Creme Parchment Glass | L:5.25" W:5.25" H:5.375" |  |  | 4 Medium A19 75w |  | 4 | No | [14 empty] | 0 | [12 empty] | 108.98 | 217.96 | 326.94 | W:30 3/4'' H:9 3/4'' E:6'' | 8.4 |  |  | 30.75 | 9.75 | Wall / Bath |  |  |  |  | 6 |  | No |  | No | [21 empty] | D:5 1/2'' DP:1 1/8'' OB UP:7'' OB DOWN:2 3/4'' Round |  |  |  | 8 | Black/White |  |  | Hardwired | 0 | 1 | 0 | 0 | 1 | 0 | 0 | 1 | 0 | 0 | 0 | 785652274855 | 34 | 11 | 8.5 | 10.5 | 1.84 | 175 | Yes | [9 empty] | cETL Damp | PARKFIELD 4L BATH-845 | Four Light Wall / Bath |  | 4413004-845.jpg | 4413004.jpg
4413004-962 | Four Light Wall / Bath | The subtle details of the Parkfield lighting collection by Sea Gull Lighting make this transitional design perfect for a wide range of décor. The four-sided, glass shades and the supporting sockets feature a graduated step detail which gives each fixture a slightly more masculine and tailored look. Available in both a casual Flemish Bronze finish with Crème Parchment glass or the elegantly modern Brushed Nickel finish with Opal Etched glass, the full lighting collection offers a nine-light or five-light chandelier, a three-light down chandelier; a two-light semi-flush mount; a three-light up pendant; and one-light, two-light, three-light and four-light bath fixture (all of which can mount up or down). Incandescent and ENERGY STAR-qualified LED lamping are available. | BATH | Parkfield | Wall / Bath Lighting | Brushed Nickel | 962 | Steel / Zinc | Etched / White Inside Glass | L:5.25" W:5.25" H:5.375" |  |  | 4 Medium A19 75w |  | 4 | No | [14 empty] | 0 | [12 empty] | 108.98 | 217.96 | 326.94 | W:30 3/4'' H:9 3/4'' E:6'' | 8.4 |  |  | 30.75 | 9.75 | Wall / Bath |  |  |  |  | 6 |  | No |  | No | [21 empty] | D:5 1/2'' DP:1 1/8'' OB UP:7'' OB DOWN:2 3/4'' Round |  |  |  | 8 | Black/White |  |  | Hardwired | 0 | 1 | 0 | 0 | 1 | 0 | 0 | 1 | 0 | 0 | 0 | 785652274862 | 34 | 11 | 8.5 | 11.3 | 1.84 | 125 | Yes | [9 empty] | cETL Damp | PARKFIELD 4L BATH-962 | Four Light Wall / Bath |  | 4413004-962.jpg | 4413004.jpg
4413004EN3-845 | Four Light Wall / Bath | The subtle details of the Parkfield lighting collection by Sea Gull Lighting make this transitional design perfect for a wide range of décor. The four-sided, glass shades and the supporting sockets feature a graduated step detail which gives each fixture a slightly more masculine and tailored look. Available in both a casual Flemish Bronze finish with Crème Parchment glass or the elegantly modern Brushed Nickel finish with Opal Etched glass, the full lighting collection offers a nine-light or five-light chandelier, a three-light down chandelier; a two-light semi-flush mount; a three-light up pendant; and one-light, two-light, three-light and four-light bath fixture (all of which can mount up or down). Incandescent and ENERGY STAR-qualified LED lamping are available. | BATH | Parkfield | Wall / Bath Lighting | Flemish Bronze | 845 | Steel / Zinc | Creme Parchment Glass | L:5.25" W:5.25" H:5.375" |  |  | 4 Medium A19 9.3w |  | 4 | Yes | [14 empty] | 0 | [12 empty] | 130.48 | 260.96 | 391.44 | W:30 3/4'' H:9 3/4'' E:6'' | 8.4 |  |  | 30.75 | 9.75 | Wall / Bath |  |  |  |  | 6 |  | No |  | No | [21 empty] | D:5 1/2'' DP:1 1/8'' OB UP:7'' OB DOWN:2 3/4'' Round |  |  |  | 8 | Black/White |  |  | Hardwired | 0 | 1 | 0 | 1 | 1 | 0 | 0 | 0 | 0 | 0 | 0 | 785652049170 | 34 | 11 | 8.5 | 10.5 | 1.84 | 175 | Yes | [9 empty] | cETL Damp | PARKFIELD 4L BATH-845 | Four Light Wall / Bath |  | 4413004EN3-845.jpg | 4413004.jpg
4413004EN3-962 | Four Light Wall / Bath | The subtle details of the Parkfield lighting collection by Sea Gull Lighting make this transitional design perfect for a wide range of décor. The four-sided, glass shades and the supporting sockets feature a graduated step detail which gives each fixture a slightly more masculine and tailored look. Available in both a casual Flemish Bronze finish with Crème Parchment glass or the elegantly modern Brushed Nickel finish with Opal Etched glass, the full lighting collection offers a nine-light or five-light chandelier, a three-light down chandelier; a two-light semi-flush mount; a three-light up pendant; and one-light, two-light, three-light and four-light bath fixture (all of which can mount up or down). Incandescent and ENERGY STAR-qualified LED lamping are available. | BATH | Parkfield | Wall / Bath Lighting | Brushed Nickel | 962 | Steel / Zinc | Etched / White Inside Glass | L:5.25" W:5.25" H:5.375" |  |  | 4 Medium A19 9.3w |  | 4 | Yes | [14 empty] | 0 | [12 empty] | 130.48 | 260.96 | 391.44 | W:30 3/4'' H:9 3/4'' E:6'' | 8.4 |  |  | 30.75 | 9.75 | Wall / Bath |  |  |  |  | 6 |  | No |  | No | [21 empty] | D:5 1/2'' DP:1 1/8'' OB UP:7'' OB DOWN:2 3/4'' Round |  |  |  | 8 | Black/White |  |  | Hardwired | 0 | 1 | 0 | 1 | 1 | 0 | 0 | 0 | 0 | 0 | 0 | 785652049187 | 34 | 11 | 8.5 | 11.3 | 1.84 | 125 | Yes | [9 empty] | cETL Damp | PARKFIELD 4L BATH-962 | Four Light Wall / Bath |  | 4413004EN3-962.jpg | 4413004.jpg
4413202-715 | Two Light Wall / Bath | The soft curves give the transitional Metcalf lighting collection by Sea Gull Lighting its clean, subtle look. The modern silhouette of the Satin Etched glass shades reinforces the easy and casual lines of this design. Equally at home in a contemporary, urban setting or a transitional décor in the suburbs, the full lighting collection is offered in Autumn Bronze and Brushed Nickel finishes and is comprised of nine-, five- and three-light chandeliers; one- and three-light pendants, mini pendant, two-light semi-flush mount; and one-, two-, three- and four-light bath fixtures. Incandescent and ENERGY STAR-qualified LED lamping are available; all fixtures are California Title 24 compliant. | BATH | Metcalf | Wall / Bath Lighting | Autumn Bronze | 715 | Steel | Satin Etched Glass | D:6.25" H:5.25" |  |  | 2 Medium A19 100w |  | 2 | No | [14 empty] | 0 | [12 empty] | 56.48 | 112.96 | 169.44 | W:15 1/2'' H:11'' E:7 1/4'' | 4 |  |  | 15.5 | 11 | Double Cap Nuts |  |  |  |  | 7.25 |  | No |  | No | [21 empty] | D:5'' H:7/8'' OB UP:8 1/2'' OB DOWN:2 1/2'' Round |  |  |  | 6.5 | Black/White |  |  | Hardwired | 0 | 1 | 0 | 0 | 1 | 0 | 0 | 1 | 0 | 0 | 0 | 785652275128 | 20.75 | 10.25 | 9.5 | 5.5 | 1.169 | 175 | Yes | [9 empty] | cETL Damp | METCALF 2L BATH-715 | Two Light Wall / Bath |  | 4413202-715.jpg | 4413202.jpg
4413202-962 | Two Light Wall / Bath | The soft curves give the transitional Metcalf lighting collection by Sea Gull Lighting its clean, subtle look. The modern silhouette of the Satin Etched glass shades reinforces the easy and casual lines of this design. Equally at home in a contemporary, urban setting or a transitional décor in the suburbs, the full lighting collection is offered in Autumn Bronze and Brushed Nickel finishes and is comprised of nine-, five- and three-light chandeliers; one- and three-light pendants, mini pendant, two-light semi-flush mount; and one-, two-, three- and four-light bath fixtures. Incandescent and ENERGY STAR-qualified LED lamping are available; all fixtures are California Title 24 compliant. | BATH | Metcalf | Wall / Bath Lighting | Brushed Nickel | 962 | Steel | Satin Etched Glass | D:6.25" H:5.25" |  |  | 2 Medium A19 100w |  | 2 | No | [14 empty] | 0 | [12 empty] | 56.48 | 112.96 | 169.44 | W:15 1/2'' H:11'' E:7 1/4'' | 4 |  |  | 15.5 | 11 | Double Cap Nuts |  |  |  |  | 7.25 |  | No |  | No | [21 empty] | D:5'' H:7/8'' OB UP:8 1/2'' OB DOWN:2 1/2'' Round |  |  |  | 6.5 | Black/White |  |  | Hardwired | 0 | 1 | 0 | 0 | 1 | 0 | 0 | 1 | 0 | 0 | 0 | 785652275135 | 20.75 | 10.25 | 9.5 | 5.6 | 1.169 | 175 | Yes | [9 empty] | cETL Damp | METCALF 2L BATH-962 | Two Light Wall / Bath |  | 4413202-962.jpg | 4413202.jpg
4413202EN3-715 | Two Light Wall / Bath | The soft curves give the transitional Metcalf lighting collection by Sea Gull Lighting its clean, subtle look. The modern silhouette of the Satin Etched glass shades reinforces the easy and casual lines of this design. Equally at home in a contemporary, urban setting or a transitional décor in the suburbs, the full lighting collection is offered in Autumn Bronze and Brushed Nickel finishes and is comprised of nine-, five- and three-light chandeliers; one- and three-light pendants, mini pendant, two-light semi-flush mount; and one-, two-, three- and four-light bath fixtures. Incandescent and ENERGY STAR-qualified LED lamping are available; all fixtures are California Title 24 compliant. | BATH | Metcalf | Wall / Bath Lighting | Autumn Bronze | 715 | Steel | Satin Etched Glass | D:6.25" H:5.25" |  |  | 2 Medium A19 9.3w |  | 2 | Yes | [14 empty] | 0 | [12 empty] | 67.98 | 135.96 | 203.94 | W:15 1/2'' H:11'' E:7 1/4'' | 4 |  |  | 15.5 | 11 | Double Cap Nuts |  |  |  |  | 7.25 |  | No |  | No | [21 empty] | D:5'' H:7/8'' OB UP:8 1/2'' OB DOWN:2 1/2'' Round |  |  |  | 6.5 | Black/White |  |  | Hardwired | 0 | 1 | 0 | 1 | 1 | 0 | 0 | 0 | 0 | 0 | 0 | 785652049194 | 20.75 | 10.25 | 9.5 | 5.5 | 1.169 | 175 | Yes | [9 empty] | cETL Damp | METCALF 2L BATH-715 | Two Light Wall / Bath |  | 4413202EN3-715.jpg | 4413202.jpg
4413202EN3-962 | Two Light Wall / Bath | The soft curves give the transitional Metcalf lighting collection by Sea Gull Lighting its clean, subtle look. The modern silhouette of the Satin Etched glass shades reinforces the easy and casual lines of this design. Equally at home in a contemporary, urban setting or a transitional décor in the suburbs, the full lighting collection is offered in Autumn Bronze and Brushed Nickel finishes and is comprised of nine-, five- and three-light chandeliers; one- and three-light pendants, mini pendant, two-light semi-flush mount; and one-, two-, three- and four-light bath fixtures. Incandescent and ENERGY STAR-qualified LED lamping are available; all fixtures are California Title 24 compliant. | BATH | Metcalf | Wall / Bath Lighting | Brushed Nickel | 962 | Steel | Satin Etched Glass | D:6.25" H:5.25" |  |  | 2 Medium A19 9.3w |  | 2 | Yes | [14 empty] | 0 | [12 empty] | 67.98 | 135.96 | 203.94 | W:15 1/2'' H:11'' E:7 1/4'' | 4 |  |  | 15.5 | 11 | Double Cap Nuts |  |  |  |  | 7.25 |  | No |  | No | [21 empty] | D:5'' H:7/8'' OB UP:8 1/2'' OB DOWN:2 1/2'' Round |  |  |  | 6.5 | Black/White |  |  | Hardwired | 0 | 1 | 0 | 1 | 1 | 0 | 0 | 0 | 0 | 0 | 0 | 785652049200 | 20.75 | 10.25 | 9.5 | 5.6 | 1.169 | 175 | Yes | [9 empty] | cETL Damp | METCALF 2L BATH-962 | Two Light Wall / Bath |  | 4413202EN3-962.jpg | 4413202.jpg
4413203-715 | Three Light Wall / Bath | The soft curves give the transitional Metcalf lighting collection by Sea Gull Lighting its clean, subtle look. The modern silhouette of the Satin Etched glass shades reinforces the easy and casual lines of this design. Equally at home in a contemporary, urban setting or a transitional décor in the suburbs, the full lighting collection is offered in Autumn Bronze and Brushed Nickel finishes and is comprised of nine-, five- and three-light chandeliers; one- and three-light pendants, mini pendant, two-light semi-flush mount; and one-, two-, three- and four-light bath fixtures. Incandescent and ENERGY STAR-qualified LED lamping are available; all fixtures are California Title 24 compliant. | BATH | Metcalf | Wall / Bath Lighting | Autumn Bronze | 715 | Steel | Satin Etched Glass | D:6.25" H:5.25" |  |  | 3 Medium A19 100w |  | 3 | No | [14 empty] | 0 | [12 empty] | 70.98 | 141.96 | 212.94 | W:25'' H:11'' E:7 1/4'' | 5.6 |  |  | 25 | 11 | Double Cap Nuts |  |  |  |  | 7.25 |  | No |  | No | [21 empty] | D:5'' H:7/8'' OB UP:8 1/2'' OB DOWN:2 1/2'' Round |  |  |  | 6.5 | Black/White |  |  | Hardwired | 0 | 1 | 0 | 0 | 1 | 0 | 0 | 1 | 0 | 0 | 0 | 785652258725 | 28 | 10.75 | 9 | 7.5 | 1.568 | 175 | Yes | [9 empty] | cETL Damp | METCALF 3L BATH-715 | Three Light Wall / Bath |  | 4413203-715.jpg | 4413203.jpg
4413203-962 | Three Light Wall / Bath | The soft curves give the transitional Metcalf lighting collection by Sea Gull Lighting its clean, subtle look. The modern silhouette of the Satin Etched glass shades reinforces the easy and casual lines of this design. Equally at home in a contemporary, urban setting or a transitional décor in the suburbs, the full lighting collection is offered in Autumn Bronze and Brushed Nickel finishes and is comprised of nine-, five- and three-light chandeliers; one- and three-light pendants, mini pendant, two-light semi-flush mount; and one-, two-, three- and four-light bath fixtures. Incandescent and ENERGY STAR-qualified LED lamping are available; all fixtures are California Title 24 compliant. | BATH | Metcalf | Wall / Bath Lighting | Brushed Nickel | 962 | Steel | Satin Etched Glass | D:6.25" H:5.25" |  |  | 3 Medium A19 100w |  | 3 | No | [14 empty] | 0 | [12 empty] | 70.98 | 141.96 | 212.94 | W:25'' H:11'' E:7 1/4'' | 5.6 |  |  | 25 | 11 | Double Cap Nuts |  |  |  |  | 7.25 |  | No |  | No | [21 empty] | D:5'' H:7/8'' OB UP:8 1/2'' OB DOWN:2 1/2'' Round |  |  |  | 6.5 | Black/White |  |  | Hardwired | 0 | 1 | 0 | 0 | 1 | 0 | 0 | 1 | 0 | 0 | 0 | 785652258732 | 28 | 10.75 | 9 | 7.5 | 1.568 | 175 | Yes | [9 empty] | cETL Damp | METCALF 3L BATH-962 | Three Light Wall / Bath |  | 4413203-962.jpg | 4413203.jpg
4413203EN3-715 | Three Light Wall / Bath | The soft curves give the transitional Metcalf lighting collection by Sea Gull Lighting its clean, subtle look. The modern silhouette of the Satin Etched glass shades reinforces the easy and casual lines of this design. Equally at home in a contemporary, urban setting or a transitional décor in the suburbs, the full lighting collection is offered in Autumn Bronze and Brushed Nickel finishes and is comprised of nine-, five- and three-light chandeliers; one- and three-light pendants, mini pendant, two-light semi-flush mount; and one-, two-, three- and four-light bath fixtures. Incandescent and ENERGY STAR-qualified LED lamping are available; all fixtures are California Title 24 compliant. | BATH | Metcalf | Wall / Bath Lighting | Autumn Bronze | 715 | Steel | Satin Etched Glass | D:6.25" H:5.25" |  |  | 3 Medium A19 9.3w |  | 3 | Yes | [14 empty] | 0 | [12 empty] | 87.48 | 174.96 | 262.44 | W:25'' H:11'' E:7 1/4'' | 5.6 |  |  | 25 | 11 | Double Cap Nuts |  |  |  |  | 7.25 |  | No |  | No | [21 empty] | D:5'' H:7/8'' OB UP:8 1/2'' OB DOWN:2 1/2'' Round |  |  |  | 6.5 | Black/White |  |  | Hardwired | 0 | 1 | 0 | 1 | 1 | 0 | 0 | 0 | 0 | 0 | 0 | 785652049217 | 28 | 10.75 | 9 | 7.5 | 1.568 | 175 | Yes | [9 empty] | cETL Damp | METCALF 3L BATH-715 | Three Light Wall / Bath |  | 4413203EN3-715.jpg | 4413203.jpg
4413203EN3-962 | Three Light Wall / Bath | The soft curves give the transitional Metcalf lighting collection by Sea Gull Lighting its clean, subtle look. The modern silhouette of the Satin Etched glass shades reinforces the easy and casual lines of this design. Equally at home in a contemporary, urban setting or a transitional décor in the suburbs, the full lighting collection is offered in Autumn Bronze and Brushed Nickel finishes and is comprised of nine-, five- and three-light chandeliers; one- and three-light pendants, mini pendant, two-light semi-flush mount; and one-, two-, three- and four-light bath fixtures. Incandescent and ENERGY STAR-qualified LED lamping are available; all fixtures are California Title 24 compliant. | BATH | Metcalf | Wall / Bath Lighting | Brushed Nickel | 962 | Steel | Satin Etched Glass | D:6.25" H:5.25" |  |  | 3 Medium A19 9.3w |  | 3 | Yes | [14 empty] | 0 | [12 empty] | 87.48 | 174.96 | 262.44 | W:25'' H:11'' E:7 1/4'' | 5.6 |  |  | 25 | 11 | Double Cap Nuts |  |  |  |  | 7.25 |  | No |  | No | [21 empty] | D:5'' H:7/8'' OB UP:8 1/2'' OB DOWN:2 1/2'' Round |  |  |  | 6.5 | Black/White |  |  | Hardwired | 0 | 1 | 0 | 1 | 1 | 0 | 0 | 0 | 0 | 0 | 0 | 785652049224 | 28 | 10.75 | 9 | 7.5 | 1.568 | 175 | Yes | [9 empty] | cETL Damp | METCALF 3L BATH-962 | Three Light Wall / Bath |  | 4413203EN3-962.jpg | 4413203.jpg
4413204-715 | Four Light Wall/ Bath | The soft curves give the transitional Metcalf lighting collection by Sea Gull Lighting its clean, subtle look. The modern silhouette of the Satin Etched glass shades reinforces the easy and casual lines of this design. Equally at home in a contemporary, urban setting or a transitional décor in the suburbs, the full lighting collection is offered in Autumn Bronze and Brushed Nickel finishes and is comprised of nine-, five- and three-light chandeliers; one- and three-light pendants, mini pendant, two-light semi-flush mount; and one-, two-, three- and four-light bath fixtures. Incandescent and ENERGY STAR-qualified LED lamping are available; all fixtures are California Title 24 compliant. | BATH | Metcalf | Wall / Bath Lighting | Autumn Bronze | 715 | Steel | Satin Etched Glass | D:6.25" H:5.25" |  |  | 4 Medium A19 100w |  | 4 | No | [14 empty] | 0 | [12 empty] | 99.98 | 199.96 | 299.94 | W:34 1/2'' H:11'' E:7 1/4'' | 8.4 |  |  | 34.5 | 11 | Double Cap Nuts |  |  |  |  | 7.25 |  | No |  | No | [21 empty] | D:5'' H:7/8'' OB UP:8 1/2'' OB DOWN:2 1/2'' Round |  |  |  | 6.5 | Black/White |  |  | Hardwired | 0 | 1 | 0 | 0 | 1 | 0 | 0 | 1 | 0 | 0 | 0 | 785652275142 | 36 | 11 | 9.25 | 9.4 | 2.12 | 175 | Yes | [9 empty] | cETL Damp | METCALF 4L BATH-715 | Four Light Wall/ Bath |  | 4413204-715.jpg | 4413204.jpg
4413204-962 | Four Light Wall/ Bath | The soft curves give the transitional Metcalf lighting collection by Sea Gull Lighting its clean, subtle look. The modern silhouette of the Satin Etched glass shades reinforces the easy and casual lines of this design. Equally at home in a contemporary, urban setting or a transitional décor in the suburbs, the full lighting collection is offered in Autumn Bronze and Brushed Nickel finishes and is comprised of nine-, five- and three-light chandeliers; one- and three-light pendants, mini pendant, two-light semi-flush mount; and one-, two-, three- and four-light bath fixtures. Incandescent and ENERGY STAR-qualified LED lamping are available; all fixtures are California Title 24 compliant. | BATH | Metcalf | Wall / Bath Lighting | Brushed Nickel | 962 | Steel | Satin Etched Glass | D:6.25" H:5.25" |  |  | 4 Medium A19 100w |  | 4 | No | [14 empty] | 0 | [12 empty] | 99.98 | 199.96 | 299.94 | W:34 1/2'' H:11'' E:7 1/4'' | 7.3 |  |  | 34.5 | 11 | Double Cap Nuts |  |  |  |  | 7.25 |  | No |  | No | [21 empty] | D:5'' H:7/8'' OB UP:8 1/2'' OB DOWN:2 1/2'' Round |  |  |  | 6.5 | Black/White |  |  | Hardwired | 0 | 1 | 0 | 0 | 1 | 0 | 0 | 1 | 0 | 0 | 0 | 785652275159 | 36 | 11 | 9.25 | 9.4 | 2.12 | 175 | Yes | [9 empty] | cETL Damp | METCALF 4L BATH-962 | Four Light Wall/ Bath |  | 4413204-962.jpg | 4413204.jpg
4413204EN3-715 | Four Light Wall / Bath | The soft curves give the transitional Metcalf lighting collection by Sea Gull Lighting its clean, subtle look. The modern silhouette of the Satin Etched glass shades reinforces the easy and casual lines of this design. Equally at home in a contemporary, urban setting or a transitional décor in the suburbs, the full lighting collection is offered in Autumn Bronze and Brushed Nickel finishes and is comprised of nine-, five- and three-light chandeliers; one- and three-light pendants, mini pendant, two-light semi-flush mount; and one-, two-, three- and four-light bath fixtures. Incandescent and ENERGY STAR-qualified LED lamping are available; all fixtures are California Title 24 compliant. | BATH | Metcalf | Wall / Bath Lighting | Autumn Bronze | 715 | Steel | Satin Etched Glass | D:6.25" H:5.25" |  |  | 4 Medium A19 9.3w |  | 4 | Yes | [14 empty] | 0 | [12 empty] | 122.98 | 245.96 | 368.94 | W:34 1/2'' H:11'' E:7 1/4'' | 7.3 |  |  | 34.5 | 11 | Double Cap Nuts |  |  |  |  | 7.25 |  | No |  | No | [21 empty] | D:5'' H:7/8'' OB UP:8 1/2'' OB DOWN:2 1/2'' Round |  |  |  | 6.5 | Black/White |  |  | Hardwired | 0 | 1 | 0 | 1 | 1 | 0 | 0 | 0 | 0 | 0 | 0 | 785652049231 | 36 | 11 | 9.25 | 9.4 | 2.12 | 175 | Yes | [9 empty] | cETL Damp | METCALF 4L BATH-715 | Four Light Wall/ Bath |  | 4413204EN3-715.jpg | 4413204.jpg
4413204EN3-962 | Four Light Wall / Bath | The soft curves give the transitional Metcalf lighting collection by Sea Gull Lighting its clean, subtle look. The modern silhouette of the Satin Etched glass shades reinforces the easy and casual lines of this design. Equally at home in a contemporary, urban setting or a transitional décor in the suburbs, the full lighting collection is offered in Autumn Bronze and Brushed Nickel finishes and is comprised of nine-, five- and three-light chandeliers; one- and three-light pendants, mini pendant, two-light semi-flush mount; and one-, two-, three- and four-light bath fixtures. Incandescent and ENERGY STAR-qualified LED lamping are available; all fixtures are California Title 24 compliant. | BATH | Metcalf | Wall / Bath Lighting | Brushed Nickel | 962 | Steel | Satin Etched Glass | D:6.25" H:5.25" |  |  | 4 Medium A19 9.3w |  | 4 | Yes | [14 empty] | 0 | [12 empty] | 122.98 | 245.96 | 368.94 | W:34 1/2'' H:11'' E:7 1/4'' | 7.3 |  |  | 34.5 | 11 | Double Cap Nuts |  |  |  |  | 7.25 |  | No |  | No | [21 empty] | D:5'' H:7/8'' OB UP:8 1/2'' OB DOWN:2 1/2'' Round |  |  |  | 6.5 | Black/White |  |  | Hardwired | 0 | 1 | 0 | 1 | 1 | 0 | 0 | 0 | 0 | 0 | 0 | 785652049248 | 36 | 11 | 9.25 | 9.4 | 2.12 | 175 | Yes | [9 empty] | cETL Damp | METCALF 4L BATH-962 | Four Light Wall / Bath |  | 4413204EN3-962.jpg | 4413204.jpg
4413302-846 | Two Light Wall / Bath | Making a statement without overpowering the surrounding décor, the Dunning lighting collection by Sea Gull Lighting is a chic addition to a wide range of interiors. The bold design is inspired by farmhouse influences seen in the rustic rope detail highlighting the open, square frame which surrounds medium based lamps covered in Crème Parchment glass shades. The Dunning collection features a unique two-tone finish of Stardust on the overall metal structure, with the open frame in Cerused Oak finish. The full lighting collection features a three-light and five-light chandeliers; a one-light mini-pendant, a four-light island chandelier; a two-light flush mount; and one-light, two-light, three-light and four-light bath fixtures (all of which can mount up or down). Both incandescent lamping and ENERGY STAR-qualified LED lamping are available. | BATH | Dunning | Wall / Bath Lighting | Stardust / Cerused Oak | 846 / 735 |  | Creme Parchment Glass | D:3.75" H:6.3125" |  |  | 2 Medium A19 100w |  | 2 | No | [14 empty] | 0 | [12 empty] | 74.98 | N/A | 224.94 | W:14'' H:8 1/4'' E:6'' | 2.8 |  |  | 14 | 8.25 | Wall / Bath |  |  |  |  | 6 |  | No |  | No | [21 empty] | DP:1'' W:14'' H:5'' OB UP:5 5/8'' OB DOWN:2 5/8'' Rectangular |  |  |  | 6.5 |  |  |  | Hardwired | 0 | 1 | 0 | 0 | 1 | 0 | 0 | 1 | 0 | 0 | 0 | 785652275821 | 18.25 | 13.25 | 7.75 | 5.1 | 1.085 | 175 | Yes | [9 empty] | cETL Damp | DUNNING 2L BATH-846 | Two Light Wall / Bath |  | 4413302-846.jpg | 4413302.jpg
4413302EN3-846 | Two Light Wall / Bath | Making a statement without overpowering the surrounding décor, the Dunning lighting collection by Sea Gull Lighting is a chic addition to a wide range of interiors. The bold design is inspired by farmhouse influences seen in the rustic rope detail highlighting the open, square frame which surrounds medium based lamps covered in Crème Parchment glass shades. The Dunning collection features a unique two-tone finish of Stardust on the overall metal structure, with the open frame in Cerused Oak finish. The full lighting collection features a three-light and five-light chandeliers; a one-light mini-pendant, a four-light island chandelier; a two-light flush mount; and one-light, two-light, three-light and four-light bath fixtures (all of which can mount up or down). Both incandescent lamping and ENERGY STAR-qualified LED lamping are available. | BATH | Dunning | Wall / Bath Lighting | Stardust / Cerused Oak | 846 / 735 |  | Creme Parchment Glass | D:3.75" H:6.3125" |  |  | 2 Medium A19 9.3w |  | 2 | Yes | [14 empty] | 0 | [12 empty] | 85.98 | N/A | 257.94 | W:14'' H:8 1/4'' E:6'' | 2.8 |  |  | 14 | 8.25 | Wall / Bath |  |  |  |  | 6 |  | No |  | No | [21 empty] | DP:1'' W:14'' H:5'' OB UP:5 5/8'' OB DOWN:2 5/8'' Rectangular |  |  |  | 6.5 | Black/White |  |  | Hardwired | 0 | 1 | 0 | 1 | 1 | 0 | 0 | 0 | 0 | 0 | 0 | 785652045516 | 18.25 | 13.25 | 7.75 | 5.1 | 1.085 | 175 | Yes | [9 empty] | cETL Damp | DUNNING 2L BATH-846 | Two Light Wall / Bath |  | 4413302EN3-846.jpg | 4413302.jpg
4413303-846 | Three Light Wall / Bath | Making a statement without overpowering the surrounding décor, the Dunning lighting collection by Sea Gull Lighting is a chic addition to a wide range of interiors. The bold design is inspired by farmhouse influences seen in the rustic rope detail highlighting the open, square frame which surrounds medium based lamps covered in Crème Parchment glass shades. The Dunning collection features a unique two-tone finish of Stardust on the overall metal structure, with the open frame in Cerused Oak finish. The full lighting collection features a three-light and five-light chandeliers; a one-light mini-pendant, a four-light island chandelier; a two-light flush mount; and one-light, two-light, three-light and four-light bath fixtures (all of which can mount up or down). Both incandescent lamping and ENERGY STAR-qualified LED lamping are available. | BATH | Dunning | Wall / Bath Lighting | Stardust / Cerused Oak | 846 / 735 |  | Creme Parchment Glass | D:3.75" H:6.3125" |  |  | 3 Medium A19 100w |  | 3 | No | [14 empty] | 0 | [12 empty] | 99.98 | N/A | 299.94 | W:21'' H:8 1/4'' E:6'' | 5.1 |  |  | 21 | 8.25 | Wall / Bath |  |  |  |  | 6 |  | No |  | No | [21 empty] | DP:1'' W:21'' H:5'' OB UP:5 5/8'' OB DOWN:2 5/8'' Rectangular |  |  |  | 6.5 |  |  |  | Hardwired | 0 | 1 | 0 | 0 | 1 | 0 | 0 | 1 | 0 | 0 | 0 | 785652275838 | 25.75 | 13.25 | 7.75 | 7.5 | 1.53 | 175 | Yes | [9 empty] | cETL Damp | DUNNING 3L BATH-846 | Three Light Wall / Bath |  | 4413303-846.jpg | 4413303.jpg
4413303EN3-846 | Three Light Wall / Bath | Making a statement without overpowering the surrounding décor, the Dunning lighting collection by Sea Gull Lighting is a chic addition to a wide range of interiors. The bold design is inspired by farmhouse influences seen in the rustic rope detail highlighting the open, square frame which surrounds medium based lamps covered in Crème Parchment glass shades. The Dunning collection features a unique two-tone finish of Stardust on the overall metal structure, with the open frame in Cerused Oak finish. The full lighting collection features a three-light and five-light chandeliers; a one-light mini-pendant, a four-light island chandelier; a two-light flush mount; and one-light, two-light, three-light and four-light bath fixtures (all of which can mount up or down). Both incandescent lamping and ENERGY STAR-qualified LED lamping are available. | BATH | Dunning | Wall / Bath Lighting | Stardust / Cerused Oak | 846 / 735 |  | Creme Parchment Glass | D:3.75" H:6.3125" |  |  | 3 Medium A19 9.3w |  | 3 | Yes | [14 empty] | 0 | [12 empty] | 116.98 | N/A | 350.94 | W:21'' H:8 1/4'' E:6'' | 5.1 |  |  | 21 | 8.25 | Wall / Bath |  |  |  |  | 6 |  | No |  | No | [21 empty] | DP:1'' W:21'' H:5'' OB UP:5 5/8'' OB DOWN:2 5/8'' Rectangular |  |  |  | 6.5 | Black/White |  |  | Hardwired | 0 | 1 | 0 | 1 | 1 | 0 | 0 | 0 | 0 | 0 | 0 | 785652045523 | 27.75 | 13.25 | 7.75 | 7.5 | 1.649 | 175 | Yes | [9 empty] | cETL Damp | DUNNING 3L BATH-846 | Three Light Wall / Bath |  | 4413303EN3-846.jpg | 4413303.jpg
4413304-846 | Four Light Wall / Bath | Making a statement without overpowering the surrounding décor, the Dunning lighting collection by Sea Gull Lighting is a chic addition to a wide range of interiors. The bold design is inspired by farmhouse influences seen in the rustic rope detail highlighting the open, square frame which surrounds medium based lamps covered in Crème Parchment glass shades. The Dunning collection features a unique two-tone finish of Stardust on the overall metal structure, with the open frame in Cerused Oak finish. The full lighting collection features a three-light and five-light chandeliers; a one-light mini-pendant, a four-light island chandelier; a two-light flush mount; and one-light, two-light, three-light and four-light bath fixtures (all of which can mount up or down). Both incandescent lamping and ENERGY STAR-qualified LED lamping are available. | BATH | Dunning | Wall / Bath Lighting | Stardust / Cerused Oak | 846 / 735 |  | Creme Parchment Glass | D:3.75" H:6.3125" |  |  | 4 Medium A19 100w |  | 4 | No | [14 empty] | 0 | [12 empty] | 124.98 | N/A | 374.94 | W:26 1/4'' H:8 1/4'' E:6'' | 6.8 |  |  | 26.25 | 8.25 | Wall / Bath |  |  |  |  | 6 |  | No |  | No | [21 empty] | DP:1'' W:26 1/4'' H:5'' OB UP:5 5/8'' OB DOWN:2 5/8'' Rectangular |  |  |  | 6.5 |  |  |  | Hardwired | 0 | 1 | 0 | 0 | 1 | 0 | 0 | 1 | 0 | 0 | 0 | 785652275845 | 32.75 | 13.5 | 7.75 | 9.8 | 1.983 | 175 | Yes | [9 empty] | cETL Damp | DUNNING 4L BATH-846 | Four Light Wall / Bath |  | 4413304-846.jpg | 4413304.jpg
4413304EN3-846 | Four Light Wall / Bath | Making a statement without overpowering the surrounding décor, the Dunning lighting collection by Sea Gull Lighting is a chic addition to a wide range of interiors. The bold design is inspired by farmhouse influences seen in the rustic rope detail highlighting the open, square frame which surrounds medium based lamps covered in Crème Parchment glass shades. The Dunning collection features a unique two-tone finish of Stardust on the overall metal structure, with the open frame in Cerused Oak finish. The full lighting collection features a three-light and five-light chandeliers; a one-light mini-pendant, a four-light island chandelier; a two-light flush mount; and one-light, two-light, three-light and four-light bath fixtures (all of which can mount up or down). Both incandescent lamping and ENERGY STAR-qualified LED lamping are available. | BATH | Dunning | Wall / Bath Lighting | Stardust / Cerused Oak | 846 / 735 |  | Creme Parchment Glass | D:3.75" H:6.3125" |  |  | 4 Medium A19 9.3w |  | 4 | Yes | [14 empty] | 0 | [12 empty] | 144.98 | N/A | 434.94 | W:26 1/4'' H:8 1/4'' E:6'' | 6.8 |  |  | 26.25 | 8.25 | Wall / Bath |  |  |  |  | 6 |  | No |  | No | [21 empty] | DP:1'' W:26 1/4'' H:5'' OB UP:5 5/8'' OB DOWN:2 5/8'' Rectangular |  |  |  | 6.5 | Black/White |  |  | Hardwired | 0 | 1 | 0 | 1 | 1 | 0 | 0 | 0 | 0 | 0 | 0 | 785652045547 | 32.75 | 13.5 | 7.75 | 9.8 | 1.983 | 175 | Yes | [9 empty] | cETL Damp | DUNNING 4L BATH-846 | Four Light Wall / Bath |  | 4413304EN3-846.jpg | 4413304.jpg
4413402-05 | Two Light Wall / Bath | The modern Englehorn collection by Sea Gull Lighting brings a heightened sense of beauty through the use of dramatic and flawless optic crystal. Even with the crystal’s delicate appearance, the overall design makes a strong statement. Offered in a Chrome finish with Etched White glass. The assortment includes nine-light, five-light, and three-light chandeliers, three-light and mini-pendants, two-light semi-flush mount, as well as one-light, two-light, three-light and four-light wall/bath fixtures. Incandescent and ENERGY STAR-qualified LED lamping are available; all fixtures are California Title 24 compliant. | BATH | Englehorn | Wall / Bath Lighting | Chrome / Optic Crystal | 05 / 602 | Steel | Etched / White Inside Glass | D:3.9375" H:6.6875" | D:3.9375" |  | 2 Medium A19 100w |  | 2 | No | [14 empty] | 0 | [12 empty] | 69.45 | 138.9 | 208.35 | W:14 1/2'' H:12 3/4'' E:6'' | 3.2 |  |  | 14.5 | 12.75 | Wall / Bath |  |  |  |  | 6 |  | No |  | No | [21 empty] | D:5'' DP:1 1/8'' OB UP:10 1/4'' OB DOWN:2 1/2'' Round |  |  |  | 6.5 |  |  |  | Hardwired | 0 | 1 | 0 | 0 | 1 | 0 | 0 | 1 | 0 | 0 | 0 | 785652242854 | 13.5 | 9.4 | 10 | 4.2 | 0.734 | 175 | Yes | [8 empty] | ETL Damp |  | ENGLEHORN 2L BATH-05 | Two Light Wall / Bath |  | 4413402-05.jpg | 4413402.jpg
4413402EN3-05 | Two Light Wall / Bath | The modern Englehorn collection by Sea Gull Lighting brings a heightened sense of beauty through the use of dramatic and flawless optic crystal. Even with the crystal’s delicate appearance, the overall design makes a strong statement. Offered in a Chrome finish with Etched White glass. The assortment includes nine-light, five-light, and three-light chandeliers, three-light and mini-pendants, two-light semi-flush mount, as well as one-light, two-light, three-light and four-light wall/bath fixtures. Incandescent and ENERGY STAR-qualified LED lamping are available; all fixtures are California Title 24 compliant. | BATH | Englehorn | Wall / Bath Lighting | Chrome / Optic Crystal | 05 / 602 | Steel | Etched / White Inside Glass | D:3.9375" H:6.6875" | D:3.9375" |  | 2 Medium A19 9.3w |  | 2 | Yes | [14 empty] | 0 | [12 empty] | 79.95 | 159.9 | 239.85 | W:14 1/2'' H:12 3/4'' E:6'' | 3.2 |  |  | 14.5 | 12.75 | Wall / Bath |  |  |  |  | 6 |  | No |  | No | [21 empty] | D:5'' DP:1 1/8'' OB UP:10 1/4'' OB DOWN:2 1/2'' Round |  |  |  | 6.5 | Black/White |  |  | Hardwired | 0 | 1 | 0 | 1 | 1 | 0 | 0 | 0 | 0 | 0 | 0 | 785652045646 | 13.5 | 9.4 | 10 | 4.2 | 0.734 | 175 | Yes | [8 empty] | C-UL-US Damp |  | ENGLEHORN 2L BATH-05 | Two Light Wall / Bath |  | 4413402EN3-05.jpg | 4413402.jpg
4413403EN3-05 | Three Light Wall / Bath | The modern Englehorn collection by Sea Gull Lighting brings a heightened sense of beauty through the use of dramatic and flawless optic crystal. Even with the crystal’s delicate appearance, the overall design makes a strong statement. Offered in a Chrome finish with Etched White glass. The assortment includes nine-light, five-light, and three-light chandeliers, three-light and mini-pendants, two-light semi-flush mount, as well as one-light, two-light, three-light and four-light wall/bath fixtures. Incandescent and ENERGY STAR-qualified LED lamping are available; all fixtures are California Title 24 compliant. | BATH | Englehorn | Wall / Bath Lighting | Chrome / Optic Crystal | 05 / 602 | Steel | Etched / White Inside Glass | D:3.9375" H:6.6875" | D:3.9375" |  | 3 Medium A19 9.3w |  | 3 | Yes | [14 empty] | 0 | [12 empty] | 110.45 | 220.9 | 331.35 | W:24 1/2'' H:11 3/4'' E:6'' | 4.5 |  |  | 24.5 | 11.75 | Wall / Bath |  |  |  |  | 6 |  | No |  | No | [21 empty] | D:5'' DP:1 1/8'' OB UP:9 1/4'' OB DOWN:2 1/2'' Round |  |  |  | 6.5 | Black/White |  |  | Hardwired | 0 | 1 | 0 | 1 | 1 | 0 | 0 | 0 | 0 | 0 | 0 | 785652045653 | 27.4 | 9.25 | 10 | 6 | 1.467 | 175 | Yes | [8 empty] | C-UL-US Damp |  | ENGLEHORN 3L BATH-05 | Three Light Wall / Bath |  | 4413403EN3-05.jpg | 4413403.jpg
4413404-05 | Four Light Wall / Bath | The modern Englehorn collection by Sea Gull Lighting brings a heightened sense of beauty through the use of dramatic and flawless optic crystal. Even with the crystal’s delicate appearance, the overall design makes a strong statement. Offered in a Chrome finish with Etched White glass. The assortment includes nine-light, five-light, and three-light chandeliers, three-light and mini-pendants, two-light semi-flush mount, as well as one-light, two-light, three-light and four-light wall/bath fixtures. Incandescent and ENERGY STAR-qualified LED lamping are available; all fixtures are California Title 24 compliant. | BATH | Englehorn | Wall / Bath Lighting | Chrome / Optic Crystal | 05 / 602 | Steel | Etched / White Inside Glass | D:3.9375" H:6.6875" | D:3.9375" |  | 4 Medium A19 100w |  | 4 | No | [14 empty] | 0 | [12 empty] | 124.45 | 248.9 | 373.35 | W:34 1/2'' H:12 3/4'' E:6'' | 6.5 |  |  | 34.5 | 12.75 | Wall / Bath |  |  |  |  | 6 |  | No |  | No | [21 empty] | D:5'' DP:1 1/8'' OB UP:10 1/4'' OB DOWN:2 1/2'' Round |  |  |  | 6.5 |  |  |  | Hardwired | 0 | 1 | 0 | 0 | 1 | 0 | 0 | 1 | 0 | 0 | 0 | 785652242861 | 37 | 9.4 | 10 | 8.6 | 2.013 | 175 | Yes | [8 empty] | ETL Damp |  | ENGLEHORN 4L BATH-05 | Four Light Wall / Bath |  | 4413404-05.jpg | 4413404.jpg
4413404EN3-05 | Four Light Wall / Bath | The modern Englehorn collection by Sea Gull Lighting brings a heightened sense of beauty through the use of dramatic and flawless optic crystal. Even with the crystal’s delicate appearance, the overall design makes a strong statement. Offered in a Chrome finish with Etched White glass. The assortment includes nine-light, five-light, and three-light chandeliers, three-light and mini-pendants, two-light semi-flush mount, as well as one-light, two-light, three-light and four-light wall/bath fixtures. Incandescent and ENERGY STAR-qualified LED lamping are available; all fixtures are California Title 24 compliant. | BATH | Englehorn | Wall / Bath Lighting | Chrome / Optic Crystal | 05 / 602 | Steel | Etched / White Inside Glass | D:3.9375" H:6.6875" | D:3.9375" |  | 4 Medium A19 9.3w |  | 4 | Yes | [14 empty] | 0 | [12 empty] | 142.45 | 284.9 | 427.35 | W:34 1/2'' H:12 3/4'' E:6'' | 6.5 |  |  | 34.5 | 12.75 | Wall / Bath |  |  |  |  | 6 |  | No |  | No | [21 empty] | D:5'' DP:1 1/8'' OB UP:10 1/4'' OB DOWN:2 1/2'' Round |  |  |  | 6.5 | Black/White |  |  | Hardwired | 0 | 1 | 0 | 1 | 1 | 0 | 0 | 0 | 0 | 0 | 0 | 785652045677 | 37 | 9.4 | 10 | 8.6 | 2.013 | 175 | Yes | [8 empty] | C-UL-US Damp |  | ENGLEHORN 4L BATH-05 | Four Light Wall / Bath |  | 4413404EN3-05.jpg | 4413404.jpg
4413702-778 | Two Light Bath | Ellis Harper has an Arts and Crafts pedigree with a Modernist twist. The array of fixtures showcases Sea Gull's commitment to high style with robust construction and craftsmanship at an exceptional price. The subtle detail allows this transitional design to easily fit into any décor. The sleek, geometric arms and square Satin Etched glass shades add touches of elegance to its streamlined profile. The assortment includes: four- and eight-light chandeliers, a six-light linear, one-light mini-pendant, and one-, two-, three- and four-light bath fixtures. All fixtures are offered in either a Brushed Nickel or Brushed Oil Rubbed Bronze. | BATH | Ellis Harper | Wall / Bath Lighting | Brushed Oil Rubbed Bronze | 778 | Steel | Etched / White Inside Glass | L:5.75" W:5.75" H:5.5" |  |  | 2 Medium A19 75w |  | 2 | No | [14 empty] | 0 | [12 empty] | 46.98 | 93.96 | 140.94 | W:16 1/8'' H:9 1/8'' E:6 5/8'' | 4.66 |  |  | 16.125 | 9.125 | Cap Nuts |  |  |  |  | 6.625 |  | No |  | No | [21 empty] | DP:1'' W:5'' H:5'' OB UP:6 5/8'' OB DOWN:2 1/2'' Square |  |  |  | 6.5 | Black/White |  |  | Hardwired | 0 | 1 | 0 | 0 | 1 | 0 | 0 | 1 | 0 | 0 | 0 | 785652069666 | 15.125 | 12.5 | 9.5 | 6.2 | 1.039 | 125 | Yes | [9 empty] | cETL Damp | ELLIS HARPER 2L BATH-778 | Two Light Bath |  | 4413702-778.jpg | 4413702.jpg
4413702-962 | Two Light Bath | Ellis Harper has an Arts and Crafts pedigree with a Modernist twist. The array of fixtures showcases Sea Gull's commitment to high style with robust construction and craftsmanship at an exceptional price. The subtle detail allows this transitional design to easily fit into any décor. The sleek, geometric arms and square Satin Etched glass shades add touches of elegance to its streamlined profile. The assortment includes: four- and eight-light chandeliers, a six-light linear, one-light mini-pendant, and one-, two-, three- and four-light bath fixtures. All fixtures are offered in either a Brushed Nickel or Brushed Oil Rubbed Bronze. | BATH | Ellis Harper | Wall / Bath Lighting | Brushed Nickel | 962 | Steel | Etched / White Inside Glass | L:5.75" W:5.75" H:5.5" |  |  | 2 Medium A19 75w |  | 2 | No | [14 empty] | 0 | [12 empty] | 46.98 | 93.96 | 140.94 | W:16 1/8'' H:9 1/8'' E:6 5/8'' | 4.66 |  |  | 16.125 | 9.125 | Cap Nuts |  |  |  |  | 6.625 |  | No |  | No | [21 empty] | DP:1'' W:5'' H:5'' OB UP:6 5/8'' OB DOWN:2 1/2'' Square |  |  |  | 6.5 | Black/White |  |  | Hardwired | 0 | 1 | 0 | 0 | 1 | 0 | 0 | 1 | 0 | 0 | 0 | 785652069673 | 15.18 | 12.38 | 9.38 | 6.1 | 1.02 | 125 | Yes | [9 empty] | cETL Damp | ELLIS HARPER 2L BATH-962 | Two Light Bath |  | 4413702-962.jpg | 4413702.jpg
4413702EN3-778 | Two Light Bath | Ellis Harper has an Arts and Crafts pedigree with a Modernist twist. The array of fixtures showcases Sea Gull's commitment to high style with robust construction and craftsmanship at an exceptional price. The subtle detail allows this transitional design to easily fit into any décor. The sleek, geometric arms and square Satin Etched glass shades add touches of elegance to its streamlined profile. The assortment includes: four- and eight-light chandeliers, a six-light linear, one-light mini-pendant, and one-, two-, three- and four-light bath fixtures. All fixtures are offered in either a Brushed Nickel or Brushed Oil Rubbed Bronze. | BATH | Ellis Harper | Wall / Bath Lighting | Brushed Oil Rubbed Bronze | 778 | Steel | Etched / White Inside Glass | L:5.75" W:5.75" H:5.5" |  |  | 2 Medium A19 9.3w |  | 2 | Yes | [14 empty] | 0 | [12 empty] | 57.98 | 115.96 | 173.94 | W:16 1/8'' H:9 1/8'' E:6 5/8'' | 4.66 |  |  | 16.125 | 9.125 | Cap Nuts |  |  |  |  | 6.625 |  | No |  | No | [21 empty] | DP:1'' W:5'' H:5'' OB UP:6 5/8'' OB DOWN:2 1/2'' Square |  |  |  | 6.5 | Black/White |  |  | Hardwired | 0 | 1 | 0 | 1 | 1 | 0 | 0 | 0 | 0 | 0 | 0 | 785652071430 | 15.125 | 12.5 | 9.5 | 6.2 | 1.039 | 125 | Yes | [9 empty] | cETL Damp | ELLIS HARPR 2L LED BATH-778 | Two Light Bath |  | 4413702EN3-778.jpg | 4413702EN3.jpg
4413702EN3-962 | Two Light Bath | Ellis Harper has an Arts and Crafts pedigree with a Modernist twist. The array of fixtures showcases Sea Gull's commitment to high style with robust construction and craftsmanship at an exceptional price. The subtle detail allows this transitional design to easily fit into any décor. The sleek, geometric arms and square Satin Etched glass shades add touches of elegance to its streamlined profile. The assortment includes: four- and eight-light chandeliers, a six-light linear, one-light mini-pendant, and one-, two-, three- and four-light bath fixtures. All fixtures are offered in either a Brushed Nickel or Brushed Oil Rubbed Bronze. | BATH | Ellis Harper | Wall / Bath Lighting | Brushed Nickel | 962 | Steel | Etched / White Inside Glass | L:5.75" W:5.75" H:5.5" |  |  | 2 Medium A19 9.3w |  | 2 | Yes | [14 empty] | 0 | [12 empty] | 57.98 | 115.96 | 173.94 | W:16 1/8'' H:9 1/8'' E:6 5/8'' | 4.66 |  |  | 16.125 | 9.125 | Cap Nuts |  |  |  |  | 6.625 |  | No |  | No | [21 empty] | DP:1'' W:5'' H:5'' OB UP:6 5/8'' OB DOWN:2 1/2'' Square |  |  |  | 6.5 | Black/White |  |  | Hardwired | 0 | 1 | 0 | 1 | 1 | 0 | 0 | 0 | 0 | 0 | 0 | 785652071447 | 15.18 | 12.38 | 9.38 | 6.1 | 1.02 | 125 | Yes | [9 empty] | cETL Damp | ELLIS HARPR 2L LED BATH-962 | Two Light Bath |  | 4413702EN3-962.jpg | 4413702EN3.jpg
4413703-778 | Three Light Bath | Ellis Harper has an Arts and Crafts pedigree with a Modernist twist. The array of fixtures showcases Sea Gull's commitment to high style with robust construction and craftsmanship at an exceptional price. The subtle detail allows this transitional design to easily fit into any décor. The sleek, geometric arms and square Satin Etched glass shades add touches of elegance to its streamlined profile. The assortment includes: four- and eight-light chandeliers, a six-light linear, one-light mini-pendant, and one-, two-, three- and four-light bath fixtures. All fixtures are offered in either a Brushed Nickel or Brushed Oil Rubbed Bronze. | BATH | Ellis Harper | Wall / Bath Lighting | Brushed Oil Rubbed Bronze | 778 | Steel | Etched / White Inside Glass | L:5.75" W:5.75" H:5.5" |  |  | 3 Medium A19 75w |  | 3 | No | [14 empty] | 0 | [12 empty] | 63.98 | 127.96 | 191.94 | W:23 5/8'' H:9 1/8'' E:6 5/8'' | 6.6 |  |  | 23.625 | 9.125 | Cap Nuts |  |  |  |  | 6.625 |  | No |  | No | [21 empty] | DP:1'' W:5'' H:5'' OB UP:6 5/8'' OB DOWN:2 1/2'' Square |  |  |  | 6.5 | Black/White |  |  | Hardwired | 0 | 1 | 0 | 0 | 1 | 0 | 0 | 1 | 0 | 0 | 0 | 785652069680 | 22.5 | 12.5 | 9.5 | 8.5 | 1.546 | 175 | Yes | [9 empty] | cETL Damp | ELLIS HARPER 3L BATH-778 | Three Light Bath |  | 4413703-778.jpg | 4413703.jpg
4413703-962 | Three Light Bath | Ellis Harper has an Arts and Crafts pedigree with a Modernist twist. The array of fixtures showcases Sea Gull's commitment to high style with robust construction and craftsmanship at an exceptional price. The subtle detail allows this transitional design to easily fit into any décor. The sleek, geometric arms and square Satin Etched glass shades add touches of elegance to its streamlined profile. The assortment includes: four- and eight-light chandeliers, a six-light linear, one-light mini-pendant, and one-, two-, three- and four-light bath fixtures. All fixtures are offered in either a Brushed Nickel or Brushed Oil Rubbed Bronze. | BATH | Ellis Harper | Wall / Bath Lighting | Brushed Nickel | 962 | Steel | Etched / White Inside Glass | L:5.75" W:5.75" H:5.5" |  |  | 3 Medium A19 75w |  | 3 | No | [14 empty] | 0 | [12 empty] | 63.98 | 127.96 | 191.94 | W:23 5/8'' H:9 1/8'' E:6 5/8'' | 6.6 |  |  | 23.625 | 9.125 | Cap Nuts |  |  |  |  | 6.625 |  | No |  | No | [21 empty] | DP:1'' W:5'' H:5'' OB UP:6 5/8'' OB DOWN:2 1/2'' Square |  |  |  | 6.5 | Black/White |  |  | Hardwired | 0 | 1 | 0 | 0 | 1 | 0 | 0 | 1 | 0 | 0 | 0 | 785652069697 | 22.5 | 12.5 | 9.5 | 8.5 | 1.546 | 175 | Yes | [9 empty] | cETL Damp | ELLIS HARPER 3L BATH-962 | Three Light Bath |  | 4413703-962.jpg | 4413703.jpg
4413703EN3-778 | Three Light Bath | Ellis Harper has an Arts and Crafts pedigree with a Modernist twist. The array of fixtures showcases Sea Gull's commitment to high style with robust construction and craftsmanship at an exceptional price. The subtle detail allows this transitional design to easily fit into any décor. The sleek, geometric arms and square Satin Etched glass shades add touches of elegance to its streamlined profile. The assortment includes: four- and eight-light chandeliers, a six-light linear, one-light mini-pendant, and one-, two-, three- and four-light bath fixtures. All fixtures are offered in either a Brushed Nickel or Brushed Oil Rubbed Bronze. | BATH | Ellis Harper | Wall / Bath Lighting | Brushed Oil Rubbed Bronze | 778 | Steel | Etched / White Inside Glass | L:5.75" W:5.75" H:5.5" |  |  | 3 Medium A19 9.3w |  | 3 | Yes | [14 empty] | 0 | [12 empty] | 79.48 | 158.96 | 238.44 | W:23 5/8'' H:9 1/8'' E:6 5/8'' | 6.6 |  |  | 23.625 | 9.125 | Cap Nuts |  |  |  |  | 6.625 |  | No |  | No | [21 empty] | DP:1'' W:5'' H:5'' OB UP:6 5/8'' OB DOWN:2 1/2'' Square |  |  |  | 6.5 | Black/White |  |  | Hardwired | 0 | 1 | 0 | 1 | 1 | 0 | 0 | 0 | 0 | 0 | 0 | 785652071454 | 22.5 | 12.5 | 9.5 | 8.5 | 1.546 | 175 | Yes | [9 empty] | cETL Damp | ELLIS HARPR 3L LED BATH-778 | Three Light Bath |  | 4413703EN3-778.jpg | 4413703EN3.jpg
4413703EN3-962 | Three Light Bath | Ellis Harper has an Arts and Crafts pedigree with a Modernist twist. The array of fixtures showcases Sea Gull's commitment to high style with robust construction and craftsmanship at an exceptional price. The subtle detail allows this transitional design to easily fit into any décor. The sleek, geometric arms and square Satin Etched glass shades add touches of elegance to its streamlined profile. The assortment includes: four- and eight-light chandeliers, a six-light linear, one-light mini-pendant, and one-, two-, three- and four-light bath fixtures. All fixtures are offered in either a Brushed Nickel or Brushed Oil Rubbed Bronze. | BATH | Ellis Harper | Wall / Bath Lighting | Brushed Nickel | 962 | Steel | Etched / White Inside Glass | L:5.75" W:5.75" H:5.5" |  |  | 3 Medium A19 9.3w |  | 3 | Yes | [14 empty] | 0 | [12 empty] | 79.48 | 158.96 | 238.44 | W:23 5/8'' H:9 1/8'' E:6 5/8'' | 6.6 |  |  | 23.625 | 9.125 | Cap Nuts |  |  |  |  | 6.625 |  | No |  | No | [21 empty] | DP:1'' W:5'' H:5'' OB UP:6 5/8'' OB DOWN:2 1/2'' Square |  |  |  | 6.5 | Black/White |  |  | Hardwired | 0 | 1 | 0 | 1 | 1 | 0 | 0 | 0 | 0 | 0 | 0 | 785652071461 | 22.5 | 12.5 | 9.5 | 8.5 | 1.546 | 175 | Yes | [9 empty] | cETL Damp | ELLIS HARPR 3L LED BATH-962 | Three Light Bath |  | 4413703EN3-962.jpg | 4413703EN3.jpg
4413704-778 | Four Light Bath | Ellis Harper has an Arts and Crafts pedigree with a Modernist twist. The array of fixtures showcases Sea Gull's commitment to high style with robust construction and craftsmanship at an exceptional price. The subtle detail allows this transitional design to easily fit into any décor. The sleek, geometric arms and square Satin Etched glass shades add touches of elegance to its streamlined profile. The assortment includes: four- and eight-light chandeliers, a six-light linear, one-light mini-pendant, and one-, two-, three- and four-light bath fixtures. All fixtures are offered in either a Brushed Nickel or Brushed Oil Rubbed Bronze. | BATH | Ellis Harper | Wall / Bath Lighting | Brushed Oil Rubbed Bronze | 778 | Steel | Etched / White Inside Glass | L:5.75" W:5.75" H:5.5" |  |  | 4 Medium A19 75w |  | 4 | No | [14 empty] | 0 | [12 empty] | 88.48 | 176.96 | 265.44 | W:32 1/2'' H:9 1/8'' E:6 5/8'' | 8.91 |  |  | 32.5 | 9.125 | Cap Nuts |  |  |  |  | 6.625 |  | No |  | No | [21 empty] | DP:1'' W:5'' H:5'' OB UP:6 5/8'' OB DOWN:2 1/2'' Square |  |  |  | 6.5 | Black/White |  |  | Hardwired | 0 | 1 | 0 | 0 | 1 | 0 | 0 | 1 | 0 | 0 | 0 | 785652069703 | 32.25 | 12.5 | 8.75 | 11 | 2.041 | 175 | Yes | [9 empty] | cETL Damp | ELLIS HARPER 4L BATH-778 | Four Light Bath |  | 4413704-778.jpg | 4413704.jpg
4413704-962 | Four Light Bath | Ellis Harper has an Arts and Crafts pedigree with a Modernist twist. The array of fixtures showcases Sea Gull's commitment to high style with robust construction and craftsmanship at an exceptional price. The subtle detail allows this transitional design to easily fit into any décor. The sleek, geometric arms and square Satin Etched glass shades add touches of elegance to its streamlined profile. The assortment includes: four- and eight-light chandeliers, a six-light linear, one-light mini-pendant, and one-, two-, three- and four-light bath fixtures. All fixtures are offered in either a Brushed Nickel or Brushed Oil Rubbed Bronze. | BATH | Ellis Harper | Wall / Bath Lighting | Brushed Nickel | 962 | Steel | Etched / White Inside Glass | L:5.75" W:5.75" H:5.5" |  |  | 4 Medium A19 75w |  | 4 | No | [14 empty] | 0 | [12 empty] | 88.48 | 176.96 | 265.44 | W:32 1/2'' H:9 1/8'' E:6 5/8'' | 8.91 |  |  | 32.5 | 9.125 | Cap Nuts |  |  |  |  | 6.625 |  | No |  | No | [21 empty] | DP:1'' W:5'' H:5'' OB UP:6 5/8'' OB DOWN:2 1/2'' Square |  |  |  | 6.5 | Black/White |  |  | Hardwired | 0 | 1 | 0 | 0 | 1 | 0 | 0 | 1 | 0 | 0 | 0 | 785652069710 | 32.25 | 12.5 | 8.75 | 11 | 2.041 | 175 | Yes | [9 empty] | cETL Damp | ELLIS HARPER 4L BATH-962 | Four Light Bath |  | 4413704-962.jpg | 4413704.jpg
4413704EN3-778 | Four Light Bath | Ellis Harper has an Arts and Crafts pedigree with a Modernist twist. The array of fixtures showcases Sea Gull's commitment to high style with robust construction and craftsmanship at an exceptional price. The subtle detail allows this transitional design to easily fit into any décor. The sleek, geometric arms and square Satin Etched glass shades add touches of elegance to its streamlined profile. The assortment includes: four- and eight-light chandeliers, a six-light linear, one-light mini-pendant, and one-, two-, three- and four-light bath fixtures. All fixtures are offered in either a Brushed Nickel or Brushed Oil Rubbed Bronze. | BATH | Ellis Harper | Wall / Bath Lighting | Brushed Oil Rubbed Bronze | 778 | Steel | Etched / White Inside Glass | L:5.75" W:5.75" H:5.5" |  |  | 4 Medium A19 9.3w |  | 4 | Yes | [14 empty] | 0 | [12 empty] | 99.98 | 199.96 | 299.94 | W:32 1/2'' H:9 1/8'' E:6 5/8'' | 8.91 |  |  | 32.5 | 9.125 | Cap Nuts |  |  |  |  | 6.625 |  | No |  | No | [21 empty] | DP:1'' W:5'' H:5'' OB UP:6 5/8'' OB DOWN:2 1/2'' Square |  |  |  | 6.5 | Black/White |  |  | Hardwired | 0 | 1 | 0 | 1 | 1 | 0 | 0 | 0 | 0 | 0 | 0 | 785652071478 | 32.25 | 12.5 | 8.75 | 11 | 2.041 | 175 | Yes | [9 empty] | cETL Damp | ELLIS HARPR 4L LED BATH-778 | Four Light Bath |  | 4413704EN3-778.jpg | 4413704EN3.jpg
4413704EN3-962 | Four Light Bath | Ellis Harper has an Arts and Crafts pedigree with a Modernist twist. The array of fixtures showcases Sea Gull's commitment to high style with robust construction and craftsmanship at an exceptional price. The subtle detail allows this transitional design to easily fit into any décor. The sleek, geometric arms and square Satin Etched glass shades add touches of elegance to its streamlined profile. The assortment includes: four- and eight-light chandeliers, a six-light linear, one-light mini-pendant, and one-, two-, three- and four-light bath fixtures. All fixtures are offered in either a Brushed Nickel or Brushed Oil Rubbed Bronze. | BATH | Ellis Harper | Wall / Bath Lighting | Brushed Nickel | 962 | Steel | Etched / White Inside Glass | L:5.75" W:5.75" H:5.5" |  |  | 4 Medium A19 9.3w |  | 4 | Yes | [14 empty] | 0 | [12 empty] | 99.98 | 199.96 | 299.94 | W:32 1/2'' H:9 1/8'' E:6 5/8'' | 8.91 |  |  | 32.5 | 9.125 | Cap Nuts |  |  |  |  | 6.625 |  | No |  | No | [21 empty] | DP:1'' W:5'' H:5'' OB UP:6 5/8'' OB DOWN:2 1/2'' Square |  |  |  | 6.5 | Black/White |  |  | Hardwired | 0 | 1 | 0 | 1 | 1 | 0 | 0 | 0 | 0 | 0 | 0 | 785652071485 | 32.25 | 12.5 | 8.75 | 11 | 2.041 | 175 | Yes | [9 empty] | cETL Damp | ELLIS HARPR 4L LED BATH-962 | Four Light Bath |  | 4413704EN3-962.jpg | 4413704EN3.jpg
4414001-710 | One Light Wall / Bath Sconce | The dazzling and timeless Carondelet lighting collection by Sea Gull Lighting features a cascade of faceted, linear glass crystals delivering the ultimate sparkle without the fuss of traditional crystal. The sleek, contemporary silhouette adds drama and excitement to any –room—without upstaging the beautiful furnishings and décor. With the option of Burnt Sienna or Antique Brushed Nickel finishes, the full lighting collection offers a six-light or four-light chandelier; one-light mini pendant; two-light flush mount and semi-flush mount; and one-light, two-light, three-light and four-light bath fixtures. Both incandescent lamping and ENERGY STAR-qualified LED lamping are available; all fixtures are California Title 24 compliant. | WALL SCONCE | Carondelet | Wall / Bath Lighting | Burnt Sienna | 710 | Steel | Clear Beveled Glass | W:0.875" H:7" |  |  | 1 Medium A19 100w |  | 1 | No | [14 empty] | 0 | [12 empty] | 46.48 | 92.96 | 139.44 | W:8 3/8'' H:8 3/8'' E:4 3/4'' | 3 |  |  | 8.375 | 8.375 | Wall / Bath |  |  |  |  | 4.75 |  | No |  | No | [21 empty] | DP:3/4'' W:8 3/8'' H:8 3/8'' OB UP:4 1/4'' OB DOWN:4 1/8'' Rectangular |  |  |  | 6 | Black/White |  |  | Hardwired | 0 | 0 | 0 | 0 | 1 | 0 | 0 | 1 | 0 | 0 | 0 | 785652260735 | 11 | 9.5 | 6.25 | 3.6 | 0.378 | 100 | Yes | 6 | 10785652260732 | 20.25 | 20 | 11.75 | 23.7 | 2.754 | Yes |  | cETL Damp | CARONDELET 1L SCONCE-710 | One Light Wall / Bath Sconce |  | 4414001-710.jpg | 4414001.jpg
4414001-965 | One Light Wall / Bath Sconce | The dazzling and timeless Carondelet lighting collection by Sea Gull Lighting features a cascade of faceted, linear glass crystals delivering the ultimate sparkle without the fuss of traditional crystal. The sleek, contemporary silhouette adds drama and excitement to any –room—without upstaging the beautiful furnishings and décor. With the option of Burnt Sienna or Antique Brushed Nickel finishes, the full lighting collection offers a six-light or four-light chandelier; one-light mini pendant; two-light flush mount and semi-flush mount; and one-light, two-light, three-light and four-light bath fixtures. Both incandescent lamping and ENERGY STAR-qualified LED lamping are available; all fixtures are California Title 24 compliant. | WALL SCONCE | Carondelet | Wall / Bath Lighting | Antique Brushed Nickel | 965 | Steel | Clear Beveled Glass | W:0.875" H:7" |  |  | 1 Medium A19 100w |  | 1 | No | [14 empty] | 0 | [12 empty] | 46.48 | 92.96 | 139.44 | W:8 3/8'' H:8 3/8'' E:4 3/4'' | 3 |  |  | 8.375 | 8.375 | Wall / Bath |  |  |  |  | 4.75 |  | No |  | No | [21 empty] | DP:3/4'' W:8 3/8'' H:8 3/8'' OB UP:4 1/4'' OB DOWN:4 1/8'' Rectangular |  |  |  | 6 | Black/White |  |  | Hardwired | 0 | 0 | 0 | 0 | 1 | 0 | 0 | 1 | 0 | 0 | 0 | 785652275920 | 11 | 9.5 | 6.25 | 3.6 | 0.378 | 100 | Yes | 6 | 10785652275927 | 20.25 | 20 | 11.75 | 23.7 | 2.754 | Yes |  | cETL Damp | CARONDELET 1L SCONCE-965 | One Light Wall / Bath Sconce |  | 4414001-965.jpg | 4414001.jpg
4414001EN3-710 | One Light Wall / Bath Sconce | The dazzling and timeless Carondelet lighting collection by Sea Gull Lighting features a cascade of faceted, linear glass crystals delivering the ultimate sparkle without the fuss of traditional crystal. The sleek, contemporary silhouette adds drama and excitement to any –room—without upstaging the beautiful furnishings and décor. With the option of Burnt Sienna or Antique Brushed Nickel finishes, the full lighting collection offers a six-light or four-light chandelier; one-light mini pendant; two-light flush mount and semi-flush mount; and one-light, two-light, three-light and four-light bath fixtures. Both incandescent lamping and ENERGY STAR-qualified LED lamping are available; all fixtures are California Title 24 compliant. | WALL SCONCE | Carondelet | Wall / Bath Lighting | Burnt Sienna | 710 | Steel | Clear Beveled Glass | W:0.875" H:7" |  |  | 1 Medium A19 9.3w |  | 1 | Yes | [14 empty] | 0 | [12 empty] | 49.98 | 99.96 | 149.94 | W:8 3/8'' H:8 3/8'' E:4 3/4'' | 3 |  |  | 8.375 | 8.375 | Wall / Bath |  |  |  |  | 4.75 |  | No |  | No | [21 empty] | DP:3/4'' W:8 3/8'' H:8 3/8'' OB UP:4 1/4'' OB DOWN:4 1/8'' Rectangular |  |  |  | 6 | Black/White |  |  | Hardwired | 0 | 0 | 0 | 1 | 1 | 0 | 0 | 0 | 0 | 0 | 0 | 785652049255 | 11 | 9.5 | 6.25 | 3.6 | 0.378 | 100 | Yes | 6 | 10785652049252 | 20.25 | 20 | 11.75 | 23.7 | 2.754 | Yes |  | cETL Damp | CARONDELET 1L SCONCE-710 | One Light Wall / Bath Sconce |  | 4414001EN3-710.jpg | 4414001.jpg
4414001EN3-965 | One Light Wall / Bath Sconce | The dazzling and timeless Carondelet lighting collection by Sea Gull Lighting features a cascade of faceted, linear glass crystals delivering the ultimate sparkle without the fuss of traditional crystal. The sleek, contemporary silhouette adds drama and excitement to any –room—without upstaging the beautiful furnishings and décor. With the option of Burnt Sienna or Antique Brushed Nickel finishes, the full lighting collection offers a six-light or four-light chandelier; one-light mini pendant; two-light flush mount and semi-flush mount; and one-light, two-light, three-light and four-light bath fixtures. Both incandescent lamping and ENERGY STAR-qualified LED lamping are available; all fixtures are California Title 24 compliant. | WALL SCONCE | Carondelet | Wall / Bath Lighting | Antique Brushed Nickel | 965 | Steel | Clear Beveled Glass | W:0.875" H:7" |  |  | 1 Medium A19 9.3w |  | 1 | Yes | [14 empty] | 0 | [12 empty] | 49.98 | 99.96 | 149.94 | W:8 3/8'' H:8 3/8'' E:4 3/4'' | 3 |  |  | 8.375 | 8.375 | Wall / Bath |  |  |  |  | 4.75 |  | No |  | No | [21 empty] | DP:3/4'' W:8 3/8'' H:8 3/8'' OB UP:4 1/4'' OB DOWN:4 1/8'' Rectangular |  |  |  | 6 | Black/White |  |  | Hardwired | 0 | 0 | 0 | 1 | 1 | 0 | 0 | 0 | 0 | 0 | 0 | 785652049262 | 11 | 9.5 | 6.25 | 3.6 | 0.378 | 100 | Yes | 6 | 10785652049269 | 20.25 | 20 | 11.75 | 23.7 | 2.754 | Yes |  | cETL Damp | CARONDELET 1L SCONCE-965 | One Light Wall / Bath Sconce |  | 4414001EN3-965.jpg | 4414001.jpg
4414002-710 | Two Light Wall / Bath | The dazzling and timeless Carondelet lighting collection by Sea Gull Lighting features a cascade of faceted, linear glass crystals delivering the ultimate sparkle without the fuss of traditional crystal. The sleek, contemporary silhouette adds drama and excitement to any –room—without upstaging the beautiful furnishings and décor. With the option of Burnt Sienna or Antique Brushed Nickel finishes, the full lighting collection offers a six-light or four-light chandelier; one-light mini pendant; two-light flush mount and semi-flush mount; and one-light, two-light, three-light and four-light bath fixtures. Both incandescent lamping and ENERGY STAR-qualified LED lamping are available; all fixtures are California Title 24 compliant. | BATH | Carondelet | Wall / Bath Lighting | Burnt Sienna | 710 | Steel | Clear Beveled Glass | W:0.875" H:4.75" |  |  | 2 Medium A19 100w |  | 2 | No | [14 empty] | 0 | [12 empty] | 67.95 | 135.9 | 203.85 | W:13 1/2'' H:5 7/8'' E:5'' | 4 |  |  | 13.5 | 5.875 | Wall / Bath |  |  |  |  | 5 |  | No |  | No | [21 empty] | DP:3/4'' W:13 1/2'' H:5 7/8'' OB UP:3'' OB DOWN:2 7/8'' Rectangular |  |  |  | 6 | Black/White |  |  | Hardwired | 0 | 0 | 0 | 0 | 1 | 0 | 0 | 1 | 0 | 0 | 0 | 785652260742 | 16 | 9 | 7.75 | 5.2 | 0.646 | 100 | Yes | [9 empty] | cETL Damp | CARONDELET 2L BATH-710 | Two Light Wall / Bath |  | 4414002-710.jpg | 4414002.jpg
4414002-965 | Two Light Wall / Bath | The dazzling and timeless Carondelet lighting collection by Sea Gull Lighting features a cascade of faceted, linear glass crystals delivering the ultimate sparkle without the fuss of traditional crystal. The sleek, contemporary silhouette adds drama and excitement to any –room—without upstaging the beautiful furnishings and décor. With the option of Burnt Sienna or Antique Brushed Nickel finishes, the full lighting collection offers a six-light or four-light chandelier; one-light mini pendant; two-light flush mount and semi-flush mount; and one-light, two-light, three-light and four-light bath fixtures. Both incandescent lamping and ENERGY STAR-qualified LED lamping are available; all fixtures are California Title 24 compliant. | BATH | Carondelet | Wall / Bath Lighting | Antique Brushed Nickel | 965 | Steel | Clear Beveled Glass | W:0.875" H:4.75" |  |  | 2 Medium A19 100w |  | 2 | No | [14 empty] | 0 | [12 empty] | 67.95 | 135.9 | 203.85 | W:13 1/2'' H:5 7/8'' E:5'' | 4 |  |  | 13.5 | 5.875 | Wall / Bath |  |  |  |  | 5 |  | No |  | No | [21 empty] | DP:3/4'' W:13 1/2'' H:5 7/8'' OB UP:3'' OB DOWN:2 7/8'' Rectangular |  |  |  | 6 | Black/White |  |  | Hardwired | 0 | 0 | 0 | 0 | 1 | 0 | 0 | 1 | 0 | 0 | 0 | 785652275937 | 16 | 9 | 7.75 | 5.2 | 0.646 | 100 | Yes | [9 empty] | cETL Damp | CARONDELET 2L BATH-965 | Two Light Wall / Bath |  | 4414002-965.jpg | 4414002.jpg
4414002EN3-710 | Two Light Wall / Bath | The dazzling and timeless Carondelet lighting collection by Sea Gull Lighting features a cascade of faceted, linear glass crystals delivering the ultimate sparkle without the fuss of traditional crystal. The sleek, contemporary silhouette adds drama and excitement to any –room—without upstaging the beautiful furnishings and décor. With the option of Burnt Sienna or Antique Brushed Nickel finishes, the full lighting collection offers a six-light or four-light chandelier; one-light mini pendant; two-light flush mount and semi-flush mount; and one-light, two-light, three-light and four-light bath fixtures. Both incandescent lamping and ENERGY STAR-qualified LED lamping are available; all fixtures are California Title 24 compliant. | BATH | Carondelet | Wall / Bath Lighting | Burnt Sienna | 710 | Steel | Clear Beveled Glass | W:0.875" H:4.75" |  |  | 2 Medium A19 9.3w |  | 2 | Yes | [14 empty] | 0 | [12 empty] | 74.95 | 149.9 | 224.85 | W:13 1/2'' H:5 7/8'' E:5'' | 4 |  |  | 13.5 | 5.875 | Wall / Bath |  |  |  |  | 5 |  | No |  | No | [21 empty] | DP:3/4'' W:13 1/2'' H:5 7/8'' OB UP:3'' OB DOWN:2 7/8'' Rectangular |  |  |  | 6 | Black/White |  |  | Hardwired | 0 | 0 | 0 | 1 | 1 | 0 | 0 | 0 | 0 | 0 | 0 | 785652049279 | 16 | 9 | 7.75 | 5.2 | 0.646 | 100 | Yes | [9 empty] | cETL Damp | CARONDELET 2L BATH-710 | Two Light Wall / Bath |  | 4414002EN3-710.jpg | 4414002.jpg
4414002EN3-965 | Two Light Wall / Bath | The dazzling and timeless Carondelet lighting collection by Sea Gull Lighting features a cascade of faceted, linear glass crystals delivering the ultimate sparkle without the fuss of traditional crystal. The sleek, contemporary silhouette adds drama and excitement to any –room—without upstaging the beautiful furnishings and décor. With the option of Burnt Sienna or Antique Brushed Nickel finishes, the full lighting collection offers a six-light or four-light chandelier; one-light mini pendant; two-light flush mount and semi-flush mount; and one-light, two-light, three-light and four-light bath fixtures. Both incandescent lamping and ENERGY STAR-qualified LED lamping are available; all fixtures are California Title 24 compliant. | BATH | Carondelet | Wall / Bath Lighting | Antique Brushed Nickel | 965 | Steel | Clear Beveled Glass | W:0.875" H:4.75" |  |  | 2 Medium A19 9.3w |  | 2 | Yes | [14 empty] | 0 | [12 empty] | 74.95 | 149.9 | 224.85 | W:13 1/2'' H:5 7/8'' E:5'' | 4 |  |  | 13.5 | 5.875 | Wall / Bath |  |  |  |  | 5 |  | No |  | No | [21 empty] | DP:3/4'' W:13 1/2'' H:5 7/8'' OB UP:3'' OB DOWN:2 7/8'' Rectangular |  |  |  | 6 | Black/White |  |  | Hardwired | 0 | 0 | 0 | 1 | 1 | 0 | 0 | 0 | 0 | 0 | 0 | 785652049286 | 16 | 9 | 7.75 | 5.2 | 0.646 | 100 | Yes | [9 empty] | cETL Damp | CARONDELET 2L BATH-965 | Two Light Wall / Bath |  | 4414002EN3-965.jpg | 4414002.jpg
4414003-710 | Three Light Wall / Bath | The dazzling and timeless Carondelet lighting collection by Sea Gull Lighting features a cascade of faceted, linear glass crystals delivering the ultimate sparkle without the fuss of traditional crystal. The sleek, contemporary silhouette adds drama and excitement to any –room—without upstaging the beautiful furnishings and décor. With the option of Burnt Sienna or Antique Brushed Nickel finishes, the full lighting collection offers a six-light or four-light chandelier; one-light mini pendant; two-light flush mount and semi-flush mount; and one-light, two-light, three-light and four-light bath fixtures. Both incandescent lamping and ENERGY STAR-qualified LED lamping are available; all fixtures are California Title 24 compliant. | BATH | Carondelet | Wall / Bath Lighting | Burnt Sienna | 710 | Steel | Clear Beveled Glass | W:0.875" H:4.75" |  |  | 3 Medium A19 100w |  | 3 | No | [14 empty] | 0 | [12 empty] | 90.95 | 181.9 | 272.85 | W:20 1/8'' H:5 7/8'' E:5'' | 5.9 |  |  | 20.125 | 5.875 | Wall / Bath |  |  |  |  | 5 |  | No |  | No | [21 empty] | DP:3/4'' W:20 1/8'' H:5 7/8'' OB UP:3'' OB DOWN:2 7/8'' Rectangular |  |  |  | 6 | Black/White |  |  | Hardwired | 0 | 0 | 0 | 0 | 1 | 0 | 0 | 1 | 0 | 0 | 0 | 785652260759 | 22.75 | 9 | 7.5 | 7.3 | 0.889 | 100 | Yes | [9 empty] | cETL Damp | CARONDELET 3L BATH-710 | Three Light Wall / Bath |  | 4414003-710.jpg | 4414003.jpg
4414003-965 | Three Light Wall / Bath | The dazzling and timeless Carondelet lighting collection by Sea Gull Lighting features a cascade of faceted, linear glass crystals delivering the ultimate sparkle without the fuss of traditional crystal. The sleek, contemporary silhouette adds drama and excitement to any –room—without upstaging the beautiful furnishings and décor. With the option of Burnt Sienna or Antique Brushed Nickel finishes, the full lighting collection offers a six-light or four-light chandelier; one-light mini pendant; two-light flush mount and semi-flush mount; and one-light, two-light, three-light and four-light bath fixtures. Both incandescent lamping and ENERGY STAR-qualified LED lamping are available; all fixtures are California Title 24 compliant. | BATH | Carondelet | Wall / Bath Lighting | Antique Brushed Nickel | 965 | Steel | Clear Beveled Glass | W:0.875" H:4.75" |  |  | 3 Medium A19 100w |  | 3 | No | [14 empty] | 0 | [12 empty] | 90.95 | 181.9 | 272.85 | W:20 1/8'' H:5 7/8'' E:5'' | 5.9 |  |  | 20.125 | 5.875 | Wall / Bath |  |  |  |  | 5 |  | No |  | No | [21 empty] | DP:3/4'' W:20 1/8'' H:5 7/8'' OB UP:3'' OB DOWN:2 7/8'' Rectangular |  |  |  | 6 | Black/White |  |  | Hardwired | 0 | 0 | 0 | 0 | 1 | 0 | 0 | 1 | 0 | 0 | 0 | 785652275944 | 22.75 | 9 | 7.5 | 7.3 | 0.889 | 100 | Yes | [9 empty] | cETL Damp | CARONDELET 3L BATH-962 | Three Light Wall / Bath |  | 4414003-965.jpg | 4414003.jpg
4414003EN3-710 | Three Light Wall / Bath | The dazzling and timeless Carondelet lighting collection by Sea Gull Lighting features a cascade of faceted, linear glass crystals delivering the ultimate sparkle without the fuss of traditional crystal. The sleek, contemporary silhouette adds drama and excitement to any –room—without upstaging the beautiful furnishings and décor. With the option of Burnt Sienna or Antique Brushed Nickel finishes, the full lighting collection offers a six-light or four-light chandelier; one-light mini pendant; two-light flush mount and semi-flush mount; and one-light, two-light, three-light and four-light bath fixtures. Both incandescent lamping and ENERGY STAR-qualified LED lamping are available; all fixtures are California Title 24 compliant. | BATH | Carondelet | Wall / Bath Lighting | Burnt Sienna | 710 | Steel | Clear Beveled Glass | W:0.875" H:4.75" |  |  | 3 Medium A19 9.3w |  | 3 | Yes | [14 empty] | 0 | [12 empty] | 103.45 | 206.9 | 310.35 | W:20 1/8'' H:5 7/8'' E:5'' | 5.9 |  |  | 20.125 | 5.875 | Wall / Bath |  |  |  |  | 5 |  | No |  | No | [21 empty] | DP:3/4'' W:20 1/8'' H:5 7/8'' OB UP:3'' OB DOWN:2 7/8'' Rectangular |  |  |  | 6 | Black/White |  |  | Hardwired | 0 | 0 | 0 | 1 | 1 | 0 | 0 | 0 | 0 | 0 | 0 | 785652049293 | 22.75 | 9 | 7.5 | 7.3 | 0.889 | 100 | Yes | [9 empty] | cETL Damp | CARONDELET 3L BATH-710 | Three Light Wall / Bath |  | 4414003EN3-710.jpg | 4414003.jpg
4414003EN3-965 | Three Light Wall / Bath | The dazzling and timeless Carondelet lighting collection by Sea Gull Lighting features a cascade of faceted, linear glass crystals delivering the ultimate sparkle without the fuss of traditional crystal. The sleek, contemporary silhouette adds drama and excitement to any –room—without upstaging the beautiful furnishings and décor. With the option of Burnt Sienna or Antique Brushed Nickel finishes, the full lighting collection offers a six-light or four-light chandelier; one-light mini pendant; two-light flush mount and semi-flush mount; and one-light, two-light, three-light and four-light bath fixtures. Both incandescent lamping and ENERGY STAR-qualified LED lamping are available; all fixtures are California Title 24 compliant. | BATH | Carondelet | Wall / Bath Lighting | Brushed Nickel | 962 | Steel | Clear Beveled Glass | W:0.875" H:4.75" |  |  | 3 Medium A19 9.3w |  | 3 | Yes | [14 empty] | 0 | [12 empty] | 103.45 | 206.9 | 310.35 | W:20 1/8'' H:5 7/8'' E:5'' | 5.9 |  |  | 20.125 | 5.875 | Wall / Bath |  |  |  |  | 5 |  | No |  | No | [21 empty] | DP:3/4'' W:20 1/8'' H:5 7/8'' OB UP:3'' OB DOWN:2 7/8'' Rectangular |  |  |  | 6 | Black/White |  |  | Hardwired | 0 | 0 | 0 | 1 | 1 | 0 | 0 | 0 | 0 | 0 | 0 | 785652049309 | 22.75 | 9 | 7.5 | 7.3 | 0.889 | 100 | Yes | [9 empty] | cETL Damp | CARONDELET 3L BATH-962 | Three Light Wall / Bath |  | 4414003EN3-965.jpg | 4414003.jpg
4414004-710 | Four Light Wall/ Bath | The dazzling and timeless Carondelet lighting collection by Sea Gull Lighting features a cascade of faceted, linear glass crystals delivering the ultimate sparkle without the fuss of traditional crystal. The sleek, contemporary silhouette adds drama and excitement to any –room—without upstaging the beautiful furnishings and décor. With the option of Burnt Sienna or Antique Brushed Nickel finishes, the full lighting collection offers a six-light or four-light chandelier; one-light mini pendant; two-light flush mount and semi-flush mount; and one-light, two-light, three-light and four-light bath fixtures. Both incandescent lamping and ENERGY STAR-qualified LED lamping are available; all fixtures are California Title 24 compliant. | BATH | Carondelet | Wall / Bath Lighting | Burnt Sienna | 710 | Steel | Clear Beveled Glass | W:0.875" H:4.75" |  |  | 4 Medium A19 100w |  | 4 | No | [14 empty] | 0 | [12 empty] | 119.98 | 239.96 | 359.94 | W:26 1/4'' H:5 7/8'' E:5'' | 7.6 |  |  | 26.25 | 5.875 | Wall / Bath |  |  |  |  | 5 |  | No |  | No | [21 empty] | DP:3/4'' W:26 1/4'' H:5 7/8'' OB UP:3'' OB DOWN:2 7/8'' Rectangular |  |  |  | 6 | Black/White |  |  | Hardwired | 0 | 0 | 0 | 0 | 1 | 0 | 0 | 1 | 0 | 0 | 0 | 785652260766 | 29.25 | 8.5 | 8.25 | 9.3 | 1.187 | 125 | Yes | [9 empty] | cETL Damp | CARONDELET 4L BATH-710 | Four Light Wall/ Bath |  | 4414004-710.jpg | 4414004.jpg
4414004-965 | Four Light Wall/ Bath | The dazzling and timeless Carondelet lighting collection by Sea Gull Lighting features a cascade of faceted, linear glass crystals delivering the ultimate sparkle without the fuss of traditional crystal. The sleek, contemporary silhouette adds drama and excitement to any –room—without upstaging the beautiful furnishings and décor. With the option of Burnt Sienna or Antique Brushed Nickel finishes, the full lighting collection offers a six-light or four-light chandelier; one-light mini pendant; two-light flush mount and semi-flush mount; and one-light, two-light, three-light and four-light bath fixtures. Both incandescent lamping and ENERGY STAR-qualified LED lamping are available; all fixtures are California Title 24 compliant. | BATH | Carondelet | Wall / Bath Lighting | Antique Brushed Nickel | 965 | Steel | Clear Beveled Glass | W:0.875" H:4.75" |  |  | 4 Medium A19 100w |  | 4 | No | [14 empty] | 0 | [12 empty] | 119.98 | 239.96 | 359.94 | W:26 1/4'' H:5 7/8'' E:5'' | 7.6 |  |  | 26.25 | 5.875 | Wall / Bath |  |  |  |  | 5 |  | No |  | No | [21 empty] | DP:3/4'' W:26 1/4'' H:5 7/8'' OB UP:3'' OB DOWN:2 7/8'' Rectangular |  |  |  | 6 | Black/White |  |  | Hardwired | 0 | 0 | 0 | 0 | 1 | 0 | 0 | 1 | 0 | 0 | 0 | 785652275951 | 29.25 | 8.5 | 8.25 | 9.3 | 1.187 | 125 | Yes | [9 empty] | cETL Damp | CARONDELET 4L BATH-962 | Four Light Wall/ Bath |  | 4414004-965.jpg | 4414004.jpg
4414004EN3-710 | Four Light Wall / Bath | The dazzling and timeless Carondelet lighting collection by Sea Gull Lighting features a cascade of faceted, linear glass crystals delivering the ultimate sparkle without the fuss of traditional crystal. The sleek, contemporary silhouette adds drama and excitement to any –room—without upstaging the beautiful furnishings and décor. With the option of Burnt Sienna or Antique Brushed Nickel finishes, the full lighting collection offers a six-light or four-light chandelier; one-light mini pendant; two-light flush mount and semi-flush mount; and one-light, two-light, three-light and four-light bath fixtures. Both incandescent lamping and ENERGY STAR-qualified LED lamping are available; all fixtures are California Title 24 compliant. | BATH | Carondelet | Wall / Bath Lighting | Burnt Sienna | 710 | Steel | Clear Beveled Glass | W:0.875" H:4.75" |  |  | 4 Medium A19 9.3w |  | 4 | Yes | [14 empty] | 0 | [12 empty] | 138.98 | 277.96 | 416.94 | W:26 1/4'' H:5 7/8'' E:5'' | 7.6 |  |  | 26.25 | 5.875 | Wall / Bath |  |  |  |  | 5 |  | No |  | No | [21 empty] | DP:3/4'' W:26 1/4'' H:5 7/8'' OB UP:3'' OB DOWN:2 7/8'' Rectangular |  |  |  | 6 | Black/White |  |  | Hardwired | 0 | 0 | 0 | 1 | 1 | 0 | 0 | 0 | 0 | 0 | 0 | 785652049316 | 29.25 | 8.5 | 8.25 | 9.3 | 1.187 | 125 | Yes | [9 empty] | cETL Damp | CARONDELET 4L BATH-710 | Four Light Wall / Bath |  | 4414004EN3-710.jpg | 4414004.jpg
4414004EN3-965 | Four Light Wall / Bath | The dazzling and timeless Carondelet lighting collection by Sea Gull Lighting features a cascade of faceted, linear glass crystals delivering the ultimate sparkle without the fuss of traditional crystal. The sleek, contemporary silhouette adds drama and excitement to any –room—without upstaging the beautiful furnishings and décor. With the option of Burnt Sienna or Antique Brushed Nickel finishes, the full lighting collection offers a six-light or four-light chandelier; one-light mini pendant; two-light flush mount and semi-flush mount; and one-light, two-light, three-light and four-light bath fixtures. Both incandescent lamping and ENERGY STAR-qualified LED lamping are available; all fixtures are California Title 24 compliant. | BATH | Carondelet | Wall / Bath Lighting | Brushed Nickel | 962 | Steel | Clear Beveled Glass | W:0.875" H:4.75" |  |  | 4 Medium A19 9.3w |  | 4 | Yes | [14 empty] | 0 | [12 empty] | 138.98 | 277.96 | 416.94 | W:26 1/4'' H:5 7/8'' E:5'' | 7.6 |  |  | 26.25 | 5.875 | Wall / Bath |  |  |  |  | 5 |  | No |  | No | [21 empty] | DP:3/4'' W:26 1/4'' H:5 7/8'' OB UP:3'' OB DOWN:2 7/8'' Rectangular |  |  |  | 6 | Black/White |  |  | Hardwired | 0 | 0 | 0 | 1 | 1 | 0 | 0 | 0 | 0 | 0 | 0 | 785652049323 | 29.25 | 8.5 | 8.25 | 9.3 | 1.187 | 125 | Yes | [9 empty] | cETL Damp | CARONDELET 4L BATH-962 | Four Light Wall / Bath |  | 4414004EN3-965.jpg | 4414004.jpg
4414502-05 | Two Light Wall / Bath | Influenced by the vintage industrial designs of early 20th Century America, the transitional Belton lighting collection by Sea Gull Lighting has Seeded glass shades that highlight the classic Edison bulbs. The rich Heirloom Bronze and Brushed Nickel finishes adds to the layer of retro design to the warm look. The assortment includes three- and five- down light chandeliers; five-light upright chandelier; a four-light island pendant; one-light pendant; one-light mini pendant; and one-, two-, three- and four-light bath fixtures. All fixtures are California Title 24 compliant and easily convert to LED by purchasing LED lamps sold separately. | BATH | Belton | Wall / Bath Lighting | Chrome | 5 | Steel | Clear Seeded Glass | D:5.375" H:6.125" |  |  | 2 Medium A19 60w |  | 2 | No | [14 empty] | 0 | [12 empty] | 62.95 | N/A | 188.85 | W:15'' H:10 5/8'' E:6 5/8'' | 3.45 |  |  | 15 | 10.625 | Cap Nuts |  |  |  |  | 6.625 |  | No |  | No | [21 empty] | DP:7/8'' W:8 3/8'' H:4 1/2'' OB UP:8 3/8'' OB DOWN:2 1/4'' Oval |  |  |  | 6.5 | Black/White |  |  | Hardwired | 0 | 1 | 0 | 0 | 1 | 0 | 0 | 0 | 0 | 0 | 0 | 785652077937 | 16.5 | 13.25 | 8.75 | 4.5 | 1.107 | 175 | Yes | [9 empty] | cETL Damp | BELTON 2L BATH-05 | Two Light Wall / Bath |  | 4414502-05.jpg | 4414502.jpg
4414502-782 | Two Light Wall / Bath | Influenced by the vintage industrial designs of early 20th Century America, the transitional Belton lighting collection by Sea Gull Lighting has Seeded glass shades that highlight the classic Edison bulbs. The rich Heirloom Bronze and Brushed Nickel finishes adds to the layer of retro design to the warm look. The assortment includes three- and five- down light chandeliers; five-light upright chandelier; a four-light island pendant; one-light pendant; one-light mini pendant; and one-, two-, three- and four-light bath fixtures. All fixtures are California Title 24 compliant and easily convert to LED by purchasing LED lamps sold separately. | BATH | Belton | Wall / Bath Lighting | Heirloom Bronze | 782 | Steel | Clear Seeded Glass | D:5.375" H:6.125" |  |  | 2 Medium A19 60w |  | 2 | No | [14 empty] | 0 | [12 empty] | 69.48 | N/A | 208.44 | W:15'' H:10 5/8'' E:6 5/8'' | 3.45 |  |  | 15 | 10.625 | Cap Nuts |  |  |  |  | 6.625 |  | No |  | No | [21 empty] | DP:7/8'' W:8 3/8'' H:4 1/2'' OB UP:8 3/8'' OB DOWN:2 1/4'' Oval |  |  |  | 6.5 | Black/White |  |  | Hardwired | 0 | 1 | 0 | 0 | 1 | 0 | 0 | 0 | 0 | 0 | 0 | 785652108730 | 17.5 | 9 | 13.5 | 4.5 | 1.23 | 250 | Yes | [9 empty] | cETL Damp | BELTON 2L BATH-782 | Two Light Wall / Bath |  | 4414502-782.jpg | 4414502.jpg
4414502-962 | Two Light Wall / Bath | Influenced by the vintage industrial designs of early 20th Century America, the transitional Belton lighting collection by Sea Gull Lighting has Seeded glass shades that highlight the classic Edison bulbs. The rich Heirloom Bronze and Brushed Nickel finishes adds to the layer of retro design to the warm look. The assortment includes three- and five- down light chandeliers; five-light upright chandelier; a four-light island pendant; one-light pendant; one-light mini pendant; and one-, two-, three- and four-light bath fixtures. All fixtures are California Title 24 compliant and easily convert to LED by purchasing LED lamps sold separately. | BATH | Belton | Wall / Bath Lighting | Brushed Nickel | 962 | Steel | Clear Seeded Glass | D:5.375" H:6.125" |  |  | 2 Medium A19 60w |  | 2 | No | [14 empty] | 0 | [12 empty] | 64.98 | N/A | 194.94 | W:15'' H:10 5/8'' E:6 5/8'' | 3.45 |  |  | 15 | 10.625 | Cap Nuts |  |  |  |  | 6.625 |  | No |  | No | [21 empty] | DP:7/8'' W:8 3/8'' H:4 1/2'' OB UP:8 3/8'' OB DOWN:2 1/4'' Oval |  |  |  | 6.5 | Black/White |  |  | Hardwired | 0 | 1 | 0 | 0 | 1 | 0 | 0 | 0 | 0 | 0 | 0 | 785652003400 | 17.5 | 9 | 13.5 | 4.5 | 1.23 | 250 | Yes | [9 empty] | cETL Damp | BELTON 2L BATH-962 | Two Light Wall / Bath |  | 4414502-962.jpg | 4414502.jpg
4414502EN7-782 | Two Light Wall / Bath | Influenced by the vintage industrial designs of early 20th Century America, the transitional Belton lighting collection by Sea Gull Lighting has Seeded glass shades that highlight the classic Edison bulbs. The rich Heirloom Bronze and Brushed Nickel finishes adds to the layer of retro design to the warm look. The assortment includes three- and five- down light chandeliers; five-light upright chandelier; a four-light island pendant; one-light pendant; one-light mini pendant; and one-, two-, three- and four-light bath fixtures. All fixtures are California Title 24 compliant and easily convert to LED by purchasing LED lamps sold separately. | BATH | Belton | Wall / Bath Lighting | Heirloom Bronze | 782 | Steel | Clear Seeded Glass | D:5.375" H:6.125" |  |  | 2 Medium A19 8.5w |  | 2 | Yes | [14 empty] | 0 | [12 empty] | 82.98 | N/A | 248.94 | W:15'' H:10 5/8'' E:6 5/8'' | 3.45 |  |  | 15 | 10.625 | Cap Nuts |  |  |  |  | 6.625 |  | No |  | No | [21 empty] | DP:7/8'' W:8 3/8'' H:4 1/2'' OB UP:8 3/8'' OB DOWN:2 1/4'' Oval |  |  |  | 6.5 | Black/White |  |  | Hardwired | 0 | 1 | 0 | 1 | 1 | 0 | 0 | 0 | 0 | 0 | 0 | 785652069017 | 17.5 | 9 | 13.5 | 4.5 | 1.23 | 250 | Yes | [9 empty] | cETL Damp | BELTON 2L LED BATH-782 | Two Light Wall / Bath |  | 4414502EN7-782.jpg | 4414502.jpg
4414502EN7-962 | Two Light Wall / Bath | Influenced by the vintage industrial designs of early 20th Century America, the transitional Belton lighting collection by Sea Gull Lighting has Seeded glass shades that highlight the classic Edison bulbs. The rich Heirloom Bronze and Brushed Nickel finishes adds to the layer of retro design to the warm look. The assortment includes three- and five- down light chandeliers; five-light upright chandelier; a four-light island pendant; one-light pendant; one-light mini pendant; and one-, two-, three- and four-light bath fixtures. All fixtures are California Title 24 compliant and easily convert to LED by purchasing LED lamps sold separately. | BATH | Belton | Wall / Bath Lighting | Brushed Nickel | 962 | Steel | Clear Seeded Glass | D:5.375" H:6.125" |  |  | 2 Medium A19 8.5w |  | 2 | Yes | [14 empty] | 0 | [12 empty] | 78.98 | N/A | 236.94 | W:15'' H:10 5/8'' E:6 5/8'' | 3.45 |  |  | 15 | 10.625 | Cap Nuts |  |  |  |  | 6.625 |  | No |  | No | [21 empty] | DP:7/8'' W:8 3/8'' H:4 1/2'' OB UP:8 3/8'' OB DOWN:2 1/4'' Oval |  |  |  | 6.5 | Black/White |  |  | Hardwired | 0 | 1 | 0 | 1 | 1 | 0 | 0 | 0 | 0 | 0 | 0 | 785652069024 | 17.5 | 9 | 13.5 | 4.5 | 1.23 | 250 | Yes | [9 empty] | cETL Damp | BELTON 2L LED BATH-962 | Two Light Wall / Bath |  | 4414502EN7-962.jpg | 4414502.jpg
4414503-05 | Three Light Wall / Bath | Influenced by the vintage industrial designs of early 20th Century America, the transitional Belton lighting collection by Sea Gull Lighting has Seeded glass shades that highlight the classic Edison bulbs. The rich Heirloom Bronze and Brushed Nickel finishes adds to the layer of retro design to the warm look. The assortment includes three- and five- down light chandeliers; five-light upright chandelier; a four-light island pendant; one-light pendant; one-light mini pendant; and one-, two-, three- and four-light bath fixtures. All fixtures are California Title 24 compliant and easily convert to LED by purchasing LED lamps sold separately. | BATH | Belton | Wall / Bath Lighting | Chrome | 5 | Steel | Clear Seeded Glass | D:5.375" H:6.125" |  |  | 3 Medium A19 60w |  | 3 | No | [14 empty] | 0 | [12 empty] | 90.95 | N/A | 272.85 | W:21'' H:10 5/8'' E:6 5/8'' | 4.8 |  |  | 21 | 10.625 | Cap Nuts |  |  |  |  | 6.625 |  | No |  | No | [21 empty] | DP:7/8'' W:8 3/8'' H:4 1/2'' OB UP:8 3/8'' OB DOWN:2 1/4'' Oval |  |  |  | 6.5 | Black/White |  |  | Hardwired | 0 | 1 | 0 | 0 | 1 | 0 | 0 | 0 | 0 | 0 | 0 | 785652077944 | 22.5 | 13.25 | 9 | 6.9 | 1.553 | 175 | Yes | [9 empty] | cETL Damp | BELTON 3L BATH-05 | Three Light Wall / Bath |  | 4414503-05.jpg | 4414503.jpg
4414503-782 | Three Light Wall / Bath | Influenced by the vintage industrial designs of early 20th Century America, the transitional Belton lighting collection by Sea Gull Lighting has Seeded glass shades that highlight the classic Edison bulbs. The rich Heirloom Bronze and Brushed Nickel finishes adds to the layer of retro design to the warm look. The assortment includes three- and five- down light chandeliers; five-light upright chandelier; a four-light island pendant; one-light pendant; one-light mini pendant; and one-, two-, three- and four-light bath fixtures. All fixtures are California Title 24 compliant and easily convert to LED by purchasing LED lamps sold separately. | BATH | Belton | Wall / Bath Lighting | Heirloom Bronze | 782 | Steel | Clear Seeded Glass | D:5.375" H:6.125" |  |  | 3 Medium A19 60w |  | 3 | No | [14 empty] | 0 | [12 empty] | 93.48 | N/A | 280.44 | W:21'' H:10 5/8'' E:6 5/8'' | 4.8 |  |  | 21 | 10.625 | Cap Nuts |  |  |  |  | 6.625 |  | No |  | No | [21 empty] | DP:7/8'' W:8 3/8'' H:4 1/2'' OB UP:8 3/8'' OB DOWN:2 1/4'' Oval |  |  |  | 6.5 | Black/White |  |  | Hardwired | 0 | 1 | 0 | 0 | 1 | 0 | 0 | 0 | 0 | 0 | 0 | 785652108747 | 23.75 | 9.25 | 13.5 | 5.7 | 1.716 | 250 | Yes | [9 empty] | cETL Damp | BELTON 3L BATH-782 | Three Light Wall / Bath |  | 4414503-782.jpg | 4414503.jpg
4414503-962 | Three Light Wall / Bath | Influenced by the vintage industrial designs of early 20th Century America, the transitional Belton lighting collection by Sea Gull Lighting has Seeded glass shades that highlight the classic Edison bulbs. The rich Heirloom Bronze and Brushed Nickel finishes adds to the layer of retro design to the warm look. The assortment includes three- and five- down light chandeliers; five-light upright chandelier; a four-light island pendant; one-light pendant; one-light mini pendant; and one-, two-, three- and four-light bath fixtures. All fixtures are California Title 24 compliant and easily convert to LED by purchasing LED lamps sold separately. | BATH | Belton | Wall / Bath Lighting | Brushed Nickel | 962 | Steel | Clear Seeded Glass | D:5.375" H:6.125" |  |  | 3 Medium A19 60w |  | 3 | No | [14 empty] | 0 | [12 empty] | 88.48 | N/A | 265.44 | W:21'' H:10 5/8'' E:6 5/8'' | 4.8 |  |  | 21 | 10.625 | Cap Nuts |  |  |  |  | 6.625 |  | No |  | No | [21 empty] | DP:7/8'' W:8 3/8'' H:4 1/2'' OB UP:8 3/8'' OB DOWN:2 1/4'' Oval |  |  |  | 6.5 | Black/White |  |  | Hardwired | 0 | 1 | 0 | 0 | 1 | 0 | 0 | 0 | 0 | 0 | 0 | 785652003417 | 23.75 | 9.25 | 13.5 | 5.7 | 1.716 | 250 | Yes | [9 empty] | cETL Damp | BELTON 3L BATH-962 | Three Light Wall / Bath |  | 4414503-962.jpg | 4414503.jpg
4414503EN7-782 | Three Light Wall / Bath | Influenced by the vintage industrial designs of early 20th Century America, the transitional Belton lighting collection by Sea Gull Lighting has Seeded glass shades that highlight the classic Edison bulbs. The rich Heirloom Bronze and Brushed Nickel finishes adds to the layer of retro design to the warm look. The assortment includes three- and five- down light chandeliers; five-light upright chandelier; a four-light island pendant; one-light pendant; one-light mini pendant; and one-, two-, three- and four-light bath fixtures. All fixtures are California Title 24 compliant and easily convert to LED by purchasing LED lamps sold separately. | BATH | Belton | Wall / Bath Lighting | Heirloom Bronze | 782 | Steel | Clear Seeded Glass | D:5.375" H:6.125" |  |  | 3 Medium A19 8.5w |  | 3 | Yes | [14 empty] | 0 | [12 empty] | 114.98 | N/A | 344.94 | W:21'' H:10 5/8'' E:6 5/8'' | 4.8 |  |  | 21 | 10.625 | Cap Nuts |  |  |  |  | 6.625 |  | No |  | No | [21 empty] | DP:7/8'' W:8 3/8'' H:4 1/2'' OB UP:8 3/8'' OB DOWN:2 1/4'' Oval |  |  |  | 6.5 | Black/White |  |  | Hardwired | 0 | 1 | 0 | 1 | 1 | 0 | 0 | 0 | 0 | 0 | 0 | 785652069031 | 23.75 | 9.25 | 13 | 5.7 | 1.653 | 250 | Yes | [9 empty] | cETL Damp | BELTON 3L LED BATH-782 | Three Light Wall / Bath |  | 4414503EN7-782.jpg | 4414503.jpg
4414503EN7-962 | Three Light Wall / Bath | Influenced by the vintage industrial designs of early 20th Century America, the transitional Belton lighting collection by Sea Gull Lighting has Seeded glass shades that highlight the classic Edison bulbs. The rich Heirloom Bronze and Brushed Nickel finishes adds to the layer of retro design to the warm look. The assortment includes three- and five- down light chandeliers; five-light upright chandelier; a four-light island pendant; one-light pendant; one-light mini pendant; and one-, two-, three- and four-light bath fixtures. All fixtures are California Title 24 compliant and easily convert to LED by purchasing LED lamps sold separately. | BATH | Belton | Wall / Bath Lighting | Brushed Nickel | 962 | Steel | Clear Seeded Glass | D:5.375" H:6.125" |  |  | 3 Medium A19 8.5w |  | 3 | Yes | [14 empty] | 0 | [12 empty] | 109.48 | N/A | 328.44 | W:21'' H:10 5/8'' E:6 5/8'' | 4.8 |  |  | 21 | 10.625 | Cap Nuts |  |  |  |  | 6.625 |  | No |  | No | [21 empty] | DP:7/8'' W:8 3/8'' H:4 1/2'' OB UP:8 3/8'' OB DOWN:2 1/4'' Oval |  |  |  | 6.5 | Black/White |  |  | Hardwired | 0 | 1 | 0 | 1 | 1 | 0 | 0 | 0 | 0 | 0 | 0 | 785652069048 | 23.75 | 9.25 | 13.5 | 5.7 | 1.716 | 250 | Yes | [9 empty] | cETL Damp | BELTON 3L LED BATH-962 | Three Light Wall / Bath |  | 4414503EN7-962.jpg | 4414503.jpg
4414504-05 | Four Light Wall/ Bath | Influenced by the vintage industrial designs of early 20th Century America, the transitional Belton lighting collection by Sea Gull Lighting has Seeded glass shades that highlight the classic Edison bulbs. The rich Heirloom Bronze and Brushed Nickel finishes adds to the layer of retro design to the warm look. The assortment includes three- and five- down light chandeliers; five-light upright chandelier; a four-light island pendant; one-light pendant; one-light mini pendant; and one-, two-, three- and four-light bath fixtures. All fixtures are California Title 24 compliant and easily convert to LED by purchasing LED lamps sold separately. | BATH | Belton | Wall / Bath Lighting | Chrome | 5 | Steel | Clear Seeded Glass | D:5.375" H:6.125" |  |  | 4 Medium A19 60w |  | 4 | No | [14 empty] | 0 | [12 empty] | 119.95 | N/A | 359.85 | W:28 3/4'' H:10 5/8'' E:6 5/8'' | 5.8 |  |  | 28.75 | 10.625 | Cap Nuts |  |  |  |  | 6.625 |  | No |  | No | [21 empty] | DP:7/8'' W:8 3/8'' H:4 1/2'' OB UP:8 3/8'' OB DOWN:2 1/4'' Oval |  |  |  | 6.5 | Black/White |  |  | Hardwired | 0 | 1 | 0 | 0 | 1 | 0 | 0 | 0 | 0 | 0 | 0 | 785652077951 | 29.5 | 8.75 | 14 | 7.5 | 2.091 | 250 | Yes | [9 empty] | cETL Damp | BELTON 4L BATH-05 | Four Light Wall/ Bath |  | 4414504-05.jpg | 4414504.jpg
4414504-782 | Four Light Wall/ Bath | Influenced by the vintage industrial designs of early 20th Century America, the transitional Belton lighting collection by Sea Gull Lighting has Seeded glass shades that highlight the classic Edison bulbs. The rich Heirloom Bronze and Brushed Nickel finishes adds to the layer of retro design to the warm look. The assortment includes three- and five- down light chandeliers; five-light upright chandelier; a four-light island pendant; one-light pendant; one-light mini pendant; and one-, two-, three- and four-light bath fixtures. All fixtures are California Title 24 compliant and easily convert to LED by purchasing LED lamps sold separately. | BATH | Belton | Wall / Bath Lighting | Heirloom Bronze | 782 | Steel | Clear Seeded Glass | D:5.375" H:6.125" |  |  | 4 Medium A19 60w |  | 4 | No | [14 empty] | 0 | [12 empty] | 122.98 | N/A | 368.94 | W:28 3/4'' H:10 5/8'' E:6 5/8'' | 5.8 |  |  | 28.75 | 10.625 | Cap Nuts |  |  |  |  | 6.625 |  | No |  | No | [21 empty] | DP:7/8'' W:8 3/8'' H:4 1/2'' OB UP:8 3/8'' OB DOWN:2 1/4'' Oval |  |  |  | 6.5 | Black/White |  |  | Hardwired | 0 | 1 | 0 | 0 | 1 | 0 | 0 | 0 | 0 | 0 | 0 | 785652108754 | 32 | 9 | 12 | 7.7 | 2 | 250 | Yes | [9 empty] | cETL Damp | BELTON 4L BATH-782 | Four Light Wall/ Bath |  | 4414504-782.jpg | 4414504.jpg
4414504-962 | Four Light Wall/ Bath | Influenced by the vintage industrial designs of early 20th Century America, the transitional Belton lighting collection by Sea Gull Lighting has Seeded glass shades that highlight the classic Edison bulbs. The rich Heirloom Bronze and Brushed Nickel finishes adds to the layer of retro design to the warm look. The assortment includes three- and five- down light chandeliers; five-light upright chandelier; a four-light island pendant; one-light pendant; one-light mini pendant; and one-, two-, three- and four-light bath fixtures. All fixtures are California Title 24 compliant and easily convert to LED by purchasing LED lamps sold separately. | BATH | Belton | Wall / Bath Lighting | Brushed Nickel | 962 | Steel | Clear Seeded Glass | D:5.375" H:6.125" |  |  | 4 Medium A19 60w |  | 4 | No | [14 empty] | 0 | [12 empty] | 116.48 | N/A | 349.44 | W:28 3/4'' H:10 5/8'' E:6 5/8'' | 5.8 |  |  | 28.75 | 10.625 | Cap Nuts |  |  |  |  | 6.625 |  | No |  | No | [21 empty] | DP:7/8'' W:8 3/8'' H:4 1/2'' OB UP:8 3/8'' OB DOWN:2 1/4'' Oval |  |  |  | 6.5 | Black/White |  |  | Hardwired | 0 | 1 | 0 | 0 | 1 | 0 | 0 | 0 | 0 | 0 | 0 | 785652003424 | 31.5 | 9.5 | 13 | 7.3 | 2.251 | 250 | Yes | [9 empty] | cETL Damp | BELTON 4L BATH-962 | Four Light Wall/ Bath |  | 4414504-962.jpg | 4414504.jpg
4414504EN7-782 | Four Light Wall/ Bath | Influenced by the vintage industrial designs of early 20th Century America, the transitional Belton lighting collection by Sea Gull Lighting has Seeded glass shades that highlight the classic Edison bulbs. The rich Heirloom Bronze and Brushed Nickel finishes adds to the layer of retro design to the warm look. The assortment includes three- and five- down light chandeliers; five-light upright chandelier; a four-light island pendant; one-light pendant; one-light mini pendant; and one-, two-, three- and four-light bath fixtures. All fixtures are California Title 24 compliant and easily convert to LED by purchasing LED lamps sold separately. | BATH | Belton | Wall / Bath Lighting | Heirloom Bronze | 782 | Steel | Clear Seeded Glass | D:5.375" H:6.125" |  |  | 4 Medium A19 8.5w |  | 4 | Yes | [14 empty] | 0 | [12 empty] | 149.98 | N/A | 449.94 | W:28 3/4'' H:10 5/8'' E:6 5/8'' | 5.8 |  |  | 28.75 | 10.625 | Cap Nuts |  |  |  |  | 6.625 |  | No |  | No | [21 empty] | DP:7/8'' W:8 3/8'' H:4 1/2'' OB UP:8 3/8'' OB DOWN:2 1/4'' Oval |  |  |  | 6.5 | Black/White |  |  | Hardwired | 0 | 1 | 0 | 1 | 1 | 0 | 0 | 0 | 0 | 0 | 0 | 785652069055 | 32 | 9 | 12 | 7.7 | 2 | 250 | Yes | [9 empty] | cETL Damp | BELTON 4L LED BATH-782 | Four Light Wall/ Bath |  | 4414504EN7-782.jpg | 4414504.jpg
4414504EN7-962 | Four Light Wall/ Bath | Influenced by the vintage industrial designs of early 20th Century America, the transitional Belton lighting collection by Sea Gull Lighting has Seeded glass shades that highlight the classic Edison bulbs. The rich Heirloom Bronze and Brushed Nickel finishes adds to the layer of retro design to the warm look. The assortment includes three- and five- down light chandeliers; five-light upright chandelier; a four-light island pendant; one-light pendant; one-light mini pendant; and one-, two-, three- and four-light bath fixtures. All fixtures are California Title 24 compliant and easily convert to LED by purchasing LED lamps sold separately. | BATH | Belton | Wall / Bath Lighting | Brushed Nickel | 962 | Steel | Clear Seeded Glass | D:5.375" H:6.125" |  |  | 4 Medium A19 8.5w |  | 4 | Yes | [14 empty] | 0 | [12 empty] | 144.98 | N/A | 434.94 | W:28 3/4'' H:10 5/8'' E:6 5/8'' | 5.8 |  |  | 28.75 | 10.625 | Cap Nuts |  |  |  |  | 6.625 |  | No |  | No | [21 empty] | DP:7/8'' W:8 3/8'' H:4 1/2'' OB UP:8 3/8'' OB DOWN:2 1/4'' Oval |  |  |  | 6.5 | Black/White |  |  | Hardwired | 0 | 1 | 0 | 1 | 1 | 0 | 0 | 0 | 0 | 0 | 0 | 785652069079 | 31.5 | 9.5 | 13 | 7.3 | 2.251 | 250 | Yes | [9 empty] | cETL Damp | BELTON 4L LED BATH-962 | Four Light Wall/ Bath |  | 4414504EN7-962.jpg | 4414504.jpg
4415202-05 | Two Light Wall / Bath | With a simple, airy appearance, the Kerrville lighting collection by Sea Gull Lighting embraces its modern design roots while enhancing virtually any home’s decor. Tubular steel arms extend outward and curve to present beautiful tapered, Satin Etched glass shades. The collection has a Brushed Nickel, Burnt Sienna or Chrome finish and offers three-, five- and nine-light chandeliers, a one-light mini pendant, one- and three-light pendants, a two-light semi-flush mount which can convert to a pendant, and one-, two-, three- and four-light bath fixtures. Incandescent and ENERGY STAR-qualified LED lamping are available; all fixtures are California Title 24 compliant. | BATH | Kerrville | Wall / Bath Lighting | Chrome | 5 | Steel | Satin Etched Glass | D:4.375" H:5.375" |  |  | 2 Medium A19 100w |  | 2 | No | [14 empty] | 0 | [12 empty] | 43.48 | 86.96 | 130.44 | W:12'' H:9'' E:6 3/4'' | 3.5 |  |  | 12 | 9 | Cap Nuts |  |  |  |  | 6.75 |  | No |  | No | [21 empty] | DP:7/8'' W:12'' H:4 5/8'' OB UP:6 3/4'' OB DOWN:2 1/4'' Oval |  |  |  | 6.5 | Black/White |  |  | Hardwired | 0 | 1 | 0 | 0 | 1 | 0 | 0 | 1 | 0 | 0 | 0 | 785652041518 | 17.75 | 8.5 | 8.5 | 4.4 | 0.742 | 175 | Yes | [9 empty] | cETL Damp | KERRVILLE 2L BATH-05 | Two Light Wall / Bath |  | 4415202-05.jpg | 4415202.jpg
4415202-782 | Two Light Wall / Bath | With a simple, airy appearance, the Kerrville lighting collection by Sea Gull Lighting embraces its modern design roots while enhancing virtually any home’s decor. Tubular steel arms extend outward and curve to present beautiful tapered, Satin Etched glass shades. The collection has a Brushed Nickel, Burnt Sienna or Chrome finish and offers three-, five- and nine-light chandeliers, a one-light mini pendant, one- and three-light pendants, a two-light semi-flush mount which can convert to a pendant, and one-, two-, three- and four-light bath fixtures. Incandescent and ENERGY STAR-qualified LED lamping are available; all fixtures are California Title 24 compliant. | BATH | Kerrville | Wall / Bath Lighting | Heirloom Bronze | 782 | Steel | Satin Etched Glass | D:4.375" H:5.375" |  |  | 2 Medium A19 100w |  | 2 | No | [14 empty] | 0 | [12 empty] | 44.98 | 89.96 | 134.94 | W:12'' H:9'' E:6 3/4'' | 3.5 |  |  | 12 | 9 | Cap Nuts |  |  |  |  | 6.75 |  | No |  | No | [21 empty] | DP:7/8'' W:12'' H:4 5/8'' OB UP:6 3/4'' OB DOWN:2 1/4'' Oval |  |  |  | 6.5 | Black/White |  |  | Hardwired | 0 | 1 | 0 | 0 | 1 | 0 | 0 | 1 | 0 | 0 | 0 | 785652111662 | 17.75 | 8.5 | 8.5 | 4.4 | 0.742 | 175 | Yes | [9 empty] | cETL Damp | KERRVILLE 2L BATH-782 | Two Light Wall / Bath |  | 4415202-782.jpg | 4415202.jpg
4415202-962 | Two Light Wall / Bath | With a simple, airy appearance, the Kerrville lighting collection by Sea Gull Lighting embraces its modern design roots while enhancing virtually any home’s decor. Tubular steel arms extend outward and curve to present beautiful tapered, Satin Etched glass shades. The collection has a Brushed Nickel, Burnt Sienna or Chrome finish and offers three-, five- and nine-light chandeliers, a one-light mini pendant, one- and three-light pendants, a two-light semi-flush mount which can convert to a pendant, and one-, two-, three- and four-light bath fixtures. Incandescent and ENERGY STAR-qualified LED lamping are available; all fixtures are California Title 24 compliant. | BATH | Kerrville | Wall / Bath Lighting | Brushed Nickel | 962 | Steel | Satin Etched Glass | D:4.375" H:5.375" |  |  | 2 Medium A19 100w |  | 2 | No | [14 empty] | 0 | [12 empty] | 44.98 | 89.96 | 134.94 | W:12'' H:9'' E:6 3/4'' | 3.5 |  |  | 12 | 9 | Cap Nuts |  |  |  |  | 6.75 |  | No |  | No | [21 empty] | DP:7/8'' W:12'' H:4 5/8'' OB UP:6 3/4'' OB DOWN:2 1/4'' Oval |  |  |  | 6.5 | Black/White |  |  | Hardwired | 0 | 1 | 0 | 0 | 1 | 0 | 0 | 1 | 0 | 0 | 0 | 785652111679 | 17.75 | 8.5 | 8.5 | 4.4 | 0.742 | 175 | Yes | [9 empty] | cETL Damp | KERRVILLE 2L BATH-962 | Two Light Wall / Bath |  | 4415202-962.jpg | 4415202.jpg
4415202EN3-05 | Two Light Wall / Bath | With a simple, airy appearance, the Kerrville lighting collection by Sea Gull Lighting embraces its modern design roots while enhancing virtually any home’s decor. Tubular steel arms extend outward and curve to present beautiful tapered, Satin Etched glass shades. The collection has a Brushed Nickel, Burnt Sienna or Chrome finish and offers three-, five- and nine-light chandeliers, a one-light mini pendant, one- and three-light pendants, a two-light semi-flush mount which can convert to a pendant, and one-, two-, three- and four-light bath fixtures. Incandescent and ENERGY STAR-qualified LED lamping are available; all fixtures are California Title 24 compliant. | BATH | Kerrville | Wall / Bath Lighting | Chrome | 5 | Steel | Satin Etched Glass | D:4.375" H:5.375" |  |  | 2 Medium A19 9.3w |  | 2 | No | [14 empty] | 0 | [12 empty] | 56.48 | 112.96 | 169.44 | W:12'' H:9'' E:6 3/4'' | 3.5 |  |  | 12 | 9 | Cap Nuts |  |  |  |  | 6.75 |  | No |  | No | [21 empty] | DP:7/8'' W:12'' H:4 5/8'' OB UP:6 3/4'' OB DOWN:2 1/4'' Oval |  |  |  | 6.5 | Black/White |  |  | Hardwired | 0 | 1 | 0 | 1 | 1 | 0 | 0 | 0 | 0 | 0 | 0 | 785652061486 | 17.75 | 8.5 | 8.5 | 4.4 | 0.742 | 175 | Yes | [9 empty] | cETL Damp | KERRVILLE 2L BATH-05 | Two Light Wall / Bath |  | 4415202EN3-05.jpg | 4415202.jpg
4415202EN3-782 | Two Light Wall / Bath | With a simple, airy appearance, the Kerrville lighting collection by Sea Gull Lighting embraces its modern design roots while enhancing virtually any home’s decor. Tubular steel arms extend outward and curve to present beautiful tapered, Satin Etched glass shades. The collection has a Brushed Nickel, Burnt Sienna or Chrome finish and offers three-, five- and nine-light chandeliers, a one-light mini pendant, one- and three-light pendants, a two-light semi-flush mount which can convert to a pendant, and one-, two-, three- and four-light bath fixtures. Incandescent and ENERGY STAR-qualified LED lamping are available; all fixtures are California Title 24 compliant. | BATH | Kerrville | Wall / Bath Lighting | Heirloom Bronze | 782 | Steel | Satin Etched Glass | D:4.375" H:5.375" |  |  | 2 Medium A19 9.3w |  | 2 | Yes | [14 empty] | 0 | [12 empty] | 56.48 | 112.96 | 169.44 | W:12'' H:9'' E:6 3/4'' | 3.5 |  |  | 12 | 9 | Cap Nuts |  |  |  |  | 6.75 |  | No |  | No | [21 empty] | DP:7/8'' W:12'' H:4 5/8'' OB UP:6 3/4'' OB DOWN:2 1/4'' Oval |  |  |  | 6.5 | Black/White |  |  | Hardwired | 0 | 1 | 0 | 1 | 1 | 0 | 0 | 0 | 0 | 0 | 0 | 785652049330 | 17.75 | 8.5 | 8.5 | 4.4 | 0.742 | 175 | Yes | [9 empty] | cETL Damp | KERRVILLE 2L BATH-782 | Two Light Wall / Bath |  | 4415202EN3-782.jpg | 4415202.jpg
4415202EN3-962 | Two Light Wall / Bath | With a simple, airy appearance, the Kerrville lighting collection by Sea Gull Lighting embraces its modern design roots while enhancing virtually any home’s decor. Tubular steel arms extend outward and curve to present beautiful tapered, Satin Etched glass shades. The collection has a Brushed Nickel, Burnt Sienna or Chrome finish and offers three-, five- and nine-light chandeliers, a one-light mini pendant, one- and three-light pendants, a two-light semi-flush mount which can convert to a pendant, and one-, two-, three- and four-light bath fixtures. Incandescent and ENERGY STAR-qualified LED lamping are available; all fixtures are California Title 24 compliant. | BATH | Kerrville | Wall / Bath Lighting | Brushed Nickel | 962 | Steel | Satin Etched Glass | D:4.375" H:5.375" |  |  | 2 Medium A19 9.3w |  | 2 | Yes | [14 empty] | 0 | [12 empty] | 56.48 | 112.96 | 169.44 | W:12'' H:9'' E:6 3/4'' | 3.5 |  |  | 12 | 9 | Cap Nuts |  |  |  |  | 6.75 |  | No |  | No | [21 empty] | DP:7/8'' W:12'' H:4 5/8'' OB UP:6 3/4'' OB DOWN:2 1/4'' Oval |  |  |  | 6.5 | Black/White |  |  | Hardwired | 0 | 1 | 0 | 1 | 1 | 0 | 0 | 0 | 0 | 0 | 0 | 785652049347 | 17.75 | 8.5 | 8.5 | 4.4 | 0.742 | 175 | Yes | [9 empty] | cETL Damp | KERRVILLE 2L BATH-962 | Two Light Wall / Bath |  | 4415202EN3-962.jpg | 4415202.jpg
4415203-05 | Three Light Wall / Bath | With a simple, airy appearance, the Kerrville lighting collection by Sea Gull Lighting embraces its modern design roots while enhancing virtually any home’s decor. Tubular steel arms extend outward and curve to present beautiful tapered, Satin Etched glass shades. The collection has a Brushed Nickel, Burnt Sienna or Chrome finish and offers three-, five- and nine-light chandeliers, a one-light mini pendant, one- and three-light pendants, a two-light semi-flush mount which can convert to a pendant, and one-, two-, three- and four-light bath fixtures. Incandescent and ENERGY STAR-qualified LED lamping are available; all fixtures are California Title 24 compliant. | BATH | Kerrville | Wall / Bath Lighting | Chrome | 5 | Steel | Satin Etched Glass | D:4.375" H:5.375" |  |  | 3 Medium A19 100w |  | 3 | No | [14 empty] | 0 | [12 empty] | 55.48 | 110.96 | 166.44 | W:18'' H:9'' E:6 3/4'' | 5.3 |  |  | 18 | 9 | Cap Nuts |  |  |  |  | 6.75 |  | No |  | No | [21 empty] | DP:7/8'' W:18'' H:4 5/8'' OB UP:6 3/4'' OB DOWN:2 1/4'' Oval |  |  |  | 6.5 | Black/White |  |  | Hardwired | 0 | 1 | 0 | 0 | 1 | 0 | 0 | 1 | 0 | 0 | 0 | 785652041525 | 24 | 8.5 | 8.5 | 6.6 | 1.003 | 125 | Yes | [9 empty] | cETL Damp | KERRVILLE 3L BATH-05 | Three Light Wall / Bath |  | 4415203-05.jpg | 4415203.jpg
4415203-782 | Three Light Wall / Bath | With a simple, airy appearance, the Kerrville lighting collection by Sea Gull Lighting embraces its modern design roots while enhancing virtually any home’s decor. Tubular steel arms extend outward and curve to present beautiful tapered, Satin Etched glass shades. The collection has a Brushed Nickel, Burnt Sienna or Chrome finish and offers three-, five- and nine-light chandeliers, a one-light mini pendant, one- and three-light pendants, a two-light semi-flush mount which can convert to a pendant, and one-, two-, three- and four-light bath fixtures. Incandescent and ENERGY STAR-qualified LED lamping are available; all fixtures are California Title 24 compliant. | BATH | Kerrville | Wall / Bath Lighting | Heirloom Bronze | 782 | Steel | Satin Etched Glass | D:4.375" H:5.375" |  |  | 3 Medium A19 100w |  | 3 | No | [14 empty] | 0 | [12 empty] | 57.48 | 114.96 | 172.44 | W:18'' H:9'' E:6 3/4'' | 5.3 |  |  | 18 | 9 | Cap Nuts |  |  |  |  | 6.75 |  | No |  | No | [21 empty] | DP:7/8'' W:18'' H:4 5/8'' OB UP:6 3/4'' OB DOWN:2 1/4'' Oval |  |  |  | 6.5 | Black/White |  |  | Hardwired | 0 | 1 | 0 | 0 | 1 | 0 | 0 | 1 | 0 | 0 | 0 | 785652111686 | 24 | 8.5 | 8.5 | 6.6 | 1.003 | 125 | Yes | [9 empty] | cETL Damp | KERRVILLE 3L BATH-782 | Three Light Wall / Bath |  | 4415203-782.jpg | 4415203.jpg
4415203-962 | Three Light Wall / Bath | With a simple, airy appearance, the Kerrville lighting collection by Sea Gull Lighting embraces its modern design roots while enhancing virtually any home’s decor. Tubular steel arms extend outward and curve to present beautiful tapered, Satin Etched glass shades. The collection has a Brushed Nickel, Burnt Sienna or Chrome finish and offers three-, five- and nine-light chandeliers, a one-light mini pendant, one- and three-light pendants, a two-light semi-flush mount which can convert to a pendant, and one-, two-, three- and four-light bath fixtures. Incandescent and ENERGY STAR-qualified LED lamping are available; all fixtures are California Title 24 compliant. | BATH | Kerrville | Wall / Bath Lighting | Brushed Nickel | 962 | Steel | Satin Etched Glass | D:4.375" H:5.375" |  |  | 3 Medium A19 100w |  | 3 | No | [14 empty] | 0 | [12 empty] | 57.48 | 114.96 | 172.44 | W:18'' H:9'' E:6 3/4'' | 5.3 |  |  | 18 | 9 | Cap Nuts |  |  |  |  | 6.75 |  | No |  | No | [21 empty] | DP:7/8'' W:18'' H:4 5/8'' OB UP:6 3/4'' OB DOWN:2 1/4'' Oval |  |  |  | 6.5 | Black/White |  |  | Hardwired | 0 | 1 | 0 | 0 | 1 | 0 | 0 | 1 | 0 | 0 | 0 | 785652111693 | 24 | 8.5 | 8.5 | 6.6 | 1.003 | 125 | Yes | [9 empty] | cETL Damp | KERRVILLE 3L BATH-962 | Three Light Wall / Bath |  | 4415203-962.jpg | 4415203.jpg
4415203EN3-05 | Three Light Wall / Bath | With a simple, airy appearance, the Kerrville lighting collection by Sea Gull Lighting embraces its modern design roots while enhancing virtually any home’s decor. Tubular steel arms extend outward and curve to present beautiful tapered, Satin Etched glass shades. The collection has a Brushed Nickel, Burnt Sienna or Chrome finish and offers three-, five- and nine-light chandeliers, a one-light mini pendant, one- and three-light pendants, a two-light semi-flush mount which can convert to a pendant, and one-, two-, three- and four-light bath fixtures. Incandescent and ENERGY STAR-qualified LED lamping are available; all fixtures are California Title 24 compliant. | BATH | Kerrville | Wall / Bath Lighting | Chrome | 5 | Steel | Satin Etched Glass | D:4.375" H:5.375" |  |  | 3 Medium A19 9.3w |  | 3 | No | [14 empty] | 0 | [12 empty] | 74.98 | 149.96 | 224.94 | W:18'' H:9'' E:6 3/4'' | 5.3 |  |  | 18 | 9 | Cap Nuts |  |  |  |  | 6.75 |  | No |  | No | [21 empty] | DP:7/8'' W:18'' H:4 5/8'' OB UP:6 3/4'' OB DOWN:2 1/4'' Oval |  |  |  | 6.5 | Black/White |  |  | Hardwired | 0 | 1 | 0 | 1 | 1 | 0 | 0 | 0 | 0 | 0 | 0 | 785652061493 | 27.25 | 8.5 | 8.5 | 7.1 | 1.139 | 125 | Yes | [9 empty] | cETL Damp | KERRVILLE 3L BATH-05 | Three Light Wall / Bath |  | 4415203EN3-05.jpg | 4415203.jpg
4415203EN3-782 | Three Light Wall / Bath | With a simple, airy appearance, the Kerrville lighting collection by Sea Gull Lighting embraces its modern design roots while enhancing virtually any home’s decor. Tubular steel arms extend outward and curve to present beautiful tapered, Satin Etched glass shades. The collection has a Brushed Nickel, Burnt Sienna or Chrome finish and offers three-, five- and nine-light chandeliers, a one-light mini pendant, one- and three-light pendants, a two-light semi-flush mount which can convert to a pendant, and one-, two-, three- and four-light bath fixtures. Incandescent and ENERGY STAR-qualified LED lamping are available; all fixtures are California Title 24 compliant. | BATH | Kerrville | Wall / Bath Lighting | Heirloom Bronze | 782 | Steel | Satin Etched Glass | D:4.375" H:5.375" |  |  | 3 Medium A19 9.3w |  | 3 | Yes | [14 empty] | 0 | [12 empty] | 74.98 | 149.96 | 224.94 | W:18'' H:9'' E:6 3/4'' | 5.3 |  |  | 18 | 9 | Cap Nuts |  |  |  |  | 6.75 |  | No |  | No | [21 empty] | DP:7/8'' W:18'' H:4 5/8'' OB UP:6 3/4'' OB DOWN:2 1/4'' Oval |  |  |  | 6.5 | Black/White |  |  | Hardwired | 0 | 1 | 0 | 1 | 1 | 0 | 0 | 0 | 0 | 0 | 0 | 785652049354 | 27.25 | 8.5 | 8.5 | 7.1 | 1.139 | 125 | Yes | [9 empty] | cETL Damp | KERRVILLE 3L BATH-782 | Three Light Wall / Bath |  | 4415203EN3-782.jpg | 4415203.jpg
4415203EN3-962 | Three Light Wall / Bath | With a simple, airy appearance, the Kerrville lighting collection by Sea Gull Lighting embraces its modern design roots while enhancing virtually any home’s decor. Tubular steel arms extend outward and curve to present beautiful tapered, Satin Etched glass shades. The collection has a Brushed Nickel, Burnt Sienna or Chrome finish and offers three-, five- and nine-light chandeliers, a one-light mini pendant, one- and three-light pendants, a two-light semi-flush mount which can convert to a pendant, and one-, two-, three- and four-light bath fixtures. Incandescent and ENERGY STAR-qualified LED lamping are available; all fixtures are California Title 24 compliant. | BATH | Kerrville | Wall / Bath Lighting | Brushed Nickel | 962 | Steel | Satin Etched Glass | D:4.375" H:5.375" |  |  | 3 Medium A19 9.3w |  | 3 | Yes | [14 empty] | 0 | [12 empty] | 74.98 | 149.96 | 224.94 | W:18'' H:9'' E:6 3/4'' | 5.3 |  |  | 18 | 9 | Cap Nuts |  |  |  |  | 6.75 |  | No |  | No | [21 empty] | DP:7/8'' W:18'' H:4 5/8'' OB UP:6 3/4'' OB DOWN:2 1/4'' Oval |  |  |  | 6.5 | Black/White |  |  | Hardwired | 0 | 1 | 0 | 1 | 1 | 0 | 0 | 0 | 0 | 0 | 0 | 785652049361 | 27.25 | 8.5 | 8.5 | 7.1 | 1.139 | 125 | Yes | [9 empty] | cETL Damp | KERRVILLE 3L BATH-962 | Three Light Wall / Bath |  | 4415203EN3-962.jpg | 4415203.jpg
4415204-05 | Four Light Wall / Bath | With a simple, airy appearance, the Kerrville lighting collection by Sea Gull Lighting embraces its modern design roots while enhancing virtually any home’s decor. Tubular steel arms extend outward and curve to present beautiful tapered, Satin Etched glass shades. The collection has a Brushed Nickel, Burnt Sienna or Chrome finish and offers three-, five- and nine-light chandeliers, a one-light mini pendant, one- and three-light pendants, a two-light semi-flush mount which can convert to a pendant, and one-, two-, three- and four-light bath fixtures. Incandescent and ENERGY STAR-qualified LED lamping are available; all fixtures are California Title 24 compliant. | BATH | Kerrville | Wall / Bath Lighting | Chrome | 5 | Steel | Satin Etched Glass | D:4.375" H:5.375" |  |  | 4 Medium A19 100w |  | 4 | No | [14 empty] | 0 | [12 empty] | 83.48 | 166.96 | 250.44 | W:24 5/8'' H:9'' E:6 3/4'' | 6.7 |  |  | 24.625 | 9 | Cap Nuts |  |  |  |  | 6.75 |  | No |  | No | [21 empty] | DP:7/8'' W:24'' H:4 5/8'' OB UP:6 3/4'' OB DOWN:2 1/4'' Oval |  |  |  | 6.5 | Black/White |  |  | Hardwired | 0 | 1 | 0 | 0 | 1 | 0 | 0 | 1 | 0 | 0 | 0 | 785652059551 | 30 | 8.5 | 8.5 | 8.8 | 1.254 | 125 | Yes | [9 empty] | cETL Damp | KERRVILLE 4L BATH-05 | Four Light Wall / Bath |  | 4415204-05.jpg | 4415204.jpg
4415204-782 | Four Light Wall / Bath | With a simple, airy appearance, the Kerrville lighting collection by Sea Gull Lighting embraces its modern design roots while enhancing virtually any home’s decor. Tubular steel arms extend outward and curve to present beautiful tapered, Satin Etched glass shades. The collection has a Brushed Nickel, Burnt Sienna or Chrome finish and offers three-, five- and nine-light chandeliers, a one-light mini pendant, one- and three-light pendants, a two-light semi-flush mount which can convert to a pendant, and one-, two-, three- and four-light bath fixtures. Incandescent and ENERGY STAR-qualified LED lamping are available; all fixtures are California Title 24 compliant. | BATH | Kerrville | Wall / Bath Lighting | Heirloom Bronze | 782 | Steel | Satin Etched Glass | D:4.375" H:5.375" |  |  | 4 Medium A19 100w |  | 4 | No | [14 empty] | 0 | [12 empty] | 83.48 | 166.96 | 250.44 | W:24 5/8'' H:9'' E:6 3/4'' | 6.7 |  |  | 24.625 | 9 | Cap Nuts |  |  |  |  | 6.75 |  | No |  | No | [21 empty] | DP:7/8'' W:24'' H:4 5/8'' OB UP:6 3/4'' OB DOWN:2 1/4'' Oval |  |  |  | 6.5 | Black/White |  |  | Hardwired | 0 | 1 | 0 | 0 | 1 | 0 | 0 | 1 | 0 | 0 | 0 | 785652111709 | 30 | 8.5 | 9 | 8.4 | 1.328 | 125 | Yes | [9 empty] | cETL Damp | KERRVILLE 4L BATH-782 | Four Light Wall / Bath |  | 4415204-782.jpg | 4415204.jpg
4415204-962 | Four Light Wall / Bath | With a simple, airy appearance, the Kerrville lighting collection by Sea Gull Lighting embraces its modern design roots while enhancing virtually any home’s decor. Tubular steel arms extend outward and curve to present beautiful tapered, Satin Etched glass shades. The collection has a Brushed Nickel, Burnt Sienna or Chrome finish and offers three-, five- and nine-light chandeliers, a one-light mini pendant, one- and three-light pendants, a two-light semi-flush mount which can convert to a pendant, and one-, two-, three- and four-light bath fixtures. Incandescent and ENERGY STAR-qualified LED lamping are available; all fixtures are California Title 24 compliant. | BATH | Kerrville | Wall / Bath Lighting | Brushed Nickel | 962 | Steel | Satin Etched Glass | D:4.375" H:5.375" |  |  | 4 Medium A19 100w |  | 4 | No | [14 empty] | 0 | [12 empty] | 83.48 | 166.96 | 250.44 | W:24 5/8'' H:9'' E:6 3/4'' | 6.7 |  |  | 24.625 | 9 | Cap Nuts |  |  |  |  | 6.75 |  | No |  | No | [21 empty] | DP:7/8'' W:24'' H:4 5/8'' OB UP:6 3/4'' OB DOWN:2 1/4'' Oval |  |  |  | 6.5 | Black/White |  |  | Hardwired | 0 | 1 | 0 | 0 | 1 | 0 | 0 | 1 | 0 | 0 | 0 | 785652111716 | 30 | 8.5 | 8.25 | 8.6 | 1.217 | 125 | Yes | [9 empty] | cETL Damp | KERRVILLE 4L BATH-962 | Four Light Wall / Bath |  | 4415204-962.jpg | 4415204.jpg
4415204EN3-05 | Four Light Wall / Bath | With a simple, airy appearance, the Kerrville lighting collection by Sea Gull Lighting embraces its modern design roots while enhancing virtually any home’s decor. Tubular steel arms extend outward and curve to present beautiful tapered, Satin Etched glass shades. The collection has a Brushed Nickel, Burnt Sienna or Chrome finish and offers three-, five- and nine-light chandeliers, a one-light mini pendant, one- and three-light pendants, a two-light semi-flush mount which can convert to a pendant, and one-, two-, three- and four-light bath fixtures. Incandescent and ENERGY STAR-qualified LED lamping are available; all fixtures are California Title 24 compliant. | BATH | Kerrville | Wall / Bath Lighting | Chrome | 5 | Steel | Satin Etched Glass | D:4.375" H:5.375" |  |  | 4 Medium A19 9.3w |  | 4 | Yes | [14 empty] | 0 | [12 empty] | 106.48 | 212.96 | 319.44 | W:24 5/8'' H:9'' E:6 3/4'' | 6.7 |  |  | 24.625 | 9 | Cap Nuts |  |  |  |  | 6.75 |  | No |  | No | [21 empty] | DP:7/8'' W:24'' H:4 5/8'' OB UP:6 3/4'' OB DOWN:2 1/4'' Oval |  |  |  | 6.5 | Black/White |  |  | Hardwired | 0 | 1 | 0 | 1 | 1 | 0 | 0 | 0 | 0 | 0 | 0 | 785652060090 | 30 | 8.5 | 8.25 | 8.6 | 1.217 | 125 | Yes | [9 empty] | cETL Damp | KERRVILLE 4L BATH-05 | Four Light Wall / Bath |  | 4415204EN3-05.jpg | 4415204EN3.jpg
4415204EN3-782 | Four Light Wall / Bath | With a simple, airy appearance, the Kerrville lighting collection by Sea Gull Lighting embraces its modern design roots while enhancing virtually any home’s decor. Tubular steel arms extend outward and curve to present beautiful tapered, Satin Etched glass shades. The collection has a Brushed Nickel, Burnt Sienna or Chrome finish and offers three-, five- and nine-light chandeliers, a one-light mini pendant, one- and three-light pendants, a two-light semi-flush mount which can convert to a pendant, and one-, two-, three- and four-light bath fixtures. Incandescent and ENERGY STAR-qualified LED lamping are available; all fixtures are California Title 24 compliant. | BATH | Kerrville | Wall / Bath Lighting | Heirloom Bronze | 782 | Steel | Satin Etched Glass | D:4.375" H:5.375" |  |  | 4 Medium A19 9.3w |  | 4 | Yes | [14 empty] | 0 | [12 empty] | 106.48 | 212.96 | 319.44 | W:24 5/8'' H:9'' E:6 3/4'' | 6.7 |  |  | 24.625 | 9 | Cap Nuts |  |  |  |  | 6.75 |  | No |  | No | [21 empty] | DP:7/8'' W:24'' H:4 5/8'' OB UP:6 3/4'' OB DOWN:2 1/4'' Oval |  |  |  | 6.5 | Black/White |  |  | Hardwired | 0 | 1 | 0 | 1 | 1 | 0 | 0 | 0 | 0 | 0 | 0 | 785652049378 | 30 | 8.5 | 8.25 | 8.6 | 1.217 | 125 | Yes | [9 empty] | cETL Damp | KERRVILLE 4L BATH-782 | Four Light Wall / Bath |  | 4415204EN3-782.jpg | 4415204.jpg
4415204EN3-962 | Four Light Wall / Bath | With a simple, airy appearance, the Kerrville lighting collection by Sea Gull Lighting embraces its modern design roots while enhancing virtually any home’s decor. Tubular steel arms extend outward and curve to present beautiful tapered, Satin Etched glass shades. The collection has a Brushed Nickel, Burnt Sienna or Chrome finish and offers three-, five- and nine-light chandeliers, a one-light mini pendant, one- and three-light pendants, a two-light semi-flush mount which can convert to a pendant, and one-, two-, three- and four-light bath fixtures. Incandescent and ENERGY STAR-qualified LED lamping are available; all fixtures are California Title 24 compliant. | BATH | Kerrville | Wall / Bath Lighting | Brushed Nickel | 962 | Steel | Satin Etched Glass | D:4.375" H:5.375" |  |  | 4 Medium A19 9.3w |  | 4 | Yes | [14 empty] | 0 | [12 empty] | 106.48 | 212.96 | 319.44 | W:24 5/8'' H:9'' E:6 3/4'' | 6.7 |  |  | 24.625 | 9 | Cap Nuts |  |  |  |  | 6.75 |  | No |  | No | [21 empty] | DP:7/8'' W:24'' H:4 5/8'' OB UP:6 3/4'' OB DOWN:2 1/4'' Oval |  |  |  | 6.5 | Black/White |  |  | Hardwired | 0 | 1 | 0 | 1 | 1 | 0 | 0 | 0 | 0 | 0 | 0 | 785652049385 | 30 | 8.5 | 8.25 | 8.6 | 1.217 | 125 | Yes | [9 empty] | cETL Damp | KERRVILLE 4L BATH-962 | Four Light Wall / Bath |  | 4415204EN3-962.jpg | 4415204.jpg
4416602-782 | Two Light Wall / Bath | The subtle detail of the Bannock lighting collection by Sea Gull Lighting allows this transitional design to easily fit into any décor. The sleek, sweeping arms and Satin-Etched glass shades add touches of elegance to its streamlined profile. Equally at home in a contemporary, urban setting or a traditional décor in the suburbs, the full Bannock lighting collection is available in two beautiful finishes, Brushed Nickel and Heirloom Bronze. The Bannock collection includes three-, five- and nine-light chandeliers, one-light mini pendant, two-light semi-flush convertible pendant, and one-, two-, three- and four-light bath vanity fixtures. Incandescent and ENERGY STAR-qualified LED lamping are available; all fixtures are California Title 24 compliant. | BATH | Bannock | Wall / Bath Lighting | Heirloom Bronze | 782 | Steel | Satin Etched Glass | D:4.75" H:5" |  |  | 2 Medium A19 75w |  | 2 | No | [14 empty] | 0 | [12 empty] | 42.45 | 84.9 | 127.35 | W:13 1/4'' H:8 3/4'' E:6 1/2'' | 3.8 |  |  | 13.25 | 8.75 | Cap Nuts |  |  |  |  | 6.5 |  | No |  | No | [21 empty] | D:4 7/8'' DP:1'' OB UP:6 1/4'' OB DOWN:2 1/2'' Round |  |  |  | 6.5 | Black/White |  |  | Hardwired | 0 | 1 | 0 | 0 | 1 | 0 | 0 | 1 | 0 | 0 | 0 | 785652001666 | 14.5 | 14.25 | 8.25 | 5.7 | 0.986 | 175 | Yes | [9 empty] | cETL Damp | BANNOCK 2L BATH-782 | Two Light Wall / Bath |  | 4416602-782.jpg | 4416602.jpg
4416602-962 | Two Light Wall / Bath | The subtle detail of the Bannock lighting collection by Sea Gull Lighting allows this transitional design to easily fit into any décor. The sleek, sweeping arms and Satin-Etched glass shades add touches of elegance to its streamlined profile. Equally at home in a contemporary, urban setting or a traditional décor in the suburbs, the full Bannock lighting collection is available in two beautiful finishes, Brushed Nickel and Heirloom Bronze. The Bannock collection includes three-, five- and nine-light chandeliers, one-light mini pendant, two-light semi-flush convertible pendant, and one-, two-, three- and four-light bath vanity fixtures. Incandescent and ENERGY STAR-qualified LED lamping are available; all fixtures are California Title 24 compliant. | BATH | Bannock | Wall / Bath Lighting | Brushed Nickel | 962 | Steel | Satin Etched Glass | D:4.75" H:5" |  |  | 2 Medium A19 75w |  | 2 | No | [14 empty] | 0 | [12 empty] | 42.45 | 84.9 | 127.35 | W:13 1/4'' H:8 3/4'' E:6 1/2'' | 3.8 |  |  | 13.25 | 8.75 | Cap Nuts |  |  |  |  | 6.5 |  | No |  | No | [21 empty] | D:4 7/8'' DP:1'' OB UP:6 1/4'' OB DOWN:2 1/2'' Round |  |  |  | 6.5 | Black/White |  |  | Hardwired | 0 | 1 | 0 | 0 | 1 | 0 | 0 | 1 | 0 | 0 | 0 | 785652001673 | 14.5 | 14.25 | 8.25 | 5.7 | 0.986 | 175 | Yes | [9 empty] | cETL Damp | BANNOCK 2L BATH-962 | Two Light Wall / Bath |  | 4416602-962.jpg | 4416602.jpg
4416602EN3-782 | Two Light Wall / Bath | The subtle detail of the Bannock lighting collection by Sea Gull Lighting allows this transitional design to easily fit into any décor. The sleek, sweeping arms and Satin-Etched glass shades add touches of elegance to its streamlined profile. Equally at home in a contemporary, urban setting or a traditional décor in the suburbs, the full Bannock lighting collection is available in two beautiful finishes, Brushed Nickel and Heirloom Bronze. The Bannock collection includes three-, five- and nine-light chandeliers, one-light mini pendant, two-light semi-flush convertible pendant, and one-, two-, three- and four-light bath vanity fixtures. Incandescent and ENERGY STAR-qualified LED lamping are available; all fixtures are California Title 24 compliant. | BATH | Bannock | Wall / Bath Lighting | Heirloom Bronze | 782 | Steel | Satin Etched Glass | D:4.75" H:5" |  |  | 2 Medium A19 9.3w |  | 2 | Yes | [14 empty] | 0 | [12 empty] | 53.95 | 107.9 | 161.85 | W:13 1/4'' H:8 3/4'' E:6 1/2'' | 3.8 |  |  | 13.25 | 8.75 | Cap Nuts |  |  |  |  | 6.5 |  | No |  | No | [21 empty] | D:4 7/8'' DP:1'' OB UP:6 1/4'' OB DOWN:2 1/2'' Round |  |  |  | 6.5 | Black/White |  |  | Hardwired | 0 | 1 | 0 | 1 | 1 | 0 | 0 | 0 | 0 | 0 | 0 | 785652049392 | 14.5 | 14.25 | 8.25 | 5.7 | 0.986 | 175 | Yes | [9 empty] | cETL Damp | BANNOCK 2L BATH-782 | Two Light Wall / Bath |  | 4416602EN3-782.jpg | 4416602.jpg
4416602EN3-962 | Two Light Wall / Bath | The subtle detail of the Bannock lighting collection by Sea Gull Lighting allows this transitional design to easily fit into any décor. The sleek, sweeping arms and Satin-Etched glass shades add touches of elegance to its streamlined profile. Equally at home in a contemporary, urban setting or a traditional décor in the suburbs, the full Bannock lighting collection is available in two beautiful finishes, Brushed Nickel and Heirloom Bronze. The Bannock collection includes three-, five- and nine-light chandeliers, one-light mini pendant, two-light semi-flush convertible pendant, and one-, two-, three- and four-light bath vanity fixtures. Incandescent and ENERGY STAR-qualified LED lamping are available; all fixtures are California Title 24 compliant. | BATH | Bannock | Wall / Bath Lighting | Brushed Nickel | 962 | Steel | Satin Etched Glass | D:4.75" H:5" |  |  | 2 Medium A19 9.3w |  | 2 | Yes | [14 empty] | 0 | [12 empty] | 53.95 | 107.9 | 161.85 | W:13 1/4'' H:8 3/4'' E:6 1/2'' | 3.8 |  |  | 13.25 | 8.75 | Cap Nuts |  |  |  |  | 6.5 |  | No |  | No | [21 empty] | D:4 7/8'' DP:1'' OB UP:6 1/4'' OB DOWN:2 1/2'' Round |  |  |  | 6.5 | Black/White |  |  | Hardwired | 0 | 1 | 0 | 1 | 1 | 0 | 0 | 0 | 0 | 0 | 0 | 785652049408 | 14.5 | 14.25 | 8.25 | 5.7 | 0.986 | 175 | Yes | [9 empty] | cETL Damp | BANNOCK 2L BATH-962 | Two Light Wall / Bath |  | 4416602EN3-962.jpg | 4416602.jpg
4416603-782 | Three Light Wall / Bath | The subtle detail of the Bannock lighting collection by Sea Gull Lighting allows this transitional design to easily fit into any décor. The sleek, sweeping arms and Satin-Etched glass shades add touches of elegance to its streamlined profile. Equally at home in a contemporary, urban setting or a traditional décor in the suburbs, the full Bannock lighting collection is available in two beautiful finishes, Brushed Nickel and Heirloom Bronze. The Bannock collection includes three-, five- and nine-light chandeliers, one-light mini pendant, two-light semi-flush convertible pendant, and one-, two-, three- and four-light bath vanity fixtures. Incandescent and ENERGY STAR-qualified LED lamping are available; all fixtures are California Title 24 compliant. | BATH | Bannock | Wall / Bath Lighting | Heirloom Bronze | 782 | Steel | Satin Etched Glass | D:4.75" H:5" |  |  | 3 Medium A19 75w |  | 3 | No | [14 empty] | 0 | [12 empty] | 53.95 | 107.9 | 161.85 | W:20 7/8'' H:8 3/4'' E:6 1/2'' | 5.7 |  |  | 20.875 | 8.75 | Cap Nuts |  |  |  |  | 6.5 |  | No |  | No | [21 empty] | D:4 7/8'' DP:1'' OB UP:6 1/4'' OB DOWN:2 1/2'' Round |  |  |  | 6.5 | Black/White |  |  | Hardwired | 0 | 1 | 0 | 0 | 1 | 0 | 0 | 1 | 0 | 0 | 0 | 785652001680 | 22.5 | 14.25 | 8.25 | 8.3 | 1.531 | 175 | Yes | [9 empty] | cETL Damp | BANNOCK 3L BATH-782 | Three Light Wall / Bath |  | 4416603-782.jpg | 4416603.jpg
4416603-962 | Three Light Wall / Bath | The subtle detail of the Bannock lighting collection by Sea Gull Lighting allows this transitional design to easily fit into any décor. The sleek, sweeping arms and Satin-Etched glass shades add touches of elegance to its streamlined profile. Equally at home in a contemporary, urban setting or a traditional décor in the suburbs, the full Bannock lighting collection is available in two beautiful finishes, Brushed Nickel and Heirloom Bronze. The Bannock collection includes three-, five- and nine-light chandeliers, one-light mini pendant, two-light semi-flush convertible pendant, and one-, two-, three- and four-light bath vanity fixtures. Incandescent and ENERGY STAR-qualified LED lamping are available; all fixtures are California Title 24 compliant. | BATH | Bannock | Wall / Bath Lighting | Brushed Nickel | 962 | Steel | Satin Etched Glass | D:4.75" H:5" |  |  | 3 Medium A19 75w |  | 3 | No | [14 empty] | 0 | [12 empty] | 53.95 | 107.9 | 161.85 | W:20 7/8'' H:8 3/4'' E:6 1/2'' | 5.7 |  |  | 20.875 | 8.75 | Cap Nuts |  |  |  |  | 6.5 |  | No |  | No | [21 empty] | D:4 7/8'' DP:1'' OB UP:6 1/4'' OB DOWN:2 1/2'' Round |  |  |  | 6.5 | Black/White |  |  | Hardwired | 0 | 1 | 0 | 0 | 1 | 0 | 0 | 1 | 0 | 0 | 0 | 785652001697 | 22.5 | 14.25 | 8.25 | 8.3 | 1.531 | 175 | Yes | [9 empty] | cETL Damp | BANNOCK 3L BATH-962 | Three Light Wall / Bath |  | 4416603-962.jpg | 4416603.jpg
4416603EN3-782 | Three Light Wall / Bath | The subtle detail of the Bannock lighting collection by Sea Gull Lighting allows this transitional design to easily fit into any décor. The sleek, sweeping arms and Satin-Etched glass shades add touches of elegance to its streamlined profile. Equally at home in a contemporary, urban setting or a traditional décor in the suburbs, the full Bannock lighting collection is available in two beautiful finishes, Brushed Nickel and Heirloom Bronze. The Bannock collection includes three-, five- and nine-light chandeliers, one-light mini pendant, two-light semi-flush convertible pendant, and one-, two-, three- and four-light bath vanity fixtures. Incandescent and ENERGY STAR-qualified LED lamping are available; all fixtures are California Title 24 compliant. | BATH | Bannock | Wall / Bath Lighting | Heirloom Bronze | 782 | Steel | Satin Etched Glass | D:4.75" H:5" |  |  | 3 Medium A19 9.3w |  | 3 | Yes | [14 empty] | 0 | [12 empty] | 70.95 | 141.9 | 212.85 | W:20 7/8'' H:8 3/4'' E:6 1/2'' | 5.7 |  |  | 20.875 | 8.75 | Cap Nuts |  |  |  |  | 6.5 |  | No |  | No | [21 empty] | D:4 7/8'' DP:1'' OB UP:6 1/4'' OB DOWN:2 1/2'' Round |  |  |  | 6.5 | Black/White |  |  | Hardwired | 0 | 1 | 0 | 1 | 1 | 0 | 0 | 0 | 0 | 0 | 0 | 785652049415 | 22.5 | 14.25 | 8.25 | 8.3 | 1.531 | 175 | Yes | [9 empty] | cETL Damp | BANNOCK 3L BATH-782 | Three Light Wall / Bath |  | 4416603EN3-782.jpg | 4416603.jpg
4416603EN3-962 | Three Light Wall / Bath | The subtle detail of the Bannock lighting collection by Sea Gull Lighting allows this transitional design to easily fit into any décor. The sleek, sweeping arms and Satin-Etched glass shades add touches of elegance to its streamlined profile. Equally at home in a contemporary, urban setting or a traditional décor in the suburbs, the full Bannock lighting collection is available in two beautiful finishes, Brushed Nickel and Heirloom Bronze. The Bannock collection includes three-, five- and nine-light chandeliers, one-light mini pendant, two-light semi-flush convertible pendant, and one-, two-, three- and four-light bath vanity fixtures. Incandescent and ENERGY STAR-qualified LED lamping are available; all fixtures are California Title 24 compliant. | BATH | Bannock | Wall / Bath Lighting | Brushed Nickel | 962 | Steel | Satin Etched Glass | D:4.75" H:5" |  |  | 3 Medium A19 9.3w |  | 3 | Yes | [14 empty] | 0 | [12 empty] | 70.95 | 141.9 | 212.85 | W:20 7/8'' H:8 3/4'' E:6 1/2'' | 5.7 |  |  | 20.875 | 8.75 | Cap Nuts |  |  |  |  | 6.5 |  | No |  | No | [21 empty] | D:4 7/8'' DP:1'' OB UP:6 1/4'' OB DOWN:2 1/2'' Round |  |  |  | 6.5 | Black/White |  |  | Hardwired | 0 | 1 | 0 | 1 | 1 | 0 | 0 | 0 | 0 | 0 | 0 | 785652049422 | 22.5 | 14.25 | 8.25 | 8.3 | 1.531 | 175 | Yes | [9 empty] | cETL Damp | BANNOCK 3L BATH-962 | Three Light Wall / Bath |  | 4416603EN3-962.jpg | 4416603.jpg
4416604-782 | Four Light Wall / Bath | The subtle detail of the Bannock lighting collection by Sea Gull Lighting allows this transitional design to easily fit into any décor. The sleek, sweeping arms and Satin-Etched glass shades add touches of elegance to its streamlined profile. Equally at home in a contemporary, urban setting or a traditional décor in the suburbs, the full Bannock lighting collection is available in two beautiful finishes, Brushed Nickel and Heirloom Bronze. The Bannock collection includes three-, five- and nine-light chandeliers, one-light mini pendant, two-light semi-flush convertible pendant, and one-, two-, three- and four-light bath vanity fixtures. Incandescent and ENERGY STAR-qualified LED lamping are available; all fixtures are California Title 24 compliant. | BATH | Bannock | Wall / Bath Lighting | Heirloom Bronze | 782 | Steel | Satin Etched Glass | D:4.75" H:5" |  |  | 4 Medium A19 75w |  | 4 | No | [14 empty] | 0 | [12 empty] | 73.45 | 146.9 | 220.35 | W:29'' H:8 3/4'' E:6 1/2'' | 7 |  |  | 29 | 8.75 | Cap Nuts |  |  |  |  | 6.5 |  | No |  | No | [21 empty] | D:4 7/8'' DP:1'' OB UP:6 1/4'' OB DOWN:2 1/2'' Round |  |  |  | 6.5 | Black/White |  |  | Hardwired | 0 | 1 | 0 | 0 | 1 | 0 | 0 | 1 | 0 | 0 | 0 | 785652001703 | 30.75 | 14 | 8.25 | 11 | 2.055 | 175 | Yes | [9 empty] | cETL Damp | BANNOCK 4L BATH-782 | Four Light Wall / Bath |  | 4416604-782.jpg | 4416604.jpg
4416604-962 | Four Light Wall / Bath | The subtle detail of the Bannock lighting collection by Sea Gull Lighting allows this transitional design to easily fit into any décor. The sleek, sweeping arms and Satin-Etched glass shades add touches of elegance to its streamlined profile. Equally at home in a contemporary, urban setting or a traditional décor in the suburbs, the full Bannock lighting collection is available in two beautiful finishes, Brushed Nickel and Heirloom Bronze. The Bannock collection includes three-, five- and nine-light chandeliers, one-light mini pendant, two-light semi-flush convertible pendant, and one-, two-, three- and four-light bath vanity fixtures. Incandescent and ENERGY STAR-qualified LED lamping are available; all fixtures are California Title 24 compliant. | BATH | Bannock | Wall / Bath Lighting | Brushed Nickel | 962 | Steel | Satin Etched Glass | D:4.75" H:5" |  |  | 4 Medium A19 75w |  | 4 | No | [14 empty] | 0 | [12 empty] | 73.45 | 146.9 | 220.35 | W:29'' H:8 3/4'' E:6 1/2'' | 7 |  |  | 29 | 8.75 | Cap Nuts |  |  |  |  | 6.5 |  | No |  | No | [21 empty] | D:4 7/8'' DP:1'' OB UP:6 1/4'' OB DOWN:2 1/2'' Round |  |  |  | 6.5 | Black/White |  |  | Hardwired | 0 | 1 | 0 | 0 | 1 | 0 | 0 | 1 | 0 | 0 | 0 | 785652001710 | 30.75 | 14 | 8.25 | 11 | 2.055 | 175 | Yes | [9 empty] | cETL Damp | BANNOCK 4L BATH-962 | Four Light Wall / Bath |  | 4416604-962.jpg | 4416604.jpg
4416604EN3-782 | Four Light Wall / Bath | The subtle detail of the Bannock lighting collection by Sea Gull Lighting allows this transitional design to easily fit into any décor. The sleek, sweeping arms and Satin-Etched glass shades add touches of elegance to its streamlined profile. Equally at home in a contemporary, urban setting or a traditional décor in the suburbs, the full Bannock lighting collection is available in two beautiful finishes, Brushed Nickel and Heirloom Bronze. The Bannock collection includes three-, five- and nine-light chandeliers, one-light mini pendant, two-light semi-flush convertible pendant, and one-, two-, three- and four-light bath vanity fixtures. Incandescent and ENERGY STAR-qualified LED lamping are available; all fixtures are California Title 24 compliant. | BATH | Bannock | Wall / Bath Lighting | Heirloom Bronze | 782 | Steel | Satin Etched Glass | D:4.75" H:5" |  |  | 4 Medium A19 9.3w |  | 4 | Yes | [14 empty] | 0 | [12 empty] | 96.45 | 192.9 | 289.35 | W:29'' H:8 3/4'' E:6 1/2'' | 7 |  |  | 29 | 8.75 | Cap Nuts |  |  |  |  | 6.5 |  | No |  | No | [21 empty] | D:4 7/8'' DP:1'' OB UP:6 1/4'' OB DOWN:2 1/2'' Round |  |  |  | 6.5 | Black/White |  |  | Hardwired | 0 | 1 | 0 | 1 | 1 | 0 | 0 | 0 | 0 | 0 | 0 | 785652049439 | 30.75 | 14 | 8.25 | 11 | 2.055 | 175 | Yes | [9 empty] | cETL Damp | BANNOCK 4L BATH-782 | Four Light Wall / Bath |  | 4416604EN3-782.jpg | 4416604.jpg
4416604EN3-962 | Four Light Wall / Bath | The subtle detail of the Bannock lighting collection by Sea Gull Lighting allows this transitional design to easily fit into any décor. The sleek, sweeping arms and Satin-Etched glass shades add touches of elegance to its streamlined profile. Equally at home in a contemporary, urban setting or a traditional décor in the suburbs, the full Bannock lighting collection is available in two beautiful finishes, Brushed Nickel and Heirloom Bronze. The Bannock collection includes three-, five- and nine-light chandeliers, one-light mini pendant, two-light semi-flush convertible pendant, and one-, two-, three- and four-light bath vanity fixtures. Incandescent and ENERGY STAR-qualified LED lamping are available; all fixtures are California Title 24 compliant. | BATH | Bannock | Wall / Bath Lighting | Brushed Nickel | 962 | Steel | Satin Etched Glass | D:4.75" H:5" |  |  | 4 Medium A19 9.3w |  | 4 | Yes | [14 empty] | 0 | [12 empty] | 96.45 | 192.9 | 289.35 | W:29'' H:8 3/4'' E:6 1/2'' | 7 |  |  | 29 | 8.75 | Cap Nuts |  |  |  |  | 6.5 |  | No |  | No | [21 empty] | D:4 7/8'' DP:1'' OB UP:6 1/4'' OB DOWN:2 1/2'' Round |  |  |  | 6.5 | Black/White |  |  | Hardwired | 0 | 1 | 0 | 1 | 1 | 0 | 0 | 0 | 0 | 0 | 0 | 785652049446 | 30.75 | 14 | 8.25 | 11 | 2.055 | 175 | Yes | [9 empty] | cETL Damp | BANNOCK 4L BATH-962 | Four Light Wall / Bath |  | 4416604EN3-962.jpg | 4416604.jpg
44176-710 | Three Light Wall / Bath | The aviation-inspired Brockton collection from Sea Gull Lighting will elevate your style quotient. The prominent design features flow together effortlessly, creating a profile with flair. With a truly transitional design, these pieces are equally at home in a traditional or contemporary setting. Offered in a Brush Nickel finish with White Alabaster glass shades or in a Burnt Sienna finish with Amber Scavo glass shades. The assortment includes nine-light, five-light and three-light chandeliers, pendants in four sizes, both flush and semi-flush ceiling fixtures, and one-light, two-light, and three-light wall/bath fixtures. Brockton features both incandescent and ENERGY STAR-qualified LED lighting fixtures; all fixtures are California Title 24 compliant. | BATH | Brockton | Wall / Bath Lighting | Burnt Sienna | 710 | Steel | Amber Scavo Glass | D:7.25" H:5.375" | D:7.25" |  | 3 Medium A19 100w |  | 3 | No | [14 empty] | 0 | [12 empty] | 79.5 | 159 | 238.5 | W:24 1/2'' H:9 3/4'' E:9'' | 6.8 |  |  | 24.5 | 9.75 | Cap Nuts |  |  |  |  | 9 |  | No |  | No | [21 empty] | DP:1'' W:10'' H:5'' OB DOWN:2 1/2'' Oval |  |  |  | 6.5 |  |  |  | Hardwired | 0 | 0 | 0 | 0 | 1 | 0 | 0 | 1 | 0 | 0 | 0 | 785652223068 | 25.25 | 9.25 | 11.25 | 9.1 | 1.521 | 125 | Yes | [8 empty] | UL Damp | cUL Damp | BROCKTON 3L BATH-710 | Three Light Wall / Bath |  | 44176-710.jpg | 44176.jpg
44176EN3-710 | Three Light Wall / Bath | The aviation-inspired Brockton collection from Sea Gull Lighting will elevate your style quotient. The prominent design features flow together effortlessly, creating a profile with flair. With a truly transitional design, these pieces are equally at home in a traditional or contemporary setting. Offered in a Brush Nickel finish with White Alabaster glass shades or in a Burnt Sienna finish with Amber Scavo glass shades. The assortment includes nine-light, five-light and three-light chandeliers, pendants in four sizes, both flush and semi-flush ceiling fixtures, and one-light, two-light, and three-light wall/bath fixtures. Brockton features both incandescent and ENERGY STAR-qualified LED lighting fixtures; all fixtures are California Title 24 compliant. | BATH | Brockton | Wall / Bath Lighting | Burnt Sienna | 710 | Steel | Amber Scavo Glass | D:7.25" H:5.375" | D:7.25" |  | 3 Medium A19 9.3w |  | 3 | Yes | [14 empty] | 0 | [12 empty] | 93 | 186 | 279 | W:24 1/2'' H:9 3/4'' E:9'' | 6.8 |  |  | 24.5 | 9.75 | Cap Nuts |  |  |  |  | 9 |  | No |  | No | [21 empty] | DP:1'' W:10'' H:5'' OB DOWN:2 1/2'' Oval |  |  |  | 6.5 | Black/White |  |  | Hardwired | 0 | 0 | 0 | 1 | 1 | 0 | 0 | 0 | 0 | 0 | 0 | 785652054327 | 25.25 | 9.25 | 11.25 | 9.1 | 1.521 | 125 | Yes | [8 empty] | UL Damp | cUL Damp | BROCKTON 3L BATH-710 | Three Light Wall / Bath |  | 44176EN3-710.jpg | 44176.jpg
44176EN3-962 | Three Light Wall / Bath | The aviation-inspired Brockton collection from Sea Gull Lighting will elevate your style quotient. The prominent design features flow together effortlessly, creating a profile with flair. With a truly transitional design, these pieces are equally at home in a traditional or contemporary setting. Offered in a Brush Nickel finish with White Alabaster glass shades or in a Burnt Sienna finish with Amber Scavo glass shades. The assortment includes nine-light, five-light and three-light chandeliers, pendants in four sizes, both flush and semi-flush ceiling fixtures, and one-light, two-light, and three-light wall/bath fixtures. Brockton features both incandescent and ENERGY STAR-qualified LED lighting fixtures; all fixtures are California Title 24 compliant. | BATH | Brockton | Wall / Bath Lighting | Brushed Nickel | 962 | Steel | Etched White Alabaster Glass | D:7.25" H:5.375" | D:7.25" |  | 3 Medium A19 9.3w |  | 3 | Yes | [14 empty] | 0 | [12 empty] | 93 | 186 | 279 | W:24 1/2'' H:9 3/4'' E:9'' | 6.8 |  |  | 24.5 | 9.75 | Cap Nuts |  |  |  |  | 9 |  | No |  | No | [21 empty] | DP:1'' W:10'' H:5'' OB DOWN:2 1/2'' Oval |  |  |  | 6.5 | Black/White |  |  | Hardwired | 0 | 0 | 0 | 1 | 1 | 0 | 0 | 0 | 0 | 0 | 0 | 785652054334 | 25.25 | 9.25 | 11.25 | 9.1 | 1.521 | 125 | Yes | [8 empty] | UL Damp | cUL Damp | BROCKTON 3L BATH-962 | Three Light Wall / Bath |  | 44176EN3-962.jpg | 44176.jpg
4418502-05 | Two Light Wall / Bath |  | BATH | Catlin | Wall / Bath Lighting | Chrome | 5 | Steel | Etched / White Inside Glass | D:4.5" H:5.5" |  |  | 2 Medium A19 75w |  | 2 | No | [14 empty] | 0 | [12 empty] | 49.5 | 99 | 148.5 | W:14 1/4'' H:8'' E:6 3/4'' |  |  |  | 14.25 | 8 | Cap Nuts |  |  |  |  | 6.75 |  | No |  | No | [21 empty] | DP:3/4'' W:7'' H:5'' OB UP:5 1/2'' OB DOWN:2 1/2'' Rectangular |  |  |  | 6.5 | Black/White |  |  | Hardwired | 0 | 1 | 0 | 0 | 1 | 0 | 0 | 1 | 0 | 0 | 0 | 785652074950 | 17.25 | 15 | 10.75 | 4.9 | 1.61 | 250 | Yes | [9 empty] | cETL Damp | CATLIN 2L BATH-05 | Two Light Wall / Bath |  | 4418502-05.jpg | 4418502.jpg
4418502-112 | Two Light Wall / Bath |  | BATH | Catlin | Wall / Bath Lighting | Midnight Black | 112 | Steel | Etched / White Inside Glass | D:4.5" H:5.5" |  |  | 2 Medium A19 75w |  | 2 | No | [14 empty] | 0 | [12 empty] | 49.5 | 99 | 148.5 | W:14 1/4'' H:8'' E:6 3/4'' |  |  |  | 14.25 | 8 | Cap Nuts |  |  |  |  | 6.75 |  | No |  | No | [21 empty] | DP:3/4'' W:7'' H:5'' OB UP:5 1/2'' OB DOWN:2 1/2'' Rectangular |  |  |  | 6.5 | Black/White |  |  | Hardwired | 0 | 1 | 0 | 0 | 1 | 0 | 0 | 1 | 0 | 0 | 0 | 785652074967 | [16 empty] | cETL Damp | CATLIN 2L BATH-112 | Two Light Wall / Bath |  | 4418502-112.jpg | 4418502.jpg
4418502-962 | Two Light Wall / Bath |  | BATH | Catlin | Wall / Bath Lighting | Brushed Nickel | 962 | Steel | Etched / White Inside Glass | D:4.5" H:5.5" |  |  | 2 Medium A19 75w |  | 2 | No | [14 empty] | 0 | [12 empty] | 49.5 | 99 | 148.5 | W:14 1/4'' H:8'' E:6 3/4'' |  |  |  | 14.25 | 8 | Cap Nuts |  |  |  |  | 6.75 |  | No |  | No | [21 empty] | DP:3/4'' W:7'' H:5'' OB UP:5 1/2'' OB DOWN:2 1/2'' Rectangular |  |  |  | 6.5 | Black/White |  |  | Hardwired | 0 | 1 | 0 | 0 | 1 | 0 | 0 | 1 | 0 | 0 | 0 | 785652074981 | [16 empty] | cETL Damp | CATLIN 2L BATH-962 | Two Light Wall / Bath |  | 4418502-962.jpg | 4418502.jpg
4418502EN3-05 | Two Light Wall / Bath |  | BATH | Catlin | Wall / Bath Lighting | Chrome | 5 | Steel | Etched / White Inside Glass | D:4.5" H:5.5" |  |  | 2 Medium A19 9.3w |  | 2 | Yes | [14 empty] | 0 | [12 empty] | 59.5 | 119 | 178.5 | W:14 1/4'' H:8'' E:6 3/4'' |  |  |  | 14.25 | 8 | Cap Nuts |  |  |  |  | 6.75 |  | No |  | No | [21 empty] | DP:3/4'' W:7'' H:5'' OB UP:5 1/2'' OB DOWN:2 1/2'' Rectangular |  |  |  | 6.5 | Black/White |  |  | Hardwired | 0 | 1 | 0 | 1 | 1 | 0 | 0 | 0 | 0 | 0 | 0 | 785652079474 | [16 empty] | cETL Damp | CATLIN 2L BATH-05 | Two Light Wall / Bath |  | 4418502EN3-05.jpg | 4418502EN3.jpg
4418502EN3-112 | Two Light Wall / Bath |  | BATH | Catlin | Wall / Bath Lighting | Midnight Black | 112 | Steel | Etched / White Inside Glass | D:4.5" H:5.5" |  |  | 2 Medium A19 9.3w |  | 2 | Yes | [14 empty] | 0 | [12 empty] | 59.5 | 119 | 178.5 | W:14 1/4'' H:8'' E:6 3/4'' |  |  |  | 14.25 | 8 | Cap Nuts |  |  |  |  | 6.75 |  | No |  | No | [21 empty] | DP:3/4'' W:7'' H:5'' OB UP:5 1/2'' OB DOWN:2 1/2'' Rectangular |  |  |  | 6.5 | Black/White |  |  | Hardwired | 0 | 1 | 0 | 1 | 1 | 0 | 0 | 0 | 0 | 0 | 0 | 785652079481 | [16 empty] | cETL Damp | CATLIN 2L BATH-112 | Two Light Wall / Bath |  | 4418502EN3-112.jpg | 4418502EN3.jpg
4418502EN3-962 | Two Light Wall / Bath |  | BATH | Catlin | Wall / Bath Lighting | Brushed Nickel | 962 | Steel | Etched / White Inside Glass | D:4.5" H:5.5" |  |  | 2 Medium A19 9.3w |  | 2 | Yes | [14 empty] | 0 | [12 empty] | 59.5 | 119 | 178.5 | W:14 1/4'' H:8'' E:6 3/4'' |  |  |  | 14.25 | 8 | Cap Nuts |  |  |  |  | 6.75 |  | No |  | No | [21 empty] | DP:3/4'' W:7'' H:5'' OB UP:5 1/2'' OB DOWN:2 1/2'' Rectangular |  |  |  | 6.5 | Black/White |  |  | Hardwired | 0 | 1 | 0 | 1 | 1 | 0 | 0 | 0 | 0 | 0 | 0 | 785652079498 | [16 empty] | cETL Damp | CATLIN 2L BATH-962 | Two Light Wall / Bath |  | 4418502EN3-962.jpg | 4418502EN3.jpg
4418503-05 | Three Light Wall / Bath |  | BATH | Catlin | Wall / Bath Lighting | Chrome | 5 | Steel | Etched / White Inside Glass | D:4.5" H:5.5" |  |  | 3 Medium A19 75w |  | 3 | No | [14 empty] | 0 | [12 empty] | 64.5 | 129 | 193.5 | W:24'' H:8'' E:6 3/4'' |  |  |  | 24 | 8 | Cap Nuts |  |  |  |  | 6.75 |  | No |  | No | [21 empty] | DP:3/4'' W:7'' H:5'' OB UP:5 1/2'' OB DOWN:2 1/2'' Rectangular |  |  |  | 6.5 | Black/White |  |  | Hardwired | 0 | 1 | 0 | 0 | 1 | 0 | 0 | 1 | 0 | 0 | 0 | 785652074998 | 27 | 10.75 | 15 | 6.9 | 2.52 | 250 | Yes | [9 empty] | cETL Damp | CATLIN 3L BATH-05 | Three Light Wall / Bath |  | 4418503-05.jpg | 4418503.jpg
4418503-112 | Three Light Wall / Bath |  | BATH | Catlin | Wall / Bath Lighting | Midnight Black | 112 | Steel | Etched / White Inside Glass | D:4.5" H:5.5" |  |  | 3 Medium A19 75w |  | 3 | No | [14 empty] | 0 | [12 empty] | 64.5 | 129 | 193.5 | W:24'' H:8'' E:6 3/4'' |  |  |  | 24 | 8 | Cap Nuts |  |  |  |  | 6.75 |  | No |  | No | [21 empty] | DP:3/4'' W:7'' H:5'' OB UP:5 1/2'' OB DOWN:2 1/2'' Rectangular |  |  |  | 6.5 | Black/White |  |  | Hardwired | 0 | 1 | 0 | 0 | 1 | 0 | 0 | 1 | 0 | 0 | 0 | 785652075001 | [16 empty] | cETL Damp | CATLIN 3L BATH-112 | Three Light Wall / Bath |  | 4418503-112.jpg | 4418503.jpg
4418503-962 | Three Light Wall / Bath |  | BATH | Catlin | Wall / Bath Lighting | Brushed Nickel | 962 | Steel | Etched / White Inside Glass | D:4.5" H:5.5" |  |  | 3 Medium A19 75w |  | 3 | No | [14 empty] | 0 | [12 empty] | 64.5 | 129 | 193.5 | W:24'' H:8'' E:6 3/4'' |  |  |  | 24 | 8 | Cap Nuts |  |  |  |  | 6.75 |  | No |  | No | [21 empty] | DP:3/4'' W:7'' H:5'' OB UP:5 1/2'' OB DOWN:2 1/2'' Rectangular |  |  |  | 6.5 | Black/White |  |  | Hardwired | 0 | 1 | 0 | 0 | 1 | 0 | 0 | 1 | 0 | 0 | 0 | 785652075025 | [16 empty] | cETL Damp | CATLIN 3L BATH-962 | Three Light Wall / Bath |  | 4418503-962.jpg | 4418503.jpg
4418503EN3-05 | One Light Mini-Pendant |  | BATH | Catlin | Wall / Bath Lighting | Chrome | 5 | Steel | Etched / White Inside Glass | D:4.5" H:5.5" |  |  | 3 Medium A19 9.3w |  | 3 | Yes | [14 empty] | 0 | [12 empty] | 79.5 | 159 | 238.5 | W:24'' H:8'' E:6 3/4'' |  |  |  | 24 | 8 | Cap Nuts |  |  |  |  | 6.75 |  | No |  | No | [21 empty] | DP:3/4'' W:7'' H:5'' OB UP:5 1/2'' OB DOWN:2 1/2'' Rectangular |  |  |  | 6.5 | Black/White |  |  | Hardwired | 0 | 1 | 0 | 1 | 1 | 0 | 0 | 0 | 0 | 0 | 0 | 785652079504 | [16 empty] | cETL Damp | CATLIN 3L BATH-05 | Three Light Wall / Bath |  | 4418503EN3-05.jpg | 4418503EN3.jpg
4418503EN3-112 | Three Light Wall / Bath |  | BATH | Catlin | Wall / Bath Lighting | Midnight Black | 112 | Steel | Etched / White Inside Glass | D:4.5" H:5.5" |  |  | 3 Medium A19 9.3w |  | 3 | Yes | [14 empty] | 0 | [12 empty] | 79.5 | 159 | 238.5 | W:24'' H:8'' E:6 3/4'' |  |  |  | 24 | 8 | Cap Nuts |  |  |  |  | 6.75 |  | No |  | No | [21 empty] | DP:3/4'' W:7'' H:5'' OB UP:5 1/2'' OB DOWN:2 1/2'' Rectangular |  |  |  | 6.5 | Black/White |  |  | Hardwired | 0 | 1 | 0 | 1 | 1 | 0 | 0 | 0 | 0 | 0 | 0 | 785652079511 | [16 empty] | cETL Damp | CATLIN 3L BATH-112 | Three Light Wall / Bath |  | 4418503EN3-112.jpg | 4418503EN3.jpg
4418503EN3-962 | Three Light Wall / Bath |  | BATH | Catlin | Wall / Bath Lighting | Brushed Nickel | 962 | Steel | Etched / White Inside Glass | D:4.5" H:5.5" |  |  | 3 Medium A19 9.3w |  | 3 | Yes | [14 empty] | 0 | [12 empty] | 79.5 | 159 | 238.5 | W:24'' H:8'' E:6 3/4'' |  |  |  | 24 | 8 | Cap Nuts |  |  |  |  | 6.75 |  | No |  | No | [21 empty] | DP:3/4'' W:7'' H:5'' OB UP:5 1/2'' OB DOWN:2 1/2'' Rectangular |  |  |  | 6.5 | Black/White |  |  | Hardwired | 0 | 1 | 0 | 1 | 1 | 0 | 0 | 0 | 0 | 0 | 0 | 785652079528 | [16 empty] | cETL Damp | CATLIN 3L BATH-962 | Three Light Wall / Bath |  | 4418503EN3-962.jpg | 4418503EN3.jpg
4418504-05 | Four Light Wall / Bath |  | BATH | Catlin | Wall / Bath Lighting | Chrome | 5 | Steel | Etched / White Inside Glass | D:4.5" H:5.5" |  |  | 4 Medium A19 75w |  | 4 | No | [14 empty] | 0 | [12 empty] | 89.5 | 179 | 268.5 | W:33 3/4'' H:8'' E:6 3/4'' |  |  |  | 33.75 | 8 | Cap Nuts |  |  |  |  | 6.75 |  | No |  | No | [21 empty] | DP:3/4'' W:7'' H:5'' OB UP:5 1/2'' OB DOWN:2 1/2'' Rectangular |  |  |  | 6.5 | Black/White |  |  | Hardwired | 0 | 1 | 0 | 0 | 1 | 0 | 0 | 1 | 0 | 0 | 0 | 785652075032 | [16 empty] | cETL Damp | CATLIN 4L BATH-05 | Four Light Wall / Bath |  | 4418504-05.jpg | 4418504.jpg
4418504-112 | Four Light Wall / Bath |  | BATH | Catlin | Wall / Bath Lighting | Midnight Black | 112 | Steel | Etched / White Inside Glass | D:4.5" H:5.5" |  |  | 4 Medium A19 75w |  | 4 | No | [14 empty] | 0 | [12 empty] | 89.5 | 179 | 268.5 | W:33 3/4'' H:8'' E:6 3/4'' |  |  |  | 33.75 | 8 | Cap Nuts |  |  |  |  | 6.75 |  | No |  | No | [21 empty] | DP:3/4'' W:7'' H:5'' OB UP:5 1/2'' OB DOWN:2 1/2'' Rectangular |  |  |  | 6.5 | Black/White |  |  | Hardwired | 0 | 1 | 0 | 0 | 1 | 0 | 0 | 1 | 0 | 0 | 0 | 785652075049 | 37.5 | 14.75 | 10.5 | 9.3 | 3.361 | 250 | Yes | [9 empty] | cETL Damp | CATLIN 4L BATH-112 | Four Light Wall / Bath |  | 4418504-112.jpg | 4418504.jpg
4418504-962 | Four Light Wall / Bath |  | BATH | Catlin | Wall / Bath Lighting | Brushed Nickel | 962 | Steel | Etched / White Inside Glass | D:4.5" H:5.5" |  |  | 4 Medium A19 75w |  | 4 | No | [14 empty] | 0 | [12 empty] | 89.5 | 179 | 268.5 | W:33 3/4'' H:8'' E:6 3/4'' |  |  |  | 33.75 | 8 | Cap Nuts |  |  |  |  | 6.75 |  | No |  | No | [21 empty] | DP:3/4'' W:7'' H:5'' OB UP:5 1/2'' OB DOWN:2 1/2'' Rectangular |  |  |  | 6.5 | Black/White |  |  | Hardwired | 0 | 1 | 0 | 0 | 1 | 0 | 0 | 1 | 0 | 0 | 0 | 785652075063 | 37 | 10.5 | 15 | 9 | 3.372 | 250 | Yes | [9 empty] | cETL Damp | CATLIN 4L BATH-962 | Four Light Wall / Bath |  | 4418504-962.jpg | 4418504.jpg
4418504EN3-05 | Four Light Wall / Bath |  | BATH | Catlin | Wall / Bath Lighting | Chrome | 5 | Steel | Etched / White Inside Glass | D:4.5" H:5.5" |  |  | 4 Medium A19 9.3w |  | 4 | Yes | [14 empty] | 0 | [12 empty] | 109.5 | 219 | 328.5 | W:33 3/4'' H:8'' E:6 3/4'' |  |  |  | 33.75 | 8 | Cap Nuts |  |  |  |  | 6.75 |  | No |  | No | [21 empty] | DP:3/4'' W:7'' H:5'' OB UP:5 1/2'' OB DOWN:2 1/2'' Rectangular |  |  |  | 6.5 | Black/White |  |  | Hardwired | 0 | 1 | 0 | 1 | 1 | 0 | 0 | 0 | 0 | 0 | 0 | 785652079535 | [16 empty] | cETL Damp | CATLIN 4L BATH-05 | Four Light Wall / Bath |  | 4418504EN3-05.jpg | 4418504EN3.jpg
4418504EN3-112 | Four Light Wall / Bath |  | BATH | Catlin | Wall / Bath Lighting | Midnight Black | 112 | Steel | Etched / White Inside Glass | D:4.5" H:5.5" |  |  | 4 Medium A19 9.3w |  | 4 | Yes | [14 empty] | 0 | [12 empty] | 109.5 | 219 | 328.5 | W:33 3/4'' H:8'' E:6 3/4'' |  |  |  | 33.75 | 8 | Cap Nuts |  |  |  |  | 6.75 |  | No |  | No | [21 empty] | DP:3/4'' W:7'' H:5'' OB UP:5 1/2'' OB DOWN:2 1/2'' Rectangular |  |  |  | 6.5 | Black/White |  |  | Hardwired | 0 | 1 | 0 | 1 | 1 | 0 | 0 | 0 | 0 | 0 | 0 | 785652079542 | [16 empty] | cETL Damp | CATLIN 4L BATH-112 | Four Light Wall / Bath |  | 4418504EN3-112.jpg | 4418504EN3.jpg
4418504EN3-962 | Four Light Wall / Bath |  | BATH | Catlin | Wall / Bath Lighting | Brushed Nickel | 962 | Steel | Etched / White Inside Glass | D:4.5" H:5.5" |  |  | 4 Medium A19 9.3w |  | 4 | Yes | [14 empty] | 0 | [12 empty] | 109.5 | 219 | 328.5 | W:33 3/4'' H:8'' E:6 3/4'' |  |  |  | 33.75 | 8 | Cap Nuts |  |  |  |  | 6.75 |  | No |  | No | [21 empty] | DP:3/4'' W:7'' H:5'' OB UP:5 1/2'' OB DOWN:2 1/2'' Rectangular |  |  |  | 6.5 | Black/White |  |  | Hardwired | 0 | 1 | 0 | 1 | 1 | 0 | 0 | 0 | 0 | 0 | 0 | 785652079559 | [16 empty] | cETL Damp | CATLIN 4L BATH-962 | Four Light Wall / Bath |  | 4418504EN3-962.jpg | 4418504EN3.jpg
4420202-05 | Two Light Wall / Bath | The Seville collection represents commitment to high style at a sharp price. The modernist design is epitomized by the teardrop curves in the arms tipped by etched glass diffusors throughout the chandeliers and bath fixtures. The collection offers a "whole home" lighting solution in every imaginable category. The assortment includes nine-light, five-light, and three-light chandeliers (either with up-light or down-light), pendants in four sizes as well as one-light, two-light, three-light , four-light and five-light wall/bath fixtures. Install a stylish and elegant addition to any room in the house. Seville is offered in Brushed Nickel and Burnt Sienna finishes. | BATH | Seville | Wall / Bath Lighting | Chrome | 5 | Steel | Etched / White Inside Glass | D:4" H:5.75" |  |  | 2 Medium A19 75w |  | 2 | No | [14 empty] | 0 | [12 empty] | 34.98 | 69.96 | 104.94 | W:13 1/2'' H:8 1/2'' E:6 5/8'' | 3.59 |  |  | 13.5 | 8.5 | Cap Nuts |  |  |  |  | 6.625 |  | No |  | No | [21 empty] | DP:5/8'' W:13 1/2'' H:4 3/4'' OB UP:5 1/8'' OB DOWN:3 3/8'' Rectangular |  |  |  | 6.5 | Black/White |  |  | Hardwired | 0 | 1 | 0 | 0 | 1 | 0 | 0 | 1 | 0 | 0 | 0 | 785652071065 | 15.75 | 9.75 | 8.25 | 4.3 | 0.733 | 125 | Yes | 4 | 10785652071062 | 20 | 17.125 | 16.25 | 19.3 | 3.221 | Yes |  | cETL Damp | SEVILLE 2L BATH-05 | Two Light Wall / Bath |  | 4420202-05.jpg | 4420202.jpg
4420202-710 | Two Light Wall / Bath | The Seville collection represents commitment to high style at a sharp price. The modernist design is epitomized by the teardrop curves in the arms tipped by etched glass diffusors throughout the chandeliers and bath fixtures. The collection offers a "whole home" lighting solution in every imaginable category. The assortment includes nine-light, five-light, and three-light chandeliers (either with up-light or down-light), pendants in four sizes as well as one-light, two-light, three-light , four-light and five-light wall/bath fixtures. Install a stylish and elegant addition to any room in the house. Seville is offered in Brushed Nickel and Burnt Sienna finishes. | BATH | Seville | Wall / Bath Lighting | Burnt Sienna | 710 | Steel | Etched / White Inside Glass | D:4" H:5.75" |  |  | 2 Medium A19 75w |  | 2 | No | [14 empty] | 0 | [12 empty] | 34.98 | 69.96 | 104.94 | W:13 1/2'' H:8 1/2'' E:6 5/8'' | 3.59 |  |  | 13.5 | 8.5 | Cap Nuts |  |  |  |  | 6.625 |  | No |  | No | [21 empty] | DP:5/8'' W:13 1/2'' H:4 3/4'' OB UP:5 1/8'' OB DOWN:3 3/8'' Rectangular |  |  |  | 6.5 | Black/White |  |  | Hardwired | 0 | 1 | 0 | 0 | 1 | 0 | 0 | 1 | 0 | 0 | 0 | 785652057434 | 15.5 | 8 | 10 | 4.8 | 0.718 | 125 | Yes | 4 | 10785652057431 | 20 | 16.25 | 17 | 21.1 | 3.197 | Yes |  | cETL Damp | SEVILLE 2L BATH-710 | Two Light Wall / Bath |  | 4420202-710_ALT.JPEG | 4420202.jpg
4420202-962 | Two Light Wall / Bath | The Seville collection represents commitment to high style at a sharp price. The modernist design is epitomized by the teardrop curves in the arms tipped by etched glass diffusors throughout the chandeliers and bath fixtures. The collection offers a "whole home" lighting solution in every imaginable category. The assortment includes nine-light, five-light, and three-light chandeliers (either with up-light or down-light), pendants in four sizes as well as one-light, two-light, three-light , four-light and five-light wall/bath fixtures. Install a stylish and elegant addition to any room in the house. Seville is offered in Brushed Nickel and Burnt Sienna finishes. | BATH | Seville | Wall / Bath Lighting | Brushed Nickel | 962 | Steel | Etched / White Inside Glass | D:4" H:5.75" |  |  | 2 Medium A19 75w |  | 2 | No | [14 empty] | 0 | [12 empty] | 34.98 | 69.96 | 104.94 | W:13 1/2'' H:8 1/2'' E:6 5/8'' | 3.59 |  |  | 13.5 | 8.5 | Cap Nuts |  |  |  |  | 6.625 |  | No |  | No | [21 empty] | DP:5/8'' W:13 1/2'' H:4 3/4'' OB UP:5 1/8'' OB DOWN:3 3/8'' Rectangular |  |  |  | 6.5 | Black/White |  |  | Hardwired | 0 | 1 | 0 | 0 | 1 | 0 | 0 | 1 | 0 | 0 | 0 | 785652057441 | 15.5 | 8 | 10 | 4.7 | 0.718 | 125 | Yes | 4 | 10785652057448 | 17 | 16.25 | 20 | 20.9 | 3.197 | Yes |  | cETL Damp | SEVILLE 2L BATH-962 | Two Light Wall / Bath |  | 4420202-962.jpg | 4420202.jpg
4420202EN3-05 | Two Light Wall / Bath | The Seville collection represents commitment to high style at a sharp price. The modernist design is epitomized by the teardrop curves in the arms tipped by etched glass diffusors throughout the chandeliers and bath fixtures. The collection offers a "whole home" lighting solution in every imaginable category. The assortment includes nine-light, five-light, and three-light chandeliers (either with up-light or down-light), pendants in four sizes as well as one-light, two-light, three-light , four-light and five-light wall/bath fixtures. Install a stylish and elegant addition to any room in the house. Seville is offered in Brushed Nickel and Burnt Sienna finishes. | BATH | Seville | Wall / Bath Lighting | Chrome | 5 | Steel | Etched / White Inside Glass | D:4" H:5.75" |  |  | 2 Medium A19 9.3w |  | 2 | Yes | [14 empty] | 0 | [12 empty] | 46.98 | 93.96 | 140.94 | W:13 1/2'' H:8 1/2'' E:6 5/8'' | 3.59 |  |  | 13.5 | 8.5 | Cap Nuts |  |  |  |  | 6.625 |  | No |  | No | [21 empty] | DP:5/8'' W:13 1/2'' H:4 3/4'' OB UP:5 1/8'' OB DOWN:3 3/8'' Rectangular |  |  |  | 6.5 | Black/White |  |  | Hardwired | 0 | 1 | 0 | 1 | 1 | 0 | 0 | 0 | 0 | 0 | 0 | 785652072529 | 15.75 | 9.75 | 8.25 | 4.3 | 0.733 | 125 | Yes | 4 | 10785652072526 | 20 | 17.125 | 16.25 | 19.3 | 3.221 | Yes |  | cETL Damp | SEVILLE 2L LED BATH-05 | Two Light Wall / Bath |  | 4420202EN3-05.jpg | 4420202EN3.jpg
4420202EN3-710 | Two Light Wall / Bath | The Seville collection represents commitment to high style at a sharp price. The modernist design is epitomized by the teardrop curves in the arms tipped by etched glass diffusors throughout the chandeliers and bath fixtures. The collection offers a "whole home" lighting solution in every imaginable category. The assortment includes nine-light, five-light, and three-light chandeliers (either with up-light or down-light), pendants in four sizes as well as one-light, two-light, three-light , four-light and five-light wall/bath fixtures. Install a stylish and elegant addition to any room in the house. Seville is offered in Brushed Nickel and Burnt Sienna finishes. | BATH | Seville | Wall / Bath Lighting | Burnt Sienna | 710 | Steel | Etched / White Inside Glass | D:4" H:5.75" |  |  | 2 Medium A19 9.3w |  | 2 | Yes | [14 empty] | 0 | [12 empty] | 46.98 | 93.96 | 140.94 | W:13 1/2'' H:8 1/2'' E:6 5/8'' | 3.59 |  |  | 13.5 | 8.5 | Cap Nuts |  |  |  |  | 6.625 |  | No |  | No | [21 empty] | DP:5/8'' W:13 1/2'' H:4 3/4'' OB UP:5 1/8'' OB DOWN:3 3/8'' Rectangular |  |  |  | 6.5 | Black/White |  |  | Hardwired | 0 | 1 | 0 | 1 | 1 | 0 | 0 | 0 | 0 | 0 | 0 | 785652058264 | 15.5 | 8 | 10 | 4.8 | 0.718 | 125 | Yes | 4 | 10785652058261 | 20 | 16.25 | 17 | 21.1 | 3.197 | Yes |  | cETL Damp | SEVILLE 2L BATH-710 | Two Light Wall / Bath |  | 4420202EN3-710_ALT.JPEG | 4420202EN3.jpg
4420202EN3-962 | Two Light Wall / Bath | The Seville collection represents commitment to high style at a sharp price. The modernist design is epitomized by the teardrop curves in the arms tipped by etched glass diffusors throughout the chandeliers and bath fixtures. The collection offers a "whole home" lighting solution in every imaginable category. The assortment includes nine-light, five-light, and three-light chandeliers (either with up-light or down-light), pendants in four sizes as well as one-light, two-light, three-light , four-light and five-light wall/bath fixtures. Install a stylish and elegant addition to any room in the house. Seville is offered in Brushed Nickel and Burnt Sienna finishes. | BATH | Seville | Wall / Bath Lighting | Brushed Nickel | 962 | Steel | Etched / White Inside Glass | D:4" H:5.75" |  |  | 2 Medium A19 9.3w |  | 2 | Yes | [14 empty] | 0 | [12 empty] | 46.98 | 93.96 | 140.94 | W:13 1/2'' H:8 1/2'' E:6 5/8'' | 3.59 |  |  | 13.5 | 8.5 | Cap Nuts |  |  |  |  | 6.625 |  | No |  | No | [21 empty] | DP:5/8'' W:13 1/2'' H:4 3/4'' OB UP:5 1/8'' OB DOWN:3 3/8'' Rectangular |  |  |  | 6.5 | Black/White |  |  | Hardwired | 0 | 1 | 0 | 1 | 1 | 0 | 0 | 0 | 0 | 0 | 0 | 785652058271 | 15.5 | 8 | 10 | 4.7 | 0.718 | 125 | Yes | 4 | 10785652058278 | 17 | 16.25 | 20 | 20.9 | 3.197 | Yes |  | cETL Damp | SEVILLE 2L BATH-962 | Two Light Wall / Bath |  | 4420202EN3-962_ALT.JPEG | 4420202EN3.jpg
4420203-05 | Three Light Wall / Bath | The Seville collection represents commitment to high style at a sharp price. The modernist design is epitomized by the teardrop curves in the arms tipped by etched glass diffusors throughout the chandeliers and bath fixtures. The collection offers a "whole home" lighting solution in every imaginable category. The assortment includes nine-light, five-light, and three-light chandeliers (either with up-light or down-light), pendants in four sizes as well as one-light, two-light, three-light , four-light and five-light wall/bath fixtures. Install a stylish and elegant addition to any room in the house. Seville is offered in Brushed Nickel and Burnt Sienna finishes. | BATH | Seville | Wall / Bath Lighting | Chrome | 5 | Steel | Etched / White Inside Glass | D:4" H:5.75" |  |  | 3 Medium A19 75w |  | 3 | No | [14 empty] | 0 | [12 empty] | 46.98 | 93.96 | 140.94 | W:21'' H:8 1/2'' E:6 5/8'' | 5.76 |  |  | 21 | 8.5 | Cap Nuts |  |  |  |  | 6.625 |  | No |  | No | [21 empty] | DP:5/8'' W:21'' H:4 3/4'' OB UP:5 1/8'' OB DOWN:3 3/8'' Rectangular |  |  |  | 6.5 | Black/White |  |  | Hardwired | 0 | 1 | 0 | 0 | 1 | 0 | 0 | 1 | 0 | 0 | 0 | 785652071072 | 23 | 9.75 | 8.5 | 6.7 | 1.103 | 125 | Yes | [9 empty] | cETL Damp | SEVILLE 3L BATH-05 | Three Light Wall / Bath |  | 4420203-05.jpg | 4420203.jpg
4420203-710 | Three Light Wall / Bath | The Seville collection represents commitment to high style at a sharp price. The modernist design is epitomized by the teardrop curves in the arms tipped by etched glass diffusors throughout the chandeliers and bath fixtures. The collection offers a "whole home" lighting solution in every imaginable category. The assortment includes nine-light, five-light, and three-light chandeliers (either with up-light or down-light), pendants in four sizes as well as one-light, two-light, three-light , four-light and five-light wall/bath fixtures. Install a stylish and elegant addition to any room in the house. Seville is offered in Brushed Nickel and Burnt Sienna finishes. | BATH | Seville | Wall / Bath Lighting | Burnt Sienna | 710 | Steel | Etched / White Inside Glass | D:4" H:5.75" |  |  | 3 Medium A19 75w |  | 3 | No | [14 empty] | 0 | [12 empty] | 46.98 | 93.96 | 140.94 | W:21'' H:8 1/2'' E:6 5/8'' | 5.76 |  |  | 21 | 8.5 | Cap Nuts |  |  |  |  | 6.625 |  | No |  | No | [21 empty] | DP:5/8'' W:21'' H:4 3/4'' OB UP:5 1/8'' OB DOWN:3 3/8'' Rectangular |  |  |  | 6.5 | Black/White |  |  | Hardwired | 0 | 1 | 0 | 0 | 1 | 0 | 0 | 1 | 0 | 0 | 0 | 785652057458 | 23.5 | 10 | 8.25 | 7.6 | 1.122 | 125 | Yes | [9 empty] | cETL Damp | SEVILLE 3L BATH-710 | Three Light Wall / Bath |  | 4420203-710_ALT.JPEG | 4420203.jpg
4420203-962 | Three Light Wall / Bath | The Seville collection represents commitment to high style at a sharp price. The modernist design is epitomized by the teardrop curves in the arms tipped by etched glass diffusors throughout the chandeliers and bath fixtures. The collection offers a "whole home" lighting solution in every imaginable category. The assortment includes nine-light, five-light, and three-light chandeliers (either with up-light or down-light), pendants in four sizes as well as one-light, two-light, three-light , four-light and five-light wall/bath fixtures. Install a stylish and elegant addition to any room in the house. Seville is offered in Brushed Nickel and Burnt Sienna finishes. | BATH | Seville | Wall / Bath Lighting | Brushed Nickel | 962 | Steel | Etched / White Inside Glass | D:4" H:5.75" |  |  | 3 Medium A19 75w |  | 3 | No | [14 empty] | 0 | [12 empty] | 46.98 | 93.96 | 140.94 | W:21'' H:8 1/2'' E:6 5/8'' | 5.76 |  |  | 21 | 8.5 | Cap Nuts |  |  |  |  | 6.625 |  | No |  | No | [21 empty] | DP:5/8'' W:21'' H:4 3/4'' OB UP:5 1/8'' OB DOWN:3 3/8'' Rectangular |  |  |  | 6.5 | Black/White |  |  | Hardwired | 0 | 1 | 0 | 0 | 1 | 0 | 0 | 1 | 0 | 0 | 0 | 785652057465 | 23.5 | 10 | 8.25 | 7.6 | 1.122 | 125 | Yes | [9 empty] | cETL Damp | SEVILLE 3L BATH-962 | Three Light Wall / Bath |  | 4420203-962.jpg | 4420203.jpg
4420203EN3-05 | Three Light Wall / Bath | The Seville collection represents commitment to high style at a sharp price. The modernist design is epitomized by the teardrop curves in the arms tipped by etched glass diffusors throughout the chandeliers and bath fixtures. The collection offers a "whole home" lighting solution in every imaginable category. The assortment includes nine-light, five-light, and three-light chandeliers (either with up-light or down-light), pendants in four sizes as well as one-light, two-light, three-light , four-light and five-light wall/bath fixtures. Install a stylish and elegant addition to any room in the house. Seville is offered in Brushed Nickel and Burnt Sienna finishes. | BATH | Seville | Wall / Bath Lighting | Chrome | 5 | Steel | Etched / White Inside Glass | D:4" H:5.75" |  |  | 3 Medium A19 9.3w |  | 3 | Yes | [14 empty] | 0 | [12 empty] | 64.48 | 128.96 | 193.44 | W:21'' H:8 1/2'' E:6 5/8'' | 5.76 |  |  | 21 | 8.5 | Cap Nuts |  |  |  |  | 6.625 |  | No |  | No | [21 empty] | DP:5/8'' W:21'' H:4 3/4'' OB UP:5 1/8'' OB DOWN:3 3/8'' Rectangular |  |  |  | 6.5 | Black/White |  |  | Hardwired | 0 | 1 | 0 | 1 | 1 | 0 | 0 | 0 | 0 | 0 | 0 | 785652072536 | 23 | 9.75 | 8.5 | 7.3 | 1.103 | 125 | Yes | [9 empty] | cETL Damp | SEVILLE 3L LED BATH-05 | Three Light Wall / Bath |  | 4420203EN3-05.jpg | 4420203EN3.jpg
4420203EN3-710 | Three Light Wall / Bath | The Seville collection represents commitment to high style at a sharp price. The modernist design is epitomized by the teardrop curves in the arms tipped by etched glass diffusors throughout the chandeliers and bath fixtures. The collection offers a "whole home" lighting solution in every imaginable category. The assortment includes nine-light, five-light, and three-light chandeliers (either with up-light or down-light), pendants in four sizes as well as one-light, two-light, three-light , four-light and five-light wall/bath fixtures. Install a stylish and elegant addition to any room in the house. Seville is offered in Brushed Nickel and Burnt Sienna finishes. | BATH | Seville | Wall / Bath Lighting | Burnt Sienna | 710 | Steel | Etched / White Inside Glass | D:4" H:5.75" |  |  | 3 Medium A19 9.3w |  | 3 | Yes | [14 empty] | 0 | [12 empty] | 64.48 | 128.96 | 193.44 | W:21'' H:8 1/2'' E:6 5/8'' | 5.76 |  |  | 21 | 8.5 | Cap Nuts |  |  |  |  | 6.625 |  | No |  | No | [21 empty] | DP:5/8'' W:21'' H:4 3/4'' OB UP:5 1/8'' OB DOWN:3 3/8'' Rectangular |  |  |  | 6.5 | Black/White |  |  | Hardwired | 0 | 1 | 0 | 1 | 1 | 0 | 0 | 0 | 0 | 0 | 0 | 785652058288 | 23.5 | 10 | 8.25 | 7.6 | 1.122 | 125 | Yes | [9 empty] | cETL Damp | SEVILLE 3L BATH-710 | Three Light Wall / Bath |  | 4420203EN3-710.jpg | 4420203EN3.jpg
4420203EN3-962 | Three Light Wall / Bath | The Seville collection represents commitment to high style at a sharp price. The modernist design is epitomized by the teardrop curves in the arms tipped by etched glass diffusors throughout the chandeliers and bath fixtures. The collection offers a "whole home" lighting solution in every imaginable category. The assortment includes nine-light, five-light, and three-light chandeliers (either with up-light or down-light), pendants in four sizes as well as one-light, two-light, three-light , four-light and five-light wall/bath fixtures. Install a stylish and elegant addition to any room in the house. Seville is offered in Brushed Nickel and Burnt Sienna finishes. | BATH | Seville | Wall / Bath Lighting | Brushed Nickel | 962 | Steel | Etched / White Inside Glass | D:4" H:5.75" |  |  | 3 Medium A19 9.3w |  | 3 | Yes | [14 empty] | 0 | [12 empty] | 64.48 | 128.96 | 193.44 | W:21'' H:8 1/2'' E:6 5/8'' | 5.76 |  |  | 21 | 8.5 | Cap Nuts |  |  |  |  | 6.625 |  | No |  | No | [21 empty] | DP:5/8'' W:21'' H:4 3/4'' OB UP:5 1/8'' OB DOWN:3 3/8'' Rectangular |  |  |  | 6.5 | Black/White |  |  | Hardwired | 0 | 1 | 0 | 1 | 1 | 0 | 0 | 0 | 0 | 0 | 0 | 785652058295 | 23.5 | 10 | 8.25 | 7.6 | 1.122 | 125 | Yes | [9 empty] | cETL Damp | SEVILLE 3L BATH-962 | Three Light Wall / Bath |  | 4420203EN3-962.jpg | 4420203EN3.jpg
4420204-05 | Four Light Wall / Bath | The Seville collection represents commitment to high style at a sharp price. The modernist design is epitomized by the teardrop curves in the arms tipped by etched glass diffusors throughout the chandeliers and bath fixtures. The collection offers a "whole home" lighting solution in every imaginable category. The assortment includes nine-light, five-light, and three-light chandeliers (either with up-light or down-light), pendants in four sizes as well as one-light, two-light, three-light , four-light and five-light wall/bath fixtures. Install a stylish and elegant addition to any room in the house. Seville is offered in Brushed Nickel and Burnt Sienna finishes. | BATH | Seville | Wall / Bath Lighting | Chrome | 5 | Steel | Etched / White Inside Glass | D:4" H:5.75" |  |  | 4 Medium A19 75w |  | 4 | No | [14 empty] | 0 | [12 empty] | 62.48 | 124.96 | 187.44 | W:28 3/8'' H:8 1/2'' E:6 5/8'' | 7.94 |  |  | 28.375 | 8.5 | Cap Nuts |  |  |  |  | 6.625 |  | No |  | No | [21 empty] | DP:5/8'' W:28 3/8'' H:4 3/4'' OB UP:5 1/8'' OB DOWN:3 3/8'' Rectangular |  |  |  | 6.5 | Black/White |  |  | Hardwired | 0 | 1 | 0 | 0 | 1 | 0 | 0 | 1 | 0 | 0 | 0 | 785652071089 | 30.5 | 9.75 | 8.5 | 9.1 | 1.463 | 125 | Yes | [9 empty] | cETL Damp | SEVILLE 4L BATH-05 | Four Light Wall / Bath |  | 4420204-05.jpg | 4420204.jpg
4420204-710 | Four Light Wall / Bath | The Seville collection represents commitment to high style at a sharp price. The modernist design is epitomized by the teardrop curves in the arms tipped by etched glass diffusors throughout the chandeliers and bath fixtures. The collection offers a "whole home" lighting solution in every imaginable category. The assortment includes nine-light, five-light, and three-light chandeliers (either with up-light or down-light), pendants in four sizes as well as one-light, two-light, three-light , four-light and five-light wall/bath fixtures. Install a stylish and elegant addition to any room in the house. Seville is offered in Brushed Nickel and Burnt Sienna finishes. | BATH | Seville | Wall / Bath Lighting | Burnt Sienna | 710 | Steel | Etched / White Inside Glass | D:4" H:5.75" |  |  | 4 Medium A19 75w |  | 4 | No | [14 empty] | 0 | [12 empty] | 62.48 | 124.96 | 187.44 | W:28 3/8'' H:8 1/2'' E:6 5/8'' | 7.94 |  |  | 28.375 | 8.5 | Cap Nuts |  |  |  |  | 6.625 |  | No |  | No | [21 empty] | DP:5/8'' W:28 3/8'' H:4 3/4'' OB UP:5 1/8'' OB DOWN:3 3/8'' Rectangular |  |  |  | 6.5 | Black/White |  |  | Hardwired | 0 | 1 | 0 | 0 | 1 | 0 | 0 | 1 | 0 | 0 | 0 | 785652057472 | 30.75 | 9.75 | 8.25 | 10.2 | 1.431 | 125 | Yes | [9 empty] | cETL Damp | SEVILLE 4L BATH-710 | Four Light Wall / Bath |  | 4420204-710_ALT.JPEG | 4420204.jpg
4420204-962 | Four Light Wall / Bath | The Seville collection represents commitment to high style at a sharp price. The modernist design is epitomized by the teardrop curves in the arms tipped by etched glass diffusors throughout the chandeliers and bath fixtures. The collection offers a "whole home" lighting solution in every imaginable category. The assortment includes nine-light, five-light, and three-light chandeliers (either with up-light or down-light), pendants in four sizes as well as one-light, two-light, three-light , four-light and five-light wall/bath fixtures. Install a stylish and elegant addition to any room in the house. Seville is offered in Brushed Nickel and Burnt Sienna finishes. | BATH | Seville | Wall / Bath Lighting | Brushed Nickel | 962 | Steel | Etched / White Inside Glass | D:4" H:5.75" |  |  | 4 Medium A19 75w |  | 4 | No | [14 empty] | 0 | [12 empty] | 62.48 | 124.96 | 187.44 | W:28 3/8'' H:8 1/2'' E:6 5/8'' | 7.94 |  |  | 28.375 | 8.5 | Cap Nuts |  |  |  |  | 6.625 |  | No |  | No | [21 empty] | DP:5/8'' W:28 3/8'' H:4 3/4'' OB UP:5 1/8'' OB DOWN:3 3/8'' Rectangular |  |  |  | 6.5 | Black/White |  |  | Hardwired | 0 | 1 | 0 | 0 | 1 | 0 | 0 | 1 | 0 | 0 | 0 | 785652057489 | 30.75 | 9.75 | 8.25 | 10.2 | 1.431 | 125 | Yes | [9 empty] | cETL Damp | SEVILLE 4L BATH-962 | Four Light Wall / Bath |  | 4420204-962_ALT.JPEG | 4420204.jpg
4420204EN3-05 | Four Light Wall / Bath | The Seville collection represents commitment to high style at a sharp price. The modernist design is epitomized by the teardrop curves in the arms tipped by etched glass diffusors throughout the chandeliers and bath fixtures. The collection offers a "whole home" lighting solution in every imaginable category. The assortment includes nine-light, five-light, and three-light chandeliers (either with up-light or down-light), pendants in four sizes as well as one-light, two-light, three-light , four-light and five-light wall/bath fixtures. Install a stylish and elegant addition to any room in the house. Seville is offered in Brushed Nickel and Burnt Sienna finishes. | BATH | Seville | Wall / Bath Lighting | Chrome | 5 | Steel | Etched / White Inside Glass | D:4" H:5.75" |  |  | 4 Medium A19 9.3w |  | 4 | Yes | [14 empty] | 0 | [12 empty] | 85.98 | 171.96 | 257.94 | W:28 3/8'' H:8 1/2'' E:6 5/8'' | 7.94 |  |  | 28.375 | 8.5 | Cap Nuts |  |  |  |  | 6.625 |  | No |  | No | [21 empty] | DP:5/8'' W:28 3/8'' H:4 3/4'' OB UP:5 1/8'' OB DOWN:3 3/8'' Rectangular |  |  |  | 6.5 | Black/White |  |  | Hardwired | 0 | 1 | 0 | 1 | 1 | 0 | 0 | 0 | 0 | 0 | 0 | 785652072543 | 30.5 | 9.75 | 8.5 | 9.1 | 1.463 | 125 | Yes | [9 empty] | cETL Damp | SEVILLE 4L LED BATH-05 | Four Light Wall / Bath |  | 4420204EN3-05.jpg | 4420204EN3.jpg
4420204EN3-710 | Four Light Wall / Bath | The Seville collection represents commitment to high style at a sharp price. The modernist design is epitomized by the teardrop curves in the arms tipped by etched glass diffusors throughout the chandeliers and bath fixtures. The collection offers a "whole home" lighting solution in every imaginable category. The assortment includes nine-light, five-light, and three-light chandeliers (either with up-light or down-light), pendants in four sizes as well as one-light, two-light, three-light , four-light and five-light wall/bath fixtures. Install a stylish and elegant addition to any room in the house. Seville is offered in Brushed Nickel and Burnt Sienna finishes. | BATH | Seville | Wall / Bath Lighting | Burnt Sienna | 710 | Steel | Etched / White Inside Glass | D:4" H:5.75" |  |  | 4 Medium A19 9.3w |  | 4 | Yes | [14 empty] | 0 | [12 empty] | 85.98 | 171.96 | 257.94 | W:28 3/8'' H:8 1/2'' E:6 5/8'' | 7.94 |  |  | 28.375 | 8.5 | Cap Nuts |  |  |  |  | 6.625 |  | No |  | No | [21 empty] | DP:5/8'' W:28 3/8'' H:4 3/4'' OB UP:5 1/8'' OB DOWN:3 3/8'' Rectangular |  |  |  | 6.5 | Black/White |  |  | Hardwired | 0 | 1 | 0 | 1 | 1 | 0 | 0 | 0 | 0 | 0 | 0 | 785652058301 | 30.75 | 9.75 | 8.25 | 10.2 | 1.431 | 125 | Yes | [9 empty] | cETL Damp | SEVILLE 4L BATH-710 | Four Light Wall / Bath |  | 4420204EN3-710_ALT.JPEG | 4420204EN3.jpg
4420204EN3-962 | Four Light Wall / Bath | The Seville collection represents commitment to high style at a sharp price. The modernist design is epitomized by the teardrop curves in the arms tipped by etched glass diffusors throughout the chandeliers and bath fixtures. The collection offers a "whole home" lighting solution in every imaginable category. The assortment includes nine-light, five-light, and three-light chandeliers (either with up-light or down-light), pendants in four sizes as well as one-light, two-light, three-light , four-light and five-light wall/bath fixtures. Install a stylish and elegant addition to any room in the house. Seville is offered in Brushed Nickel and Burnt Sienna finishes. | BATH | Seville | Wall / Bath Lighting | Brushed Nickel | 962 | Steel | Etched / White Inside Glass | D:4" H:5.75" |  |  | 4 Medium A19 9.3w |  | 4 | Yes | [14 empty] | 0 | [12 empty] | 85.98 | 171.96 | 257.94 | W:28 3/8'' H:8 1/2'' E:6 5/8'' | 7.94 |  |  | 28.375 | 8.5 | Cap Nuts |  |  |  |  | 6.625 |  | No |  | No | [21 empty] | DP:5/8'' W:28 3/8'' H:4 3/4'' OB UP:5 1/8'' OB DOWN:3 3/8'' Rectangular |  |  |  | 6.5 | Black/White |  |  | Hardwired | 0 | 1 | 0 | 1 | 1 | 0 | 0 | 0 | 0 | 0 | 0 | 785652058318 | 30.75 | 9.75 | 8.25 | 10.2 | 1.431 | 125 | Yes | [9 empty] | cETL Damp | SEVILLE 4L BATH-962 | Four Light Wall / Bath |  | 4420204EN3-962_ALT.JPEG | 4420204EN3.jpg
4420205-05 | Five Light Wall / Bath | The Seville collection represents commitment to high style at a sharp price. The modernist design is epitomized by the teardrop curves in the arms tipped by etched glass diffusors throughout the chandeliers and bath fixtures. The collection offers a "whole home" lighting solution in every imaginable category. The assortment includes nine-light, five-light, and three-light chandeliers (either with up-light or down-light), pendants in four sizes as well as one-light, two-light, three-light , four-light and five-light wall/bath fixtures. Install a stylish and elegant addition to any room in the house. Seville is offered in Brushed Nickel and Burnt Sienna finishes. | BATH | Seville | Wall / Bath Lighting | Chrome | 5 | Steel | Etched / White Inside Glass | D:4" H:5.75" |  |  | 5 Medium A19 75w |  | 5 | No | [14 empty] | 0 | [12 empty] | 74.95 | 149.9 | 224.85 | W:35 7/8'' H:8 1/2'' E:6 5/8'' | 9.83 |  |  | 35.875 | 8.5 | Cap Nuts |  |  |  |  | 6.625 |  | No |  | No | [21 empty] | DP:5/8'' W:35 7/8'' H:4 3/4'' OB UP:5 1/8'' OB DOWN:3 3/8'' Rectangular |  |  |  | 6.5 | Black/White |  |  | Hardwired | 0 | 1 | 0 | 0 | 1 | 0 | 0 | 1 | 0 | 0 | 0 | 785652071096 | 39 | 10 | 8 | 11.4 | 1.806 | 125 | Yes | [9 empty] | cETL Damp | SEVILLE 5L BATH-05 | Five Light Wall / Bath |  | 4420205-05.jpg | 4420205.jpg
4420205-710 | Five Light Wall / Bath | The Seville collection represents commitment to high style at a sharp price. The modernist design is epitomized by the teardrop curves in the arms tipped by etched glass diffusors throughout the chandeliers and bath fixtures. The collection offers a "whole home" lighting solution in every imaginable category. The assortment includes nine-light, five-light, and three-light chandeliers (either with up-light or down-light), pendants in four sizes as well as one-light, two-light, three-light , four-light and five-light wall/bath fixtures. Install a stylish and elegant addition to any room in the house. Seville is offered in Brushed Nickel and Burnt Sienna finishes. | BATH | Seville | Wall / Bath Lighting | Burnt Sienna | 710 | Steel | Etched / White Inside Glass | D:4" H:5.75" |  |  | 5 Medium A19 75w |  | 5 | No | [14 empty] | 0 | [12 empty] | 74.95 | 149.9 | 224.85 | W:35 7/8'' H:8 1/2'' E:6 5/8'' | 9.83 |  |  | 35.875 | 8.5 | Cap Nuts |  |  |  |  | 6.625 |  | No |  | No | [21 empty] | DP:5/8'' W:35 7/8'' H:4 3/4'' OB UP:5 1/8'' OB DOWN:3 3/8'' Rectangular |  |  |  | 6.5 | Black/White |  |  | Hardwired | 0 | 1 | 0 | 0 | 1 | 0 | 0 | 1 | 0 | 0 | 0 | 785652057496 | 39.5 | 10 | 8.25 | 12.6 | 1.886 | 125 | Yes | [9 empty] | cETL Damp | SEVILLE 5L BATH-710 | Five Light Wall / Bath |  | 4420205-710_ALT.png | 4420205.jpg
4420205-962 | Five Light Wall / Bath | The Seville collection represents commitment to high style at a sharp price. The modernist design is epitomized by the teardrop curves in the arms tipped by etched glass diffusors throughout the chandeliers and bath fixtures. The collection offers a "whole home" lighting solution in every imaginable category. The assortment includes nine-light, five-light, and three-light chandeliers (either with up-light or down-light), pendants in four sizes as well as one-light, two-light, three-light , four-light and five-light wall/bath fixtures. Install a stylish and elegant addition to any room in the house. Seville is offered in Brushed Nickel and Burnt Sienna finishes. | BATH | Seville | Wall / Bath Lighting | Brushed Nickel | 962 | Steel | Etched / White Inside Glass | D:4" H:5.75" |  |  | 5 Medium A19 75w |  | 5 | No | [14 empty] | 0 | [12 empty] | 74.95 | 149.9 | 224.85 | W:35 7/8'' H:8 1/2'' E:6 5/8'' | 9.83 |  |  | 35.875 | 8.5 | Cap Nuts |  |  |  |  | 6.625 |  | No |  | No | [21 empty] | DP:5/8'' W:35 7/8'' H:4 3/4'' OB UP:5 1/8'' OB DOWN:3 3/8'' Rectangular |  |  |  | 6.5 | Black/White |  |  | Hardwired | 0 | 1 | 0 | 0 | 1 | 0 | 0 | 1 | 0 | 0 | 0 | 785652057502 | 39.5 | 10 | 8.25 | 12.6 | 1.886 | 125 | Yes | [9 empty] | cETL Damp | SEVILLE 5L BATH-962 | Five Light Wall / Bath |  | 4420205-962.png | 4420205.jpg
4420205EN3-05 | Five Light Wall / Bath | The Seville collection represents commitment to high style at a sharp price. The modernist design is epitomized by the teardrop curves in the arms tipped by etched glass diffusors throughout the chandeliers and bath fixtures. The collection offers a "whole home" lighting solution in every imaginable category. The assortment includes nine-light, five-light, and three-light chandeliers (either with up-light or down-light), pendants in four sizes as well as one-light, two-light, three-light , four-light and five-light wall/bath fixtures. Install a stylish and elegant addition to any room in the house. Seville is offered in Brushed Nickel and Burnt Sienna finishes. | BATH | Seville | Wall / Bath Lighting | Chrome | 5 | Steel | Etched / White Inside Glass | D:4" H:5.75" |  |  | 5 Medium A19 9.3w |  | 5 | Yes | [14 empty] | 0 | [12 empty] | 107.98 | 215.96 | 323.94 | W:35 7/8'' H:8 1/2'' E:6 5/8'' | 9.83 |  |  | 35.875 | 8.5 | Cap Nuts |  |  |  |  | 6.625 |  | No |  | No | [21 empty] | DP:5/8'' W:35 7/8'' H:4 3/4'' OB UP:5 1/8'' OB DOWN:3 3/8'' Rectangular |  |  |  | 6.5 | Black/White |  |  | Hardwired | 0 | 1 | 0 | 1 | 1 | 0 | 0 | 0 | 0 | 0 | 0 | 785652072550 | 39 | 10 | 8 | 44.4 | 1.806 | 65 | Yes | [9 empty] | cETL Damp | SEVILLE 5L LED BATH-05 | Five Light Wall / Bath |  | 4420205EN3-05.jpg | 4420205EN3.jpg
4420205EN3-710 | Five Light Wall / Bath | The Seville collection represents commitment to high style at a sharp price. The modernist design is epitomized by the teardrop curves in the arms tipped by etched glass diffusors throughout the chandeliers and bath fixtures. The collection offers a "whole home" lighting solution in every imaginable category. The assortment includes nine-light, five-light, and three-light chandeliers (either with up-light or down-light), pendants in four sizes as well as one-light, two-light, three-light , four-light and five-light wall/bath fixtures. Install a stylish and elegant addition to any room in the house. Seville is offered in Brushed Nickel and Burnt Sienna finishes. | BATH | Seville | Wall / Bath Lighting | Burnt Sienna | 710 | Steel | Etched / White Inside Glass | D:4" H:5.75" |  |  | 5 Medium A19 9.3w |  | 5 | Yes | [14 empty] | 0 | [12 empty] | 107.98 | 215.96 | 323.94 | W:35 7/8'' H:8 1/2'' E:6 5/8'' | 9.83 |  |  | 35.875 | 8.5 | Cap Nuts |  |  |  |  | 6.625 |  | No |  | No | [21 empty] | DP:5/8'' W:35 7/8'' H:4 3/4'' OB UP:5 1/8'' OB DOWN:3 3/8'' Rectangular |  |  |  | 6.5 | Black/White |  |  | Hardwired | 0 | 1 | 0 | 1 | 1 | 0 | 0 | 0 | 0 | 0 | 0 | 785652058325 | 39.5 | 10 | 8.25 | 12.6 | 1.886 | 125 | Yes | [9 empty] | cETL Damp | SEVILLE 5L BATH-710 | Five Light Wall / Bath |  | 4420205EN3-710_ALT.png | 4420205EN3.jpg
4420205EN3-962 | Five Light Wall / Bath | The Seville collection represents commitment to high style at a sharp price. The modernist design is epitomized by the teardrop curves in the arms tipped by etched glass diffusors throughout the chandeliers and bath fixtures. The collection offers a "whole home" lighting solution in every imaginable category. The assortment includes nine-light, five-light, and three-light chandeliers (either with up-light or down-light), pendants in four sizes as well as one-light, two-light, three-light , four-light and five-light wall/bath fixtures. Install a stylish and elegant addition to any room in the house. Seville is offered in Brushed Nickel and Burnt Sienna finishes. | BATH | Seville | Wall / Bath Lighting | Brushed Nickel | 962 | Steel | Etched / White Inside Glass | D:4" H:5.75" |  |  | 5 Medium A19 9.3w |  | 5 | Yes | [14 empty] | 0 | [12 empty] | 107.98 | 215.96 | 323.94 | W:35 7/8'' H:8 1/2'' E:6 5/8'' | 9.83 |  |  | 35.875 | 8.5 | Cap Nuts |  |  |  |  | 6.625 |  | No |  | No | [21 empty] | DP:5/8'' W:35 7/8'' H:4 3/4'' OB UP:5 1/8'' OB DOWN:3 3/8'' Rectangular |  |  |  | 6.5 | Black/White |  |  | Hardwired | 0 | 1 | 0 | 1 | 1 | 0 | 0 | 0 | 0 | 0 | 0 | 785652058332 | 39.5 | 10 | 8.25 | 12.6 | 1.886 | 125 | Yes | [9 empty] | cETL Damp | SEVILLE 5L BATH-962 | Five Light Wall / Bath |  | 4420205EN3-962.png | 4420205EN3.jpg
4420302-782 | Two Light Wall / Bath | Using hand-blown, clear, seeded glass diffusors, the Elsa Collection creates a soft, pleasing glow of filament light. Gracefully curved arms extending from the tapered glass add an air of elegance to the silhouette. Durable industrial steel construction ensures heirloom quality that will last until the next century. Available in a variety of fixtures including chandeliers, down light pendant, semi-flush mount, flush mount, wall sconce and vanities to transform any interior setting through a broad range of possibilities. The modern, chic design adds a personality that is both contemporary and vintage. The Heirloom Bronze finish and rounded silhouette have a classic feel while the clear glass shades framing the bulbs add a contemporary flavor. | BATH | Elsa | Wall / Bath Lighting | Heirloom Bronze | 782 | Steel | Clear Seeded Glass | D:6" H:4.75" |  |  | 2 Medium A19 75w |  | 2 | No | [14 empty] | 0 | [12 empty] | 47.48 | 94.96 | 142.44 | W:15'' H:9 1/4'' E:7 7/8'' | 3.7 |  |  | 15 | 9.25 | Cap Nuts |  |  |  |  | 7.875 |  | No |  | No | [21 empty] | DP:3/4'' W:13 3/4'' H:5'' OB UP:4 3/4'' OB DOWN:4 1/2'' Rectangular |  |  |  | 6.5 | Black/White |  |  | Hardwired | 0 | 1 | 0 | 0 | 1 | 0 | 0 | 0 | 0 | 0 | 0 | 785652060915 | 16.75 | 11.25 | 10 | 4.6 | 1.09 | 175 | Yes | [9 empty] | cETL Damp | ELSA 2L BATH-782 | Two Light Wall / Bath |  | 4420302-782.png | 4420302.jpg
4420303-782 | Three Light Wall / Bath | Using hand-blown, clear, seeded glass diffusors, the Elsa Collection creates a soft, pleasing glow of filament light. Gracefully curved arms extending from the tapered glass add an air of elegance to the silhouette. Durable industrial steel construction ensures heirloom quality that will last until the next century. Available in a variety of fixtures including chandeliers, down light pendant, semi-flush mount, flush mount, wall sconce and vanities to transform any interior setting through a broad range of possibilities. The modern, chic design adds a personality that is both contemporary and vintage. The Heirloom Bronze finish and rounded silhouette have a classic feel while the clear glass shades framing the bulbs add a contemporary flavor. | BATH | Elsa | Wall / Bath Lighting | Heirloom Bronze | 782 | Steel | Clear Seeded Glass | D:6" H:4.75" |  |  | 3 Medium A19 75w |  | 3 | No | [14 empty] | 0 | [12 empty] | 65.48 | 130.96 | 196.44 | W:24'' H:9 1/4'' E:7 7/8'' | 5.8 |  |  | 24 | 9.25 | Cap Nuts |  |  |  |  | 7.875 |  | No |  | No | [21 empty] | DP:3/4'' W:22 5/8'' H:5'' OB UP:4 3/4'' OB DOWN:4 1/2'' Rectangular |  |  |  | 6.5 | Black/White |  |  | Hardwired | 0 | 1 | 0 | 0 | 1 | 0 | 0 | 0 | 0 | 0 | 0 | 785652060922 | 25.75 | 11.5 | 10.25 | 7.6 | 1.757 | 175 | Yes | [9 empty] | cETL Damp | ELSA 3L BATH-782 | Three Light Wall / Bath |  | 4420303-782.png | 4420303.jpg
4420304-782 | Four Light Wall / Bath | Using hand-blown, clear, seeded glass diffusors, the Elsa Collection creates a soft, pleasing glow of filament light. Gracefully curved arms extending from the tapered glass add an air of elegance to the silhouette. Durable industrial steel construction ensures heirloom quality that will last until the next century. Available in a variety of fixtures including chandeliers, down light pendant, semi-flush mount, flush mount, wall sconce and vanities to transform any interior setting through a broad range of possibilities. The modern, chic design adds a personality that is both contemporary and vintage. The Heirloom Bronze finish and rounded silhouette have a classic feel while the clear glass shades framing the bulbs add a contemporary flavor. | BATH | Elsa | Wall / Bath Lighting | Heirloom Bronze | 782 | Steel | Clear Seeded Glass | D:6" H:4.75" |  |  | 4 Medium A19 75w |  | 4 | No | [14 empty] | 0 | [12 empty] | 74.98 | 149.96 | 224.94 | W:33'' H:9 1/4'' E:7 7/8'' | 8.2 |  |  | 33 | 9.25 | Cap Nuts |  |  |  |  | 7.875 |  | No |  | No | [21 empty] | DP:3/4'' W:31 3/4'' H:5'' OB UP:4 3/4'' OB DOWN:4 1/2'' Rectangular |  |  |  | 6.5 | Black/White |  |  | Hardwired | 0 | 1 | 0 | 0 | 1 | 0 | 0 | 0 | 0 | 0 | 0 | 785652060939 | 34.5 | 11.5 | 10 | 10.9 | 2.296 | 175 | Yes | [9 empty] | cETL Damp | ELSA 4L BATH-782 | Four Light Wall / Bath |  | 4420304-782.png | 4420304.jpg
4421602-05 | Two Light Wall / Bath |  | BATH | Robie | Wall / Bath Lighting | Chrome | 5 | Steel | Etched / White Inside Glass | D:3.5" H:6.125" |  |  | 2 Medium A19 75w |  | 2 | No | [14 empty] | 0 | [12 empty] | 49.5 | 99 | 148.5 | W:14 5/8'' H:8 1/8'' E:6 3/4'' |  |  |  | 14.625 | 8.125 | Cap Nuts |  |  |  |  | 6.75 |  | No |  | No | [21 empty] | DP:3/4'' W:7'' H:5'' OB UP:5 5/8'' OB DOWN:2 1/2'' Rectangular |  |  |  | 6.5 | Black/White |  |  | Hardwired | 0 | 1 | 0 | 0 | 1 | 0 | 0 | 1 | 0 | 0 | 0 | 785652075230 | [16 empty] | cETL Damp | ROBIE 2L BATH-05 | Two Light Wall / Bath |  | 4421602-05.jpg | 4421602.jpg
4421602-112 | Two Light Wall / Bath |  | BATH | Robie | Wall / Bath Lighting | Midnight Black | 112 | Steel | Etched / White Inside Glass | D:3.5" H:6.125" |  |  | 2 Medium A19 75w |  | 2 | No | [14 empty] | 0 | [12 empty] | 49.5 | 99 | 148.5 | W:14 5/8'' H:8 1/8'' E:6 3/4'' |  |  |  | 14.625 | 8.125 | Cap Nuts |  |  |  |  | 6.75 |  | No |  | No | [21 empty] | DP:3/4'' W:7'' H:5'' OB UP:5 5/8'' OB DOWN:2 1/2'' Rectangular |  |  |  | 6.5 | Black/White |  |  | Hardwired | 0 | 1 | 0 | 0 | 1 | 0 | 0 | 1 | 0 | 0 | 0 | 785652075247 | [16 empty] | cETL Damp | ROBIE 2L BATH-112 | Two Light Wall / Bath |  | 4421602-112.jpg | 4421602.jpg
4421602-710 | Two Light Wall / Bath |  | BATH | Robie | Wall / Bath Lighting | Burnt Sienna | 710 | Steel | Etched / White Inside Glass | D:3.5" H:6.125" |  |  | 2 Medium A19 75w |  | 2 | No | [14 empty] | 0 | [12 empty] | 49.5 | 99 | 148.5 | W:14 5/8'' H:8 1/8'' E:6 3/4'' |  |  |  | 14.625 | 8.125 | Cap Nuts |  |  |  |  | 6.75 |  | No |  | No | [21 empty] | DP:3/4'' W:7'' H:5'' OB UP:5 5/8'' OB DOWN:2 1/2'' Rectangular |  |  |  | 6.5 | Black/White |  |  | Hardwired | 0 | 1 | 0 | 0 | 1 | 0 | 0 | 1 | 0 | 0 | 0 | 785652075254 | [16 empty] | cETL Damp | ROBIE 2L BATH-710 | Two Light Wall / Bath |  | 4421602-710.jpg | 4421602.jpg
4421602-962 | Two Light Wall / Bath |  | BATH | Robie | Wall / Bath Lighting | Brushed Nickel | 962 | Steel | Etched / White Inside Glass | D:3.5" H:6.125" |  |  | 2 Medium A19 75w |  | 2 | No | [14 empty] | 0 | [12 empty] | 49.5 | 99 | 148.5 | W:14 5/8'' H:8 1/8'' E:6 3/4'' |  |  |  | 14.625 | 8.125 | Cap Nuts |  |  |  |  | 6.75 |  | No |  | No | [21 empty] | DP:3/4'' W:7'' H:5'' OB UP:5 5/8'' OB DOWN:2 1/2'' Rectangular |  |  |  | 6.5 | Black/White |  |  | Hardwired | 0 | 1 | 0 | 0 | 1 | 0 | 0 | 1 | 0 | 0 | 0 | 785652075261 | [16 empty] | cETL Damp | ROBIE 2L BATH-962 | Two Light Wall / Bath |  | 4421602-962.jpg | 4421602.jpg
4421602EN3-05 | Two Light Wall / Bath |  | BATH | Robie | Wall / Bath Lighting | Chrome | 5 | Steel | Etched / White Inside Glass | D:3.5" H:6.125" |  |  | 2 Medium A19 9.3w |  | 2 | Yes | [14 empty] | 0 | [12 empty] | 59.5 | 119 | 178.5 | W:14 5/8'' H:8 1/8'' E:6 3/4'' |  |  |  | 14.625 | 8.125 | Cap Nuts |  |  |  |  | 6.75 |  | No |  | No | [21 empty] | DP:3/4'' W:7'' H:5'' OB UP:5 5/8'' OB DOWN:2 1/2'' Rectangular |  |  |  | 6.5 | Black/White |  |  | Hardwired | 0 | 1 | 0 | 1 | 1 | 0 | 0 | 0 | 0 | 0 | 0 | 785652079733 | [16 empty] | cETL Damp | ROBIE 2L BATH-05 | Two Light Wall / Bath |  | 4421602EN3-05.jpg | 4421602EN3.jpg
4421602EN3-112 | Two Light Wall / Bath |  | BATH | Robie | Wall / Bath Lighting | Midnight Black | 112 | Steel | Etched / White Inside Glass | D:3.5" H:6.125" |  |  | 2 Medium A19 9.3w |  | 2 | Yes | [14 empty] | 0 | [12 empty] | 59.5 | 119 | 178.5 | W:14 5/8'' H:8 1/8'' E:6 3/4'' |  |  |  | 14.625 | 8.125 | Cap Nuts |  |  |  |  | 6.75 |  | No |  | No | [21 empty] | DP:3/4'' W:7'' H:5'' OB UP:5 5/8'' OB DOWN:2 1/2'' Rectangular |  |  |  | 6.5 | Black/White |  |  | Hardwired | 0 | 1 | 0 | 1 | 1 | 0 | 0 | 0 | 0 | 0 | 0 | 785652079740 | [16 empty] | cETL Damp | ROBIE 2L BATH-112 | Two Light Wall / Bath |  | 4421602EN3-112.jpg | 4421602EN3.jpg
4421602EN3-710 | Two Light Wall / Bath |  | BATH | Robie | Wall / Bath Lighting | Burnt Sienna | 710 | Steel | Etched / White Inside Glass | D:3.5" H:6.125" |  |  | 2 Medium A19 9.3w |  | 2 | Yes | [14 empty] | 0 | [12 empty] | 59.5 | 119 | 178.5 | W:14 5/8'' H:8 1/8'' E:6 3/4'' |  |  |  | 14.625 | 8.125 | Cap Nuts |  |  |  |  | 6.75 |  | No |  | No | [21 empty] | DP:3/4'' W:7'' H:5'' OB UP:5 5/8'' OB DOWN:2 1/2'' Rectangular |  |  |  | 6.5 | Black/White |  |  | Hardwired | 0 | 1 | 0 | 1 | 1 | 0 | 0 | 0 | 0 | 0 | 0 | 785652079757 | [16 empty] | cETL Damp | ROBIE 2L BATH-710 | Two Light Wall / Bath |  | 4421602EN3-710.jpg | 4421602EN3.jpg
4421602EN3-962 | Two Light Wall / Bath |  | BATH | Robie | Wall / Bath Lighting | Brushed Nickel | 962 | Steel | Etched / White Inside Glass | D:3.5" H:6.125" |  |  | 2 Medium A19 9.3w |  | 2 | Yes | [14 empty] | 0 | [12 empty] | 59.5 | 119 | 178.5 | W:14 5/8'' H:8 1/8'' E:6 3/4'' |  |  |  | 14.625 | 8.125 | Cap Nuts |  |  |  |  | 6.75 |  | No |  | No | [21 empty] | DP:3/4'' W:7'' H:5'' OB UP:5 5/8'' OB DOWN:2 1/2'' Rectangular |  |  |  | 6.5 | Black/White |  |  | Hardwired | 0 | 1 | 0 | 1 | 1 | 0 | 0 | 0 | 0 | 0 | 0 | 785652079764 | [16 empty] | cETL Damp | ROBIE 2L BATH-962 | Two Light Wall / Bath |  | 4421602EN3-962.jpg | 4421602EN3.jpg
4421603-05 | Three Light Wall / Bath |  | BATH | Robie | Wall / Bath Lighting | Chrome | 5 | Steel | Etched / White Inside Glass | D:3.5" H:6.125" |  |  | 3 Medium A19 75w |  | 3 | No | [14 empty] | 0 | [12 empty] | 69.5 | 139 | 208.5 | W:24'' H:8 1/8'' E:6 3/4'' |  |  |  | 24 | 8.125 | Cap Nuts |  |  |  |  | 6.75 |  | No |  | No | [21 empty] | DP:3/4'' W:7'' H:5'' OB UP:5 5/8'' OB DOWN:2 1/2'' Rectangular |  |  |  | 6.5 | Black/White |  |  | Hardwired | 0 | 1 | 0 | 0 | 1 | 0 | 0 | 1 | 0 | 0 | 0 | 785652075278 | [16 empty] | cETL Damp | ROBIE 3L BATH-05 | Three Light Wall / Bath |  | 4421603-05.jpg | 4421603.jpg
4421603-112 | Three Light Wall / Bath |  | BATH | Robie | Wall / Bath Lighting | Midnight Black | 112 | Steel | Etched / White Inside Glass | D:3.5" H:6.125" |  |  | 3 Medium A19 75w |  | 3 | No | [14 empty] | 0 | [12 empty] | 69.5 | 139 | 208.5 | W:24'' H:8 1/8'' E:6 3/4'' |  |  |  | 24 | 8.125 | Cap Nuts |  |  |  |  | 6.75 |  | No |  | No | [21 empty] | DP:3/4'' W:7'' H:5'' OB UP:5 5/8'' OB DOWN:2 1/2'' Rectangular |  |  |  | 6.5 | Black/White |  |  | Hardwired | 0 | 1 | 0 | 0 | 1 | 0 | 0 | 1 | 0 | 0 | 0 | 785652075285 | 26.25 | 11.5 | 7.25 | 5.5 | 1.267 | 175 | Yes | [9 empty] | cETL Damp | ROBIE 3L BATH-112 | Three Light Wall / Bath |  | 4421603-112.jpg | 4421603.jpg
4421603-710 | Three Light Wall / Bath |  | BATH | Robie | Wall / Bath Lighting | Burnt Sienna | 710 | Steel | Etched / White Inside Glass | D:3.5" H:6.125" |  |  | 3 Medium A19 75w |  | 3 | No | [14 empty] | 0 | [12 empty] | 69.5 | 139 | 208.5 | W:24'' H:8 1/8'' E:6 3/4'' |  |  |  | 24 | 8.125 | Cap Nuts |  |  |  |  | 6.75 |  | No |  | No | [21 empty] | DP:3/4'' W:7'' H:5'' OB UP:5 5/8'' OB DOWN:2 1/2'' Rectangular |  |  |  | 6.5 | Black/White |  |  | Hardwired | 0 | 1 | 0 | 0 | 1 | 0 | 0 | 1 | 0 | 0 | 0 | 785652075292 | [16 empty] | cETL Damp | ROBIE 3L BATH-710 | Three Light Wall / Bath |  | 4421603-710.jpg | 4421603.jpg
4421603-962 | Three Light Wall / Bath |  | BATH | Robie | Wall / Bath Lighting | Brushed Nickel | 962 | Steel | Etched / White Inside Glass | D:3.5" H:6.125" |  |  | 3 Medium A19 75w |  | 3 | No | [14 empty] | 0 | [12 empty] | 69.5 | 139 | 208.5 | W:24'' H:8 1/8'' E:6 3/4'' |  |  |  | 24 | 8.125 | Cap Nuts |  |  |  |  | 6.75 |  | No |  | No | [21 empty] | DP:3/4'' W:7'' H:5'' OB UP:5 5/8'' OB DOWN:2 1/2'' Rectangular |  |  |  | 6.5 | Black/White |  |  | Hardwired | 0 | 1 | 0 | 0 | 1 | 0 | 0 | 1 | 0 | 0 | 0 | 785652075308 | [16 empty] | cETL Damp | ROBIE 3L BATH-962 | Three Light Wall / Bath |  | 4421603-962.jpg | 4421603.jpg
4421603EN3-05 | Three Light Wall / Bath |  | BATH | Robie | Wall / Bath Lighting | Chrome | 5 | Steel | Etched / White Inside Glass | D:3.5" H:6.125" |  |  | 3 Medium A19 9.3w |  | 3 | Yes | [14 empty] | 0 | [12 empty] | 84.5 | 169 | 253.5 | W:24'' H:8 1/8'' E:6 3/4'' |  |  |  | 24 | 8.125 | Cap Nuts |  |  |  |  | 6.75 |  | No |  | No | [21 empty] | DP:3/4'' W:7'' H:5'' OB UP:5 5/8'' OB DOWN:2 1/2'' Rectangular |  |  |  | 6.5 | Black/White |  |  | Hardwired | 0 | 1 | 0 | 1 | 1 | 0 | 0 | 0 | 0 | 0 | 0 | 785652079771 | [16 empty] | cETL Damp | ROBIE 3L BATH-05 | Three Light Wall / Bath |  | 4421603EN3-05.jpg | 4421603EN3.jpg
4421603EN3-112 | Three Light Wall / Bath |  | BATH | Robie | Wall / Bath Lighting | Midnight Black | 112 | Steel | Etched / White Inside Glass | D:3.5" H:6.125" |  |  | 3 Medium A19 9.3w |  | 3 | Yes | [14 empty] | 0 | [12 empty] | 84.5 | 169 | 253.5 | W:24'' H:8 1/8'' E:6 3/4'' |  |  |  | 24 | 8.125 | Cap Nuts |  |  |  |  | 6.75 |  | No |  | No | [21 empty] | DP:3/4'' W:7'' H:5'' OB UP:5 5/8'' OB DOWN:2 1/2'' Rectangular |  |  |  | 6.5 | Black/White |  |  | Hardwired | 0 | 1 | 0 | 1 | 1 | 0 | 0 | 0 | 0 | 0 | 0 | 785652079788 | [16 empty] | cETL Damp | ROBIE 3L BATH-112 | Three Light Wall / Bath |  | 4421603EN3-112.jpg | 4421603EN3.jpg
4421603EN3-710 | Three Light Wall / Bath |  | BATH | Robie | Wall / Bath Lighting | Burnt Sienna | 710 | Steel | Etched / White Inside Glass | D:3.5" H:6.125" |  |  | 3 Medium A19 9.3w |  | 3 | Yes | [14 empty] | 0 | [12 empty] | 84.5 | 169 | 253.5 | W:24'' H:8 1/8'' E:6 3/4'' |  |  |  | 24 | 8.125 | Cap Nuts |  |  |  |  | 6.75 |  | No |  | No | [21 empty] | DP:3/4'' W:7'' H:5'' OB UP:5 5/8'' OB DOWN:2 1/2'' Rectangular |  |  |  | 6.5 | Black/White |  |  | Hardwired | 0 | 1 | 0 | 1 | 1 | 0 | 0 | 0 | 0 | 0 | 0 | 785652079795 | [16 empty] | cETL Damp | ROBIE 3L BATH-710 | Three Light Wall / Bath |  | 4421603EN3-710.jpg | 4421603EN3.jpg
4421603EN3-962 | Three Light Wall / Bath |  | BATH | Robie | Wall / Bath Lighting | Brushed Nickel | 962 | Steel | Etched / White Inside Glass | D:3.5" H:6.125" |  |  | 3 Medium A19 9.3w |  | 3 | Yes | [14 empty] | 0 | [12 empty] | 84.5 | 169 | 253.5 | W:24'' H:8 1/8'' E:6 3/4'' |  |  |  | 24 | 8.125 | Cap Nuts |  |  |  |  | 6.75 |  | No |  | No | [21 empty] | DP:3/4'' W:7'' H:5'' OB UP:5 5/8'' OB DOWN:2 1/2'' Rectangular |  |  |  | 6.5 | Black/White |  |  | Hardwired | 0 | 1 | 0 | 1 | 1 | 0 | 0 | 0 | 0 | 0 | 0 | 785652079801 | [16 empty] | cETL Damp | ROBIE 3L BATH-962 | Three Light Wall / Bath |  | 4421603EN3-962.jpg | 4421603EN3.jpg
4421604-05 | Four Light Wall / Bath |  | BATH | Robie | Wall / Bath Lighting | Chrome | 5 | Steel | Etched / White Inside Glass | D:3.5" H:6.125" |  |  | 4 Medium A19 75w |  | 4 | No | [14 empty] | 0 | [12 empty] | 84.5 | 169 | 253.5 | W:34'' H:8 1/8'' E:6 3/4'' |  |  |  | 34 | 8.125 | Cap Nuts |  |  |  |  | 6.75 |  | No |  | No | [21 empty] | DP:3/4'' W:7'' H:5'' OB UP:5 5/8'' OB DOWN:2 1/2'' Rectangular |  |  |  | 6.5 | Black/White |  |  | Hardwired | 0 | 1 | 0 | 0 | 1 | 0 | 0 | 1 | 0 | 0 | 0 | 785652075315 | [16 empty] | cETL Damp | ROBIE 4L BATH-05 | Four Light Wall / Bath |  | 4421604-05.jpg | 4421604.jpg
4421604-112 | Four Light Wall / Bath |  | BATH | Robie | Wall / Bath Lighting | Midnight Black | 112 | Steel | Etched / White Inside Glass | D:3.5" H:6.125" |  |  | 4 Medium A19 75w |  | 4 | No | [14 empty] | 0 | [12 empty] | 84.5 | 169 | 253.5 | W:34'' H:8 1/8'' E:6 3/4'' |  |  |  | 34 | 8.125 | Cap Nuts |  |  |  |  | 6.75 |  | No |  | No | [21 empty] | DP:3/4'' W:7'' H:5'' OB UP:5 5/8'' OB DOWN:2 1/2'' Rectangular |  |  |  | 6.5 | Black/White |  |  | Hardwired | 0 | 1 | 0 | 0 | 1 | 0 | 0 | 1 | 0 | 0 | 0 | 785652075322 | [16 empty] | cETL Damp | ROBIE 4L BATH-112 | Four Light Wall / Bath |  | 4421604-112.jpg | 4421604.jpg
4421604-710 | Four Light Wall / Bath |  | BATH | Robie | Wall / Bath Lighting | Burnt Sienna | 710 | Steel | Etched / White Inside Glass | D:3.5" H:6.125" |  |  | 4 Medium A19 75w |  | 4 | No | [14 empty] | 0 | [12 empty] | 84.5 | 169 | 253.5 | W:34'' H:8 1/8'' E:6 3/4'' |  |  |  | 34 | 8.125 | Cap Nuts |  |  |  |  | 6.75 |  | No |  | No | [21 empty] | DP:3/4'' W:7'' H:5'' OB UP:5 5/8'' OB DOWN:2 1/2'' Rectangular |  |  |  | 6.5 | Black/White |  |  | Hardwired | 0 | 1 | 0 | 0 | 1 | 0 | 0 | 1 | 0 | 0 | 0 | 785652075339 | [16 empty] | cETL Damp | ROBIE 4L BATH-710 | Four Light Wall / Bath |  | 4421604-710.jpg | 4421604.jpg
4421604-962 | Four Light Wall / Bath |  | BATH | Robie | Wall / Bath Lighting | Brushed Nickel | 962 | Steel | Etched / White Inside Glass | D:3.5" H:6.125" |  |  | 4 Medium A19 75w |  | 4 | No | [14 empty] | 0 | [12 empty] | 84.5 | 169 | 253.5 | W:34'' H:8 1/8'' E:6 3/4'' |  |  |  | 34 | 8.125 | Cap Nuts |  |  |  |  | 6.75 |  | No |  | No | [21 empty] | DP:3/4'' W:7'' H:5'' OB UP:5 5/8'' OB DOWN:2 1/2'' Rectangular |  |  |  | 6.5 | Black/White |  |  | Hardwired | 0 | 1 | 0 | 0 | 1 | 0 | 0 | 1 | 0 | 0 | 0 | 785652075346 | [16 empty] | cETL Damp | ROBIE 4L BATH-962 | Four Light Wall / Bath |  | 4421604-962.jpg | 4421604.jpg
4421604EN3-05 | Four Light Wall / Bath |  | BATH | Robie | Wall / Bath Lighting | Chrome | 5 | Steel | Etched / White Inside Glass | D:3.5" H:6.125" |  |  | 4 Medium A19 9.3w |  | 4 | Yes | [14 empty] | 0 | [12 empty] | 104.5 | 209 | 313.5 | W:34'' H:8 1/8'' E:6 3/4'' |  |  |  | 34 | 8.125 | Cap Nuts |  |  |  |  | 6.75 |  | No |  | No | [21 empty] | DP:3/4'' W:7'' H:5'' OB UP:5 5/8'' OB DOWN:2 1/2'' Rectangular |  |  |  | 6.5 | Black/White |  |  | Hardwired | 0 | 1 | 0 | 1 | 1 | 0 | 0 | 0 | 0 | 0 | 0 | 785652079818 | [16 empty] | cETL Damp | ROBIE 4L BATH-05 | Four Light Wall / Bath |  | 4421604EN3-05.jpg | 4421604EN3.jpg
4421604EN3-112 | Four Light Wall / Bath |  | BATH | Robie | Wall / Bath Lighting | Midnight Black | 112 | Steel | Etched / White Inside Glass | D:3.5" H:6.125" |  |  | 4 Medium A19 9.3w |  | 4 | Yes | [14 empty] | 0 | [12 empty] | 104.5 | 209 | 313.5 | W:34'' H:8 1/8'' E:6 3/4'' |  |  |  | 34 | 8.125 | Cap Nuts |  |  |  |  | 6.75 |  | No |  | No | [21 empty] | DP:3/4'' W:7'' H:5'' OB UP:5 5/8'' OB DOWN:2 1/2'' Rectangular |  |  |  | 6.5 | Black/White |  |  | Hardwired | 0 | 1 | 0 | 1 | 1 | 0 | 0 | 0 | 0 | 0 | 0 | 785652079825 | [16 empty] | cETL Damp | ROBIE 4L BATH-112 | Four Light Wall / Bath |  | 4421604EN3-112.jpg | 4421604EN3.jpg
4421604EN3-710 | Four Light Wall / Bath |  | BATH | Robie | Wall / Bath Lighting | Burnt Sienna | 710 | Steel | Etched / White Inside Glass | D:3.5" H:6.125" |  |  | 4 Medium A19 9.3w |  | 4 | Yes | [14 empty] | 0 | [12 empty] | 104.5 | 209 | 313.5 | W:34'' H:8 1/8'' E:6 3/4'' |  |  |  | 34 | 8.125 | Cap Nuts |  |  |  |  | 6.75 |  | No |  | No | [21 empty] | DP:3/4'' W:7'' H:5'' OB UP:5 5/8'' OB DOWN:2 1/2'' Rectangular |  |  |  | 6.5 | Black/White |  |  | Hardwired | 0 | 1 | 0 | 1 | 1 | 0 | 0 | 0 | 0 | 0 | 0 | 785652079832 | [16 empty] | cETL Damp | ROBIE 4L BATH-710 | Four Light Wall / Bath |  | 4421604EN3-710.jpg | 4421604EN3.jpg
4421604EN3-962 | Four Light Wall / Bath |  | BATH | Robie | Wall / Bath Lighting | Brushed Nickel | 962 | Steel | Etched / White Inside Glass | D:3.5" H:6.125" |  |  | 4 Medium A19 9.3w |  | 4 | Yes | [14 empty] | 0 | [12 empty] | 104.5 | 209 | 313.5 | W:34'' H:8 1/8'' E:6 3/4'' |  |  |  | 34 | 8.125 | Cap Nuts |  |  |  |  | 6.75 |  | No |  | No | [21 empty] | DP:3/4'' W:7'' H:5'' OB UP:5 5/8'' OB DOWN:2 1/2'' Rectangular |  |  |  | 6.5 | Black/White |  |  | Hardwired | 0 | 1 | 0 | 1 | 1 | 0 | 0 | 0 | 0 | 0 | 0 | 785652079849 | [16 empty] | cETL Damp | ROBIE 4L BATH-962 | Four Light Wall / Bath |  | 4421604EN3-962.jpg | 4421604EN3.jpg
4422991S-962 | LED Wall / Bath | Uber-sleek and modern, the Vandeventer bath collection by Sea Gull Lighting has clean lines and a contemporary rectilinear profile made of White Acrylic and Steel. Featuring fully dimmable, warm white LED light, the fixtures can be installed horizontally or vertically for ultimate design flexibility. The LEDs are long-lasting to minimize the need to change the light source over time. Offered in the Brushed Nickel finish, the bath lighting collection includes a 23” linear vanity fixture (which consumes only 18 watts of power), a 36” linear vanity fixture (which consumes only 29 watts of power), plus a wall sconce (which consumes only 8 watts power). | BATH | Vandeventer | Wall / Bath Lighting | Brushed Nickel | 962 | Steel | White Acrylic | [5 empty] | 1 | No | 1800 | 2700 | 90 | 18 | 120 | 19 - Integrated | LED - Array |  | 10 | 100 | LED | 18 | 18 | 50000 | 0 | [12 empty] | 112.98 | 225.96 | 338.94 | W:23 1/4'' H:4 1/4'' E:5'' | 4.2 |  |  | 23.25 | 4.25 | Wall / Bath |  |  |  |  | 5 |  | No |  | No | [21 empty] | DP:1 1/2'' W:4 1/4'' H:7'' OB UP:2 1/4'' OB DOWN:21'' Rectangular |  |  |  | 6 | Black/White |  |  | Hardwired | 0 | 0 | 0 | 0 | 1 | 0 | 1 | 0 | 0 | 0 | 0 | 785652259500 | 26.25 | 7.75 | 6.75 | 5.5 | 0.795 | 125 | Yes | [9 empty] | cETL Damp | VANDEVENTER 24IN LED BATH-962 | LED Wall / Bath |  | 4422991S-962.jpg | 4422991S.jpg
4423002-05 | Two Light Wall / Bath | The Waseca Collection gives subtle nods to the craftsman movement while still making its own modernist statement. The subtly radiuses square and rectangle details translate across myriad design styles. Waseca offers a versatile choice of finishes in Burnt Sienna and Chrome. Etched glass shades artfully illuminate any bath space. Available in a variety of installations from single to multiple bulbs to suit the setting and define the mood. Options abound to redefine a bath setting with a transitional style that is simultaneously classic and contemporary. All fixtures are ENERGY STAR®-qualified and California Title 24 compliant. | BATH | Waseca | Wall / Bath Lighting | Chrome | 5 | Steel | Etched / White Inside Glass | L:4.25" W:4.25" H:5.75" |  |  | 2 Medium A19 100w |  | 2 | No | [14 empty] | 0 | [12 empty] | 49.98 | 99.96 | 149.94 | W:13 1/4'' H:8 1/4'' E:6 1/4'' | 4.11 |  |  | 13.25 | 8.25 | Cap Nuts |  |  |  |  | 6.25 |  | No |  | No | [21 empty] | DP:1'' W:8'' H:5'' OB UP:5 3/4'' OB DOWN:2 1/2'' Irregular |  |  |  | 6.5 | Black/White |  |  | Hardwired | 0 | 1 | 0 | 0 | 1 | 0 | 0 | 1 | 0 | 0 | 0 | 785652057786 | 13.5 | 11.75 | 7.5 | 5.4 | 0.688 | 125 | Yes | [9 empty] | cETL Damp | WASECA 2L SCONCE-05 | Two Light Wall / Bath |  | 4423002-05.png | 4423002.jpg
4423002-710 | Two Light Wall / Bath | The Waseca Collection gives subtle nods to the craftsman movement while still making its own modernist statement. The subtly radiuses square and rectangle details translate across myriad design styles. Waseca offers a versatile choice of finishes in Burnt Sienna and Chrome. Etched glass shades artfully illuminate any bath space. Available in a variety of installations from single to multiple bulbs to suit the setting and define the mood. Options abound to redefine a bath setting with a transitional style that is simultaneously classic and contemporary. All fixtures are ENERGY STAR®-qualified and California Title 24 compliant. | BATH | Waseca | Wall / Bath Lighting | Burnt Sienna | 710 | Steel | Etched / White Inside Glass | L:4.25" W:4.25" H:5.75" |  |  | 2 Medium A19 100w |  | 2 | No | [14 empty] | 0 | [12 empty] | 48.45 | 96.9 | 145.35 | W:13 1/4'' H:8 1/4'' E:6 1/4'' | 4.11 |  |  | 13.25 | 8.25 | Cap Nuts |  |  |  |  | 6.25 |  | No |  | No | [21 empty] | DP:1'' W:8'' H:5'' OB UP:5 3/4'' OB DOWN:2 1/2'' Irregular |  |  |  | 6.5 | Black/White |  |  | Hardwired | 0 | 1 | 0 | 0 | 1 | 0 | 0 | 1 | 0 | 0 | 0 | 785652057779 | 21.25 | 11.5 | 7.5 | 7.5 | 1.061 | 125 | Yes | [9 empty] | cETL Damp | WASECA 2L SCONCE-710 | Two Light Wall / Bath |  | 4423002-710.png | 4423002.jpg
4423002EN3-05 | Two Light Wall / Bath | The Waseca Collection gives subtle nods to the craftsman movement while still making its own modernist statement. The subtly radiuses square and rectangle details translate across myriad design styles. Waseca offers a versatile choice of finishes in Burnt Sienna and Chrome. Etched glass shades artfully illuminate any bath space. Available in a variety of installations from single to multiple bulbs to suit the setting and define the mood. Options abound to redefine a bath setting with a transitional style that is simultaneously classic and contemporary. All fixtures are ENERGY STAR®-qualified and California Title 24 compliant. | BATH | Waseca | Wall / Bath Lighting | Chrome | 5 | Steel | Etched / White Inside Glass | L:4.25" W:4.25" H:5.75" |  |  | 2 Medium A19 9.3w |  | 2 | Yes | [14 empty] | 0 | [12 empty] | 62.48 | 124.96 | 187.44 | W:13 1/4'' H:8 1/4'' E:6 1/4'' | 4.11 |  |  | 13.25 | 8.25 | Cap Nuts |  |  |  |  | 6.25 |  | No |  | No | [21 empty] | DP:1'' W:8'' H:5'' OB UP:5 3/4'' OB DOWN:2 1/2'' Irregular |  |  |  | 6.5 | Black/White |  |  | Hardwired | 0 | 1 | 0 | 1 | 1 | 0 | 0 | 0 | 0 | 0 | 0 | 785652058615 | 13.5 | 11.75 | 7.5 | 5.4 | 0.688 | 125 | Yes | [9 empty] | cETL Damp | WASECA 2L SCONCE-05 | Two Light Wall / Bath |  | 4423002EN3-05.png | 4423002EN3.jpg
4423002EN3-710 | Two Light Wall / Bath | The Waseca Collection gives subtle nods to the craftsman movement while still making its own modernist statement. The subtly radiuses square and rectangle details translate across myriad design styles. Waseca offers a versatile choice of finishes in Burnt Sienna and Chrome. Etched glass shades artfully illuminate any bath space. Available in a variety of installations from single to multiple bulbs to suit the setting and define the mood. Options abound to redefine a bath setting with a transitional style that is simultaneously classic and contemporary. All fixtures are ENERGY STAR®-qualified and California Title 24 compliant. | BATH | Waseca | Wall / Bath Lighting | Burnt Sienna | 710 | Steel | Etched / White Inside Glass | L:4.25" W:4.25" H:5.75" |  |  | 2 Medium A19 9.3w |  | 2 | Yes | [14 empty] | 0 | [12 empty] | 62.48 | 124.96 | 187.44 | W:13 1/4'' H:8 1/4'' E:6 1/4'' | 4.11 |  |  | 13.25 | 8.25 | Cap Nuts |  |  |  |  | 6.25 |  | No |  | No | [21 empty] | DP:1'' W:8'' H:5'' OB UP:5 3/4'' OB DOWN:2 1/2'' Irregular |  |  |  | 6.5 | Black/White |  |  | Hardwired | 0 | 1 | 0 | 1 | 1 | 0 | 0 | 0 | 0 | 0 | 0 | 785652058608 | 13.5 | 11.75 | 7.5 | 5 | 0.688 | 125 | Yes | [9 empty] | cETL Damp | WASECA 2L SCONCE-710 | Two Light Wall / Bath |  | 4423002EN3-710.png | 4423002EN3.jpg
4423003-05 | Three Light Wall / Bath | The Waseca Collection gives subtle nods to the craftsman movement while still making its own modernist statement. The subtly radiuses square and rectangle details translate across myriad design styles. Waseca offers a versatile choice of finishes in Burnt Sienna and Chrome. Etched glass shades artfully illuminate any bath space. Available in a variety of installations from single to multiple bulbs to suit the setting and define the mood. Options abound to redefine a bath setting with a transitional style that is simultaneously classic and contemporary. All fixtures are ENERGY STAR®-qualified and California Title 24 compliant. | BATH | Waseca | Wall / Bath Lighting | Chrome | 5 | Steel | Etched / White Inside Glass | L:4.25" W:4.25" H:5.75" |  |  | 3 Medium A19 100w |  | 3 | No | [14 empty] | 0 | [12 empty] | 66.98 | 133.96 | 200.94 | W:21'' H:8 1/4'' E:6 1/4'' | 5.9 |  |  | 21 | 8.25 | Cap Nuts |  |  |  |  | 6.25 |  | No |  | No | [21 empty] | DP:1'' W:8'' H:5'' OB UP:5 3/4'' OB DOWN:2 1/2'' Irregular |  |  |  | 6.5 | Black/White |  |  | Hardwired | 0 | 1 | 0 | 0 | 1 | 0 | 0 | 1 | 0 | 0 | 0 | 785652057816 | 21.5 | 11.25 | 7.5 | 7.6 | 1.05 | 125 | Yes | [9 empty] | cETL Damp | WASECA 3L SCONCE-05 | Three Light Wall / Bath |  | 4423003-05.png | 4423003.jpg
4423003-710 | Three Light Wall / Bath | The Waseca Collection gives subtle nods to the craftsman movement while still making its own modernist statement. The subtly radiuses square and rectangle details translate across myriad design styles. Waseca offers a versatile choice of finishes in Burnt Sienna and Chrome. Etched glass shades artfully illuminate any bath space. Available in a variety of installations from single to multiple bulbs to suit the setting and define the mood. Options abound to redefine a bath setting with a transitional style that is simultaneously classic and contemporary. All fixtures are ENERGY STAR®-qualified and California Title 24 compliant. | BATH | Waseca | Wall / Bath Lighting | Burnt Sienna | 710 | Steel | Etched / White Inside Glass | L:4.25" W:4.25" H:5.75" |  |  | 3 Medium A19 100w |  | 3 | No | [14 empty] | 0 | [12 empty] | 63.95 | 127.9 | 191.85 | W:21'' H:8 1/4'' E:6 1/4'' | 5.9 |  |  | 21 | 8.25 | Cap Nuts |  |  |  |  | 6.25 |  | No |  | No | [21 empty] | DP:1'' W:8'' H:5'' OB UP:5 3/4'' OB DOWN:2 1/2'' Irregular |  |  |  | 6.5 | Black/White |  |  | Hardwired | 0 | 1 | 0 | 0 | 1 | 0 | 0 | 1 | 0 | 0 | 0 | 785652057793 | 21.5 | 11.25 | 7.5 | 7.6 | 1.05 | 125 | Yes | [9 empty] | cETL Damp | WASECA 3L SCONCE-710 | Three Light Wall / Bath |  | 4423003-710.png | 4423003.jpg
4423003EN3-05 | Three Light Wall / Bath | The Waseca Collection gives subtle nods to the craftsman movement while still making its own modernist statement. The subtly radiuses square and rectangle details translate across myriad design styles. Waseca offers a versatile choice of finishes in Burnt Sienna and Chrome. Etched glass shades artfully illuminate any bath space. Available in a variety of installations from single to multiple bulbs to suit the setting and define the mood. Options abound to redefine a bath setting with a transitional style that is simultaneously classic and contemporary. All fixtures are ENERGY STAR®-qualified and California Title 24 compliant. | BATH | Waseca | Wall / Bath Lighting | Chrome | 5 | Steel | Etched / White Inside Glass | L:4.25" W:4.25" H:5.75" |  |  | 3 Medium A19 9.3w |  | 3 | Yes | [14 empty] | 0 | [12 empty] | 84.98 | 169.96 | 254.94 | W:21'' H:8 1/4'' E:6 1/4'' | 5.9 |  |  | 21 | 8.25 | Cap Nuts |  |  |  |  | 6.25 |  | No |  | No | [21 empty] | DP:1'' W:8'' H:5'' OB UP:5 3/4'' OB DOWN:2 1/2'' Irregular |  |  |  | 6.5 | Black/White |  |  | Hardwired | 0 | 1 | 0 | 1 | 1 | 0 | 0 | 0 | 0 | 0 | 0 | 785652058639 | 21.5 | 11.25 | 7.5 | 7.6 | 1.05 | 125 | Yes | [9 empty] | cETL Damp | WASECA 3L SCONCE-05 | Three Light Wall / Bath |  | 4423003EN3-05.png | 4423003EN3.jpg
4423003EN3-710 | Three Light Wall / Bath | The Waseca Collection gives subtle nods to the craftsman movement while still making its own modernist statement. The subtly radiuses square and rectangle details translate across myriad design styles. Waseca offers a versatile choice of finishes in Burnt Sienna and Chrome. Etched glass shades artfully illuminate any bath space. Available in a variety of installations from single to multiple bulbs to suit the setting and define the mood. Options abound to redefine a bath setting with a transitional style that is simultaneously classic and contemporary. All fixtures are ENERGY STAR®-qualified and California Title 24 compliant. | BATH | Waseca | Wall / Bath Lighting | Burnt Sienna | 710 | Steel | Etched / White Inside Glass | L:4.25" W:4.25" H:5.75" |  |  | 3 Medium A19 9.3w |  | 3 | Yes | [14 empty] | 0 | [12 empty] | 81.45 | 162.9 | 244.35 | W:21'' H:8 1/4'' E:6 1/4'' | 5.9 |  |  | 21 | 8.25 | Cap Nuts |  |  |  |  | 6.25 |  | No |  | No | [21 empty] | DP:1'' W:8'' H:5'' OB UP:5 3/4'' OB DOWN:2 1/2'' Irregular |  |  |  | 6.5 | Black/White |  |  | Hardwired | 0 | 1 | 0 | 1 | 1 | 0 | 0 | 0 | 0 | 0 | 0 | 785652058622 | 21.5 | 11.25 | 7.5 | 7.6 | 1.05 | 125 | Yes | [9 empty] | cETL Damp | WASECA 3L SCONCE-710 | Three Light Wall / Bath |  | 4423003EN3-710.png | 4423003EN3.jpg
4423004-05 | Four Light Wall / Bath | The Waseca Collection gives subtle nods to the craftsman movement while still making its own modernist statement. The subtly radiuses square and rectangle details translate across myriad design styles. Waseca offers a versatile choice of finishes in Burnt Sienna and Chrome. Etched glass shades artfully illuminate any bath space. Available in a variety of installations from single to multiple bulbs to suit the setting and define the mood. Options abound to redefine a bath setting with a transitional style that is simultaneously classic and contemporary. All fixtures are ENERGY STAR®-qualified and California Title 24 compliant. | BATH | Waseca | Wall / Bath Lighting | Chrome | 5 | Steel | Etched / White Inside Glass | L:4.25" W:4.25" H:5.75" |  |  | 4 Medium A19 100w |  | 4 | No | [14 empty] | 0 | [12 empty] | 85.98 | 171.96 | 257.94 | W:29 3/8'' H:8 1/4'' E:6 1/4'' | 7.44 |  |  | 29.375 | 8.25 | Cap Nuts |  |  |  |  | 6.25 |  | No |  | No | [21 empty] | DP:1'' W:8'' H:5'' OB UP:5 3/4'' OB DOWN:2 1/2'' Irregular |  |  |  | 6.5 | Black/White |  |  | Hardwired | 0 | 1 | 0 | 0 | 1 | 0 | 0 | 1 | 0 | 0 | 0 | 785652057830 | 30.5 | 11.5 | 7.5 | 10 | 1.522 | 125 | Yes | [9 empty] | cETL Damp | WASECA 4L SCONCE-05 | Four Light Wall / Bath |  | 4423004-05.png | 4423004.jpg
4423004-710 | Four Light Wall / Bath | The Waseca Collection gives subtle nods to the craftsman movement while still making its own modernist statement. The subtly radiuses square and rectangle details translate across myriad design styles. Waseca offers a versatile choice of finishes in Burnt Sienna and Chrome. Etched glass shades artfully illuminate any bath space. Available in a variety of installations from single to multiple bulbs to suit the setting and define the mood. Options abound to redefine a bath setting with a transitional style that is simultaneously classic and contemporary. All fixtures are ENERGY STAR®-qualified and California Title 24 compliant. | BATH | Waseca | Wall / Bath Lighting | Burnt Sienna | 710 | Steel | Etched / White Inside Glass | L:4.25" W:4.25" H:5.75" |  |  | 4 Medium A19 100w |  | 4 | No | [14 empty] | 0 | [12 empty] | 82.45 | 164.9 | 247.35 | W:29 3/8'' H:8 1/4'' E:6 1/4'' | 7.44 |  |  | 29.375 | 8.25 | Cap Nuts |  |  |  |  | 6.25 |  | No |  | No | [21 empty] | DP:1'' W:8'' H:5'' OB UP:5 3/4'' OB DOWN:2 1/2'' Irregular |  |  |  | 6.5 | Black/White |  |  | Hardwired | 0 | 1 | 0 | 0 | 1 | 0 | 0 | 1 | 0 | 0 | 0 | 785652057823 | 30.5 | 11.5 | 7.5 | 10 | 1.522 | 125 | Yes | [9 empty] | cETL Damp | WASECA 4L SCONCE-710 | Four Light Wall / Bath |  | 4423004-710.png | 4423004.jpg
4423004EN3-05 | Four Light Wall / Bath | The Waseca Collection gives subtle nods to the craftsman movement while still making its own modernist statement. The subtly radiuses square and rectangle details translate across myriad design styles. Waseca offers a versatile choice of finishes in Burnt Sienna and Chrome. Etched glass shades artfully illuminate any bath space. Available in a variety of installations from single to multiple bulbs to suit the setting and define the mood. Options abound to redefine a bath setting with a transitional style that is simultaneously classic and contemporary. All fixtures are ENERGY STAR®-qualified and California Title 24 compliant. | BATH | Waseca | Wall / Bath Lighting | Chrome | 5 | Steel | Etched / White Inside Glass | L:4.25" W:4.25" H:5.75" |  |  | 4 Medium A19 9.3w |  | 4 | Yes | [14 empty] | 0 | [12 empty] | 109.98 | 219.96 | 329.94 | W:29 3/8'' H:8 1/4'' E:6 1/4'' | 7.44 |  |  | 29.375 | 8.25 | Cap Nuts |  |  |  |  | 6.25 |  | No |  | No | [21 empty] | DP:1'' W:8'' H:5'' OB UP:5 3/4'' OB DOWN:2 1/2'' Irregular |  |  |  | 6.5 | Black/White |  |  | Hardwired | 0 | 1 | 0 | 1 | 1 | 0 | 0 | 0 | 0 | 0 | 0 | 785652058653 | 30.5 | 11.5 | 7.5 | 10 | 1.522 | 110 | Yes | [9 empty] | cETL Damp | WASECA 4L SCONCE-05 | Four Light Wall / Bath |  | 4423004EN3-05.jpg | 4423004EN3.jpg
4423004EN3-710 | Four Light Wall / Bath | The Waseca Collection gives subtle nods to the craftsman movement while still making its own modernist statement. The subtly radiuses square and rectangle details translate across myriad design styles. Waseca offers a versatile choice of finishes in Burnt Sienna and Chrome. Etched glass shades artfully illuminate any bath space. Available in a variety of installations from single to multiple bulbs to suit the setting and define the mood. Options abound to redefine a bath setting with a transitional style that is simultaneously classic and contemporary. All fixtures are ENERGY STAR®-qualified and California Title 24 compliant. | BATH | Waseca | Wall / Bath Lighting | Burnt Sienna | 710 | Steel | Etched / White Inside Glass | L:4.25" W:4.25" H:5.75" |  |  | 4 Medium A19 9.3w |  | 4 | Yes | [14 empty] | 0 | [12 empty] | 109.98 | 219.96 | 329.94 | W:29 3/8'' H:8 1/4'' E:6 1/4'' | 7.44 |  |  | 29.375 | 8.25 | Cap Nuts |  |  |  |  | 6.25 |  | No |  | No | [21 empty] | DP:1'' W:8'' H:5'' OB UP:5 3/4'' OB DOWN:2 1/2'' Irregular |  |  |  | 6.5 | Black/White |  |  | Hardwired | 0 | 1 | 0 | 1 | 1 | 0 | 0 | 0 | 0 | 0 | 0 | 785652058646 | 30 | 7.25 | 11 | 11.33 | 1.385 |  | Yes | [9 empty] | cETL Damp | WASECA 4L SCONCE-710 | Four Light Wall / Bath |  | 4423004EN3-710.png | 4423004EN3.jpg
4424502-710 | Two Light Wall / Bath | The transitional styling of the Hanford lighting collection by Sea Gull Lighting is evident in its elegant symmetry articulated by long, sweeping arms. Tapered Etched glass shades produce a soft uplight and make Hanford complementary to a wide array of décor from traditional to contemporary. Offered in both Brushed Nickel and Burnt Sienna finishes, the collection includes five-, nine- and fifteen-light chandeliers, a three-light hall/foyer light, a one-light mini pendant, a three-light pendant, a three-light semi-flush mount which can convert into a pendant, and one-, two-, three- and four-light bath fixtures. Incandescent and ENERGY STAR-qualified LED lamping are available; all fixtures are California Title 24 compliant. | BATH | Hanford | Wall / Bath Lighting | Burnt Sienna | 710 | Steel | Satin Etched Glass | D:5.125" H:5.75" |  |  | 2 Medium A19 100w |  | 2 | No | [14 empty] | 0 | [12 empty] | 44.98 | 89.96 | 134.94 | W:14 9/16'' H:9 5/8'' E:6 1/2'' | 4.8 |  |  | 14.5625 | 9.625 | Cap Nuts |  |  |  |  | 6.5 |  | No |  | No | [21 empty] | DP:7/8'' W:6'' H:4 9/16'' OB UP:5 15/16'' OB DOWN:3 11/16'' Rectangular |  |  |  | 6.5 | Black/White |  |  | Hardwired | 0 | 1 | 0 | 0 | 1 | 0 | 0 | 1 | 0 | 0 | 0 | 785652110832 | 17 | 11.25 | 9.25 | 6.1 | 1.024 | 125 | Yes | 2 | 10785652110839 | 18.75 | 17.25 | 12.25 | 13.7 | 2.293 | Yes |  | cETL Damp | HANFORD 2L BATH-710 | Two Light Wall / Bath |  | 4424502-710.jpg | 4424502.jpg
4424502-962 | Two Light Wall / Bath | The transitional styling of the Hanford lighting collection by Sea Gull Lighting is evident in its elegant symmetry articulated by long, sweeping arms. Tapered Etched glass shades produce a soft uplight and make Hanford complementary to a wide array of décor from traditional to contemporary. Offered in both Brushed Nickel and Burnt Sienna finishes, the collection includes five-, nine- and fifteen-light chandeliers, a three-light hall/foyer light, a one-light mini pendant, a three-light pendant, a three-light semi-flush mount which can convert into a pendant, and one-, two-, three- and four-light bath fixtures. Incandescent and ENERGY STAR-qualified LED lamping are available; all fixtures are California Title 24 compliant. | BATH | Hanford | Wall / Bath Lighting | Brushed Nickel | 962 | Steel | Satin Etched Glass | D:5.125" H:5.75" |  |  | 2 Medium A19 100w |  | 2 | No | [14 empty] | 0 | [12 empty] | 44.98 | 89.96 | 134.94 | W:14 9/16'' H:9 5/8'' E:6 1/2'' | 4.8 |  |  | 14.5625 | 9.625 | Cap Nuts |  |  |  |  | 6.5 |  | No |  | No | [21 empty] | DP:7/8'' W:6'' H:4 9/16'' OB UP:5 15/16'' OB DOWN:3 11/16'' Rectangular |  |  |  | 6.5 | Black/White |  |  | Hardwired | 0 | 1 | 0 | 0 | 1 | 0 | 0 | 1 | 0 | 0 | 0 | 785652110863 | 16.75 | 11.25 | 9.25 | 6.1 | 1.009 | 125 | Yes | 2 | 10785652110860 | 18.75 | 17.25 | 12.25 | 13.8 | 2.293 | Yes |  | cETL Damp | HANFORD 2L BATH-962 | Two Light Wall / Bath |  | 4424502-962.jpg | 4424502.jpg
4424502EN3-710 | Two Light Wall / Bath | The transitional styling of the Hanford lighting collection by Sea Gull Lighting is evident in its elegant symmetry articulated by long, sweeping arms. Tapered Etched glass shades produce a soft uplight and make Hanford complementary to a wide array of décor from traditional to contemporary. Offered in both Brushed Nickel and Burnt Sienna finishes, the collection includes five-, nine- and fifteen-light chandeliers, a three-light hall/foyer light, a one-light mini pendant, a three-light pendant, a three-light semi-flush mount which can convert into a pendant, and one-, two-, three- and four-light bath fixtures. Incandescent and ENERGY STAR-qualified LED lamping are available; all fixtures are California Title 24 compliant. | BATH | Hanford | Wall / Bath Lighting | Burnt Sienna | 710 | Steel | Satin Etched Glass | D:5.125" H:5.75" |  |  | 2 Medium A19 9.3w |  | 2 | Yes | [14 empty] | 0 | [12 empty] | 56.48 | 112.96 | 169.44 | W:14 9/16'' H:9 5/8'' E:6 1/2'' | 4.8 |  |  | 14.5625 | 9.625 | Cap Nuts |  |  |  |  | 6.5 |  | No |  | No | [21 empty] | DP:7/8'' W:6'' H:4 9/16'' OB UP:5 15/16'' OB DOWN:3 11/16'' Rectangular |  |  |  | 6.5 | Black/White |  |  | Hardwired | 0 | 1 | 0 | 1 | 1 | 0 | 0 | 0 | 0 | 0 | 0 | 785652045783 | 16.75 | 11.25 | 9.25 | 6.1 | 1.009 | 125 | Yes | 2 | 10785652045780 | 18.75 | 17.25 | 12.25 | 13.7 | 2.293 | Yes |  | cETL Damp | HANFORD 2L BATH-710 | Two Light Wall / Bath |  | 4424502EN3-710.jpg | 4424502.jpg
4424502EN3-962 | Two Light Wall / Bath | The transitional styling of the Hanford lighting collection by Sea Gull Lighting is evident in its elegant symmetry articulated by long, sweeping arms. Tapered Etched glass shades produce a soft uplight and make Hanford complementary to a wide array of décor from traditional to contemporary. Offered in both Brushed Nickel and Burnt Sienna finishes, the collection includes five-, nine- and fifteen-light chandeliers, a three-light hall/foyer light, a one-light mini pendant, a three-light pendant, a three-light semi-flush mount which can convert into a pendant, and one-, two-, three- and four-light bath fixtures. Incandescent and ENERGY STAR-qualified LED lamping are available; all fixtures are California Title 24 compliant. | BATH | Hanford | Wall / Bath Lighting | Brushed Nickel | 962 | Steel | Satin Etched Glass | D:5.125" H:5.75" |  |  | 2 Medium A19 9.3w |  | 2 | Yes | [14 empty] | 0 | [12 empty] | 56.48 | 112.96 | 169.44 | W:14 9/16'' H:9 5/8'' E:6 1/2'' | 4.8 |  |  | 14.5625 | 9.625 | Cap Nuts |  |  |  |  | 6.5 |  | No |  | No | [21 empty] | DP:7/8'' W:6'' H:4 9/16'' OB UP:5 15/16'' OB DOWN:3 11/16'' Rectangular |  |  |  | 6.5 | Black/White |  |  | Hardwired | 0 | 1 | 0 | 1 | 1 | 0 | 0 | 0 | 0 | 0 | 0 | 785652045790 | 16.75 | 11.25 | 9.25 | 6.1 | 1.009 | 125 | Yes | 2 | 10785652045797 | 18.75 | 17.25 | 12.25 | 13.8 | 2.293 | Yes |  | cETL Damp | HANFORD 2L BATH-962 | Two Light Wall / Bath |  | 4424502EN3-962.jpg | 4424502.jpg
4424503-710 | Three Light Wall / Bath | The transitional styling of the Hanford lighting collection by Sea Gull Lighting is evident in its elegant symmetry articulated by long, sweeping arms. Tapered Etched glass shades produce a soft uplight and make Hanford complementary to a wide array of décor from traditional to contemporary. Offered in both Brushed Nickel and Burnt Sienna finishes, the collection includes five-, nine- and fifteen-light chandeliers, a three-light hall/foyer light, a one-light mini pendant, a three-light pendant, a three-light semi-flush mount which can convert into a pendant, and one-, two-, three- and four-light bath fixtures. Incandescent and ENERGY STAR-qualified LED lamping are available; all fixtures are California Title 24 compliant. | BATH | Hanford | Wall / Bath Lighting | Burnt Sienna | 710 | Steel | Satin Etched Glass | D:5.125" H:5.75" |  |  | 3 Medium A19 100w |  | 3 | No | [14 empty] | 0 | [12 empty] | 62.98 | 125.96 | 188.94 | W:23 15/16'' H:10 1/2'' E:6 1/2'' | 7.4 |  |  | 23.9375 | 10.5 | Cap Nuts |  |  |  |  | 6.5 |  | No |  | No | [21 empty] | DP:7/8'' W:6'' H:4 9/16'' OB UP:5 7/8'' OB DOWN:4 5/8'' Rectangular |  |  |  | 6.5 | Black/White |  |  | Hardwired | 0 | 1 | 0 | 0 | 1 | 0 | 0 | 1 | 0 | 0 | 0 | 785652110894 | 24.5 | 11.25 | 10.5 | 9.2 | 1.675 | 175 | Yes | [9 empty] | cETL Damp | HANFORD 3L BATH-710 | Three Light Wall / Bath |  | 4424503-710.jpg | 4424503.jpg
4424503-962 | Three Light Wall / Bath | The transitional styling of the Hanford lighting collection by Sea Gull Lighting is evident in its elegant symmetry articulated by long, sweeping arms. Tapered Etched glass shades produce a soft uplight and make Hanford complementary to a wide array of décor from traditional to contemporary. Offered in both Brushed Nickel and Burnt Sienna finishes, the collection includes five-, nine- and fifteen-light chandeliers, a three-light hall/foyer light, a one-light mini pendant, a three-light pendant, a three-light semi-flush mount which can convert into a pendant, and one-, two-, three- and four-light bath fixtures. Incandescent and ENERGY STAR-qualified LED lamping are available; all fixtures are California Title 24 compliant. | BATH | Hanford | Wall / Bath Lighting | Brushed Nickel | 962 | Steel | Satin Etched Glass | D:5.125" H:5.75" |  |  | 3 Medium A19 100w |  | 3 | No | [14 empty] | 0 | [12 empty] | 62.98 | 125.96 | 188.94 | W:23 15/16'' H:10 1/2'' E:6 1/2'' | 7.4 |  |  | 23.9375 | 10.5 | Cap Nuts |  |  |  |  | 6.5 |  | No |  | No | [21 empty] | DP:7/8'' W:6'' H:4 9/16'' OB UP:5 7/8'' OB DOWN:4 5/8'' Rectangular |  |  |  | 6.5 | Black/White |  |  | Hardwired | 0 | 1 | 0 | 0 | 1 | 0 | 0 | 1 | 0 | 0 | 0 | 785652110948 | 24 | 11.25 | 10.5 | 9.4 | 1.641 | 175 | Yes | [9 empty] | cETL Damp | HANFORD 3L BATH-962 | Three Light Wall / Bath |  | 4424503-962.jpg | 4424503.jpg
4424503EN3-710 | Three Light Wall / Bath | The transitional styling of the Hanford lighting collection by Sea Gull Lighting is evident in its elegant symmetry articulated by long, sweeping arms. Tapered Etched glass shades produce a soft uplight and make Hanford complementary to a wide array of décor from traditional to contemporary. Offered in both Brushed Nickel and Burnt Sienna finishes, the collection includes five-, nine- and fifteen-light chandeliers, a three-light hall/foyer light, a one-light mini pendant, a three-light pendant, a three-light semi-flush mount which can convert into a pendant, and one-, two-, three- and four-light bath fixtures. Incandescent and ENERGY STAR-qualified LED lamping are available; all fixtures are California Title 24 compliant. | BATH | Hanford | Wall / Bath Lighting | Burnt Sienna | 710 | Steel | Satin Etched Glass | D:5.125" H:5.75" |  |  | 3 Medium A19 9.3w |  | 3 | Yes | [14 empty] | 0 | [12 empty] | 80.48 | 160.96 | 241.44 | W:23 15/16'' H:10 1/2'' E:6 1/2'' | 7.4 |  |  | 23.9375 | 10.5 | Cap Nuts |  |  |  |  | 6.5 |  | No |  | No | [21 empty] | DP:7/8'' W:6'' H:4 9/16'' OB UP:5 7/8'' OB DOWN:4 5/8'' Rectangular |  |  |  | 6.5 | Black/White |  |  | Hardwired | 0 | 1 | 0 | 1 | 1 | 0 | 0 | 0 | 0 | 0 | 0 | 785652045806 | 24.5 | 11.25 | 10.5 | 9.2 | 1.675 | 175 | Yes | [9 empty] | cETL Damp | HANFORD 3L BATH-710 | Three Light Wall / Bath |  | 4424503EN3-710.jpg | 4424503.jpg
4424503EN3-962 | Three Light Wall / Bath | The transitional styling of the Hanford lighting collection by Sea Gull Lighting is evident in its elegant symmetry articulated by long, sweeping arms. Tapered Etched glass shades produce a soft uplight and make Hanford complementary to a wide array of décor from traditional to contemporary. Offered in both Brushed Nickel and Burnt Sienna finishes, the collection includes five-, nine- and fifteen-light chandeliers, a three-light hall/foyer light, a one-light mini pendant, a three-light pendant, a three-light semi-flush mount which can convert into a pendant, and one-, two-, three- and four-light bath fixtures. Incandescent and ENERGY STAR-qualified LED lamping are available; all fixtures are California Title 24 compliant. | BATH | Hanford | Wall / Bath Lighting | Brushed Nickel | 962 | Steel | Satin Etched Glass | D:5.125" H:5.75" |  |  | 3 Medium A19 9.3w |  | 3 | Yes | [14 empty] | 0 | [12 empty] | 80.48 | 160.96 | 241.44 | W:23 15/16'' H:10 1/2'' E:6 1/2'' | 7.4 |  |  | 23.9375 | 10.5 | Cap Nuts |  |  |  |  | 6.5 |  | No |  | No | [21 empty] | DP:7/8'' W:6'' H:4 9/16'' OB UP:5 7/8'' OB DOWN:4 5/8'' Rectangular |  |  |  | 6.5 | Black/White |  |  | Hardwired | 0 | 1 | 0 | 1 | 1 | 0 | 0 | 0 | 0 | 0 | 0 | 785652045813 | 24 | 11.25 | 10.5 | 9.4 | 1.641 | 175 | Yes | [9 empty] | cETL Damp | HANFORD 3L BATH-962 | Three Light Wall / Bath |  | 4424503EN3-962.jpg | 4424503.jpg
4424504-710 | Four Light Wall/ Bath | The transitional styling of the Hanford lighting collection by Sea Gull Lighting is evident in its elegant symmetry articulated by long, sweeping arms. Tapered Etched glass shades produce a soft uplight and make Hanford complementary to a wide array of décor from traditional to contemporary. Offered in both Brushed Nickel and Burnt Sienna finishes, the collection includes five-, nine- and fifteen-light chandeliers, a three-light hall/foyer light, a one-light mini pendant, a three-light pendant, a three-light semi-flush mount which can convert into a pendant, and one-, two-, three- and four-light bath fixtures. Incandescent and ENERGY STAR-qualified LED lamping are available; all fixtures are California Title 24 compliant. | BATH | Hanford | Wall / Bath Lighting | Burnt Sienna | 710 | Steel | Satin Etched Glass | D:5.125" H:5.75" |  |  | 4 Medium A19 100w |  | 4 | No | [14 empty] | 0 | [12 empty] | 83.48 | 166.96 | 250.44 | W:33 1/2'' H:11 1/4'' E:6 1/2'' | 9.8 |  |  | 33.5 | 11.25 | Cap Nuts |  |  |  |  | 6.5 |  | No |  | No | [21 empty] | DP:7/8'' W:6'' H:4 9/16'' OB UP:6'' OB DOWN:5 1/4'' Rectangular |  |  |  | 6.5 | Black/White |  |  | Hardwired | 0 | 1 | 0 | 0 | 1 | 0 | 0 | 1 | 0 | 0 | 0 | 785652110962 | 34 | 11 | 10.5 | 12.4 | 2.273 | 175 | Yes | [9 empty] | cETL Damp | HANFORD 4L BATH-710 | Four Light Wall/ Bath |  | 4424504-710.jpg | 4424504.jpg
4424504-962 | Four Light Wall/ Bath | The transitional styling of the Hanford lighting collection by Sea Gull Lighting is evident in its elegant symmetry articulated by long, sweeping arms. Tapered Etched glass shades produce a soft uplight and make Hanford complementary to a wide array of décor from traditional to contemporary. Offered in both Brushed Nickel and Burnt Sienna finishes, the collection includes five-, nine- and fifteen-light chandeliers, a three-light hall/foyer light, a one-light mini pendant, a three-light pendant, a three-light semi-flush mount which can convert into a pendant, and one-, two-, three- and four-light bath fixtures. Incandescent and ENERGY STAR-qualified LED lamping are available; all fixtures are California Title 24 compliant. | BATH | Hanford | Wall / Bath Lighting | Brushed Nickel | 962 | Steel | Satin Etched Glass | D:5.125" H:5.75" |  |  | 4 Medium A19 100w |  | 4 | No | [14 empty] | 0 | [12 empty] | 83.48 | 166.96 | 250.44 | W:33 1/2'' H:11 1/4'' E:6 1/2'' | 9.8 |  |  | 33.5 | 11.25 | Cap Nuts |  |  |  |  | 6.5 |  | No |  | No | [21 empty] | DP:7/8'' W:6'' H:4 9/16'' OB UP:6'' OB DOWN:5 1/4'' Rectangular |  |  |  | 6.5 | Black/White |  |  | Hardwired | 0 | 1 | 0 | 0 | 1 | 0 | 0 | 1 | 0 | 0 | 0 | 785652110979 | 34.5 | 11 | 10.25 | 12.3 | 2.251 | 175 | Yes | [9 empty] | cETL Damp | HANFORD 4L BATH-962 | Four Light Wall/ Bath |  | 4424504-962.jpg | 4424504.jpg
4424504EN3-710 | Four Light Wall / Bath | The transitional styling of the Hanford lighting collection by Sea Gull Lighting is evident in its elegant symmetry articulated by long, sweeping arms. Tapered Etched glass shades produce a soft uplight and make Hanford complementary to a wide array of décor from traditional to contemporary. Offered in both Brushed Nickel and Burnt Sienna finishes, the collection includes five-, nine- and fifteen-light chandeliers, a three-light hall/foyer light, a one-light mini pendant, a three-light pendant, a three-light semi-flush mount which can convert into a pendant, and one-, two-, three- and four-light bath fixtures. Incandescent and ENERGY STAR-qualified LED lamping are available; all fixtures are California Title 24 compliant. | BATH | Hanford | Wall / Bath Lighting | Burnt Sienna | 710 | Steel | Satin Etched Glass | D:5.125" H:5.75" |  |  | 4 Medium A19 9.3w |  | 4 | Yes | [14 empty] | 0 | [12 empty] | 106.48 | 212.96 | 319.44 | W:33 1/2'' H:11 1/4'' E:6 1/2'' | 9.8 |  |  | 33.5 | 11.25 | Cap Nuts |  |  |  |  | 6.5 |  | No |  | No | [21 empty] | DP:7/8'' W:6'' H:4 9/16'' OB UP:6'' OB DOWN:5 1/4'' Rectangular |  |  |  | 6.5 | Black/White |  |  | Hardwired | 0 | 1 | 0 | 1 | 1 | 0 | 0 | 0 | 0 | 0 | 0 | 785652045844 | 34 | 11 | 10.5 | 12.4 | 2.273 | 175 | Yes | [9 empty] | cETL Damp | HANFORD 4L BATH-710 | Four Light Wall / Bath |  | 4424504EN3-710.jpg | 4424504.jpg
4424504EN3-962 | Four Light Wall / Bath | The transitional styling of the Hanford lighting collection by Sea Gull Lighting is evident in its elegant symmetry articulated by long, sweeping arms. Tapered Etched glass shades produce a soft uplight and make Hanford complementary to a wide array of décor from traditional to contemporary. Offered in both Brushed Nickel and Burnt Sienna finishes, the collection includes five-, nine- and fifteen-light chandeliers, a three-light hall/foyer light, a one-light mini pendant, a three-light pendant, a three-light semi-flush mount which can convert into a pendant, and one-, two-, three- and four-light bath fixtures. Incandescent and ENERGY STAR-qualified LED lamping are available; all fixtures are California Title 24 compliant. | BATH | Hanford | Wall / Bath Lighting | Brushed Nickel | 962 | Steel | Satin Etched Glass | D:5.125" H:5.75" |  |  | 4 Medium A19 9.3w |  | 4 | Yes | [14 empty] | 0 | [12 empty] | 106.48 | 212.96 | 319.44 | W:33 1/2'' H:11 1/4'' E:6 1/2'' | 9.8 |  |  | 33.5 | 11.25 | Cap Nuts |  |  |  |  | 6.5 |  | No |  | No | [21 empty] | DP:7/8'' W:6'' H:4 9/16'' OB UP:6'' OB DOWN:5 1/4'' Rectangular |  |  |  | 6.5 | Black/White |  |  | Hardwired | 0 | 1 | 0 | 1 | 1 | 0 | 0 | 0 | 0 | 0 | 0 | 785652045851 | 34.5 | 11 | 10.25 | 12.3 | 2.251 | 175 | Yes | [9 empty] | cETL Damp | HANFORD 4L BATH-962 | Four Light Wall / Bath |  | 4424504EN3-962.jpg | 4424504.jpg
4424602-05 | Two Light Wall / Bath | The silhouette of the modern Alturas lighting collection by Sea Gull Lighting features an interlocking, spherical steel frame, which harkens back to the Unisphere constructed for the 1964 New York World's Fair. The minimalist Alturas Collection draws the eye to the soft, warm glow of the light emitted from the cylindrical Satin Etched glass shades. The full assortment includes three-, five- and nine-light chandeliers, a one-light mini pendant, a three-light pendant, a two-light semi flush which is convertible into a pendant, and one-, two-, three- and four-light bath fixtures. All fixtures are offered in Brushed Oil Rubbed Bronze, Brushed Nickel and Satin Bronze finishes, the bath fixtures are also offered in Chrome finish. Incandescent and ENERGY STAR-qualified LED lamping are available; all fixtures are California Title 24 compliant. | BATH | Alturas | Wall / Bath Lighting | Chrome | 5 | Steel | Etched / White Inside Glass | D:3.5" H:6.125" |  |  | 2 Medium A19 100w |  | 2 | No | [14 empty] | 0 | [12 empty] | 57.48 | 114.96 | 172.44 | W:13 9/16'' H:9 1/16'' E:6 9/16'' | 2.8 |  |  | 13.5625 | 9.0625 | Cap Nuts |  |  |  |  | 6.5625 |  | No |  | No | [21 empty] | DP:1'' W:4 3/8'' H:6'' OB UP:6 1/8'' OB DOWN:3'' Rectangular |  |  |  | 6.5 | Black/White |  |  | Hardwired | 0 | 1 | 0 | 0 | 1 | 0 | 0 | 1 | 0 | 0 | 0 | 785652000577 | 15.75 | 10.75 | 8.5 | 3.7 | 0.833 | 175 | Yes | [9 empty] | cETL Damp | ALTURAS 2L BATH-05 | Two Light Wall / Bath |  | 4424602-05.jpg | 4424602.jpg
4424602-778 | Two Light Wall / Bath | The silhouette of the modern Alturas lighting collection by Sea Gull Lighting features an interlocking, spherical steel frame, which harkens back to the Unisphere constructed for the 1964 New York World's Fair. The minimalist Alturas Collection draws the eye to the soft, warm glow of the light emitted from the cylindrical Satin Etched glass shades. The full assortment includes three-, five- and nine-light chandeliers, a one-light mini pendant, a three-light pendant, a two-light semi flush which is convertible into a pendant, and one-, two-, three- and four-light bath fixtures. All fixtures are offered in Brushed Oil Rubbed Bronze, Brushed Nickel and Satin Bronze finishes, the bath fixtures are also offered in Chrome finish. Incandescent and ENERGY STAR-qualified LED lamping are available; all fixtures are California Title 24 compliant. | BATH | Alturas | Wall / Bath Lighting | Brushed Oil Rubbed Bronze | 778 | Steel | Etched / White Inside Glass | D:3.5" H:6.125" |  |  | 2 Medium A19 100w |  | 2 | No | [14 empty] | 0 | [12 empty] | 57.48 | 114.96 | 172.44 | W:13 9/16'' H:9 1/16'' E:6 9/16'' | 2.8 |  |  | 13.5625 | 9.0625 | Cap Nuts |  |  |  |  | 6.5625 |  | No |  | No | [21 empty] | DP:1'' W:4 3/8'' H:6'' OB UP:6 1/8'' OB DOWN:3'' Rectangular |  |  |  | 6.5 | Black/White |  |  | Hardwired | 0 | 1 | 0 | 0 | 1 | 0 | 0 | 1 | 0 | 0 | 0 | 785652067181 | 15.625 | 10.75 | 8.25 | 3.8 | 0.802 | 175 | Yes | [9 empty] | cETL Damp | ALTURAS 2L BATH-778 | Two Light Wall / Bath |  | 4424602-778.png | 4424602.jpg
4424602-848 | Two Light Wall / Bath | The silhouette of the modern Alturas lighting collection by Sea Gull Lighting features an interlocking, spherical steel frame, which harkens back to the Unisphere constructed for the 1964 New York World's Fair. The minimalist Alturas Collection draws the eye to the soft, warm glow of the light emitted from the cylindrical Satin Etched glass shades. The full assortment includes three-, five- and nine-light chandeliers, a one-light mini pendant, a three-light pendant, a two-light semi flush which is convertible into a pendant, and one-, two-, three- and four-light bath fixtures. All fixtures are offered in Brushed Oil Rubbed Bronze, Brushed Nickel and Satin Bronze finishes, the bath fixtures are also offered in Chrome finish. Incandescent and ENERGY STAR-qualified LED lamping are available; all fixtures are California Title 24 compliant. | BATH | Alturas | Wall / Bath Lighting | Satin Bronze | 848 | Steel | Etched / White Inside Glass | D:3.5" H:6.125" |  |  | 2 Medium A19 100w |  | 2 | No | [14 empty] | 0 | [12 empty] | 57.48 | 114.96 | 172.44 | W:13 9/16'' H:9 1/16'' E:6 9/16'' | 2.8 |  |  | 13.5625 | 9.0625 | Cap Nuts |  |  |  |  | 6.5625 |  | No |  | No | [21 empty] | DP:1'' W:4 3/8'' H:6'' OB UP:6 1/8'' OB DOWN:3'' Rectangular |  |  |  | 6.5 | Black/White |  |  | Hardwired | 0 | 1 | 0 | 0 | 1 | 0 | 0 | 1 | 0 | 0 | 0 | 785652000584 | 15.25 | 8.18 | 10.5 | 3.6 | 0.758 | 175 | Yes | [9 empty] | cETL Damp | ALTURAS 2L BATH-848 | Two Light Wall / Bath |  | 4424602-848.jpg | 4424602.jpg
4424602-962 | Two Light Wall / Bath | The silhouette of the modern Alturas lighting collection by Sea Gull Lighting features an interlocking, spherical steel frame, which harkens back to the Unisphere constructed for the 1964 New York World's Fair. The minimalist Alturas Collection draws the eye to the soft, warm glow of the light emitted from the cylindrical Satin Etched glass shades. The full assortment includes three-, five- and nine-light chandeliers, a one-light mini pendant, a three-light pendant, a two-light semi flush which is convertible into a pendant, and one-, two-, three- and four-light bath fixtures. All fixtures are offered in Brushed Oil Rubbed Bronze, Brushed Nickel and Satin Bronze finishes, the bath fixtures are also offered in Chrome finish. Incandescent and ENERGY STAR-qualified LED lamping are available; all fixtures are California Title 24 compliant. | BATH | Alturas | Wall / Bath Lighting | Brushed Nickel | 962 | Steel | Etched / White Inside Glass | D:3.5" H:6.125" |  |  | 2 Medium A19 100w |  | 2 | No | [14 empty] | 0 | [12 empty] | 61.98 | 123.96 | 185.94 | W:13 9/16'' H:9 1/16'' E:6 9/16'' | 2.8 |  |  | 13.5625 | 9.0625 | Cap Nuts |  |  |  |  | 6.5625 |  | No |  | No | [21 empty] | DP:1'' W:4 3/8'' H:6'' OB UP:6 1/8'' OB DOWN:3'' Rectangular |  |  |  | 6.5 | Black/White |  |  | Hardwired | 0 | 1 | 0 | 0 | 1 | 0 | 0 | 1 | 0 | 0 | 0 | 785652108938 | 15.75 | 8 | 10.75 | 3.7 | 0.784 | 175 | Yes | [9 empty] | cETL Damp | ALTURAS 2L BATH-962 | Two Light Wall / Bath |  | 4424602-962.jpg | 4424602.jpg
4424602EN3-05 | Two Light Wall / Bath | The silhouette of the modern Alturas lighting collection by Sea Gull Lighting features an interlocking, spherical steel frame, which harkens back to the Unisphere constructed for the 1964 New York World's Fair. The minimalist Alturas Collection draws the eye to the soft, warm glow of the light emitted from the cylindrical Satin Etched glass shades. The full assortment includes three-, five- and nine-light chandeliers, a one-light mini pendant, a three-light pendant, a two-light semi flush which is convertible into a pendant, and one-, two-, three- and four-light bath fixtures. All fixtures are offered in Brushed Oil Rubbed Bronze, Brushed Nickel and Satin Bronze finishes, the bath fixtures are also offered in Chrome finish. Incandescent and ENERGY STAR-qualified LED lamping are available; all fixtures are California Title 24 compliant. | BATH | Alturas | Wall / Bath Lighting | Chrome | 5 | Steel | Etched / White Inside Glass | D:3.5" H:6.125" |  |  | 2 Medium A19 9.3w |  | 2 | Yes | [14 empty] | 0 | [12 empty] | 69.98 | 139.96 | 209.94 | W:13 9/16'' H:9 1/16'' E:6 9/16'' | 2.8 |  |  | 13.5625 | 9.0625 | Cap Nuts |  |  |  |  | 6.5625 |  | No |  | No | [21 empty] | DP:1'' W:4 3/8'' H:6'' OB UP:6 1/8'' OB DOWN:3'' Rectangular |  |  |  | 6.5 | Black/White |  |  | Hardwired | 0 | 1 | 0 | 1 | 1 | 0 | 0 | 0 | 0 | 0 | 0 | 785652044304 | 15.75 | 10.75 | 8.5 | 3.7 | 0.833 | 175 | Yes | [9 empty] | cETL Damp | ALTURAS 2L BATH-05 | Two Light Wall / Bath |  | 4424602EN3-05.jpg | 4424602.jpg
4424602EN3-778 | Two Light Wall / Bath | The silhouette of the modern Alturas lighting collection by Sea Gull Lighting features an interlocking, spherical steel frame, which harkens back to the Unisphere constructed for the 1964 New York World's Fair. The minimalist Alturas Collection draws the eye to the soft, warm glow of the light emitted from the cylindrical Satin Etched glass shades. The full assortment includes three-, five- and nine-light chandeliers, a one-light mini pendant, a three-light pendant, a two-light semi flush which is convertible into a pendant, and one-, two-, three- and four-light bath fixtures. All fixtures are offered in Brushed Oil Rubbed Bronze, Brushed Nickel and Satin Bronze finishes, the bath fixtures are also offered in Chrome finish. Incandescent and ENERGY STAR-qualified LED lamping are available; all fixtures are California Title 24 compliant. | BATH | Alturas | Wall / Bath Lighting | Brushed Oil Rubbed Bronze | 778 | Steel | Etched / White Inside Glass | D:3.5" H:6.125" |  |  | 2 Medium A19 9.3w |  | 2 | Yes | [14 empty] | 0 | [12 empty] | 69.98 | 139.96 | 209.94 | W:13 9/16'' H:9 1/16'' E:6 9/16'' | 2.8 |  |  | 13.5625 | 9.0625 | Cap Nuts |  |  |  |  | 6.5625 |  | No |  | No | [21 empty] | DP:1'' W:4 3/8'' H:6'' OB UP:6 1/8'' OB DOWN:3'' Rectangular |  |  |  | 6.5 | Black/White |  |  | Hardwired | 0 | 1 | 0 | 1 | 1 | 0 | 0 | 0 | 0 | 0 | 0 | 785652068089 | 15.625 | 10.75 | 8.25 | 3.8 | 0.802 | 175 | Yes | [9 empty] | cETL Damp | ALTURAS 2L LED BATH-778 | Two Light Wall / Bath |  | 4424602EN3-778.png | 4424602.jpg
4424602EN3-848 | Two Light Wall / Bath | The silhouette of the modern Alturas lighting collection by Sea Gull Lighting features an interlocking, spherical steel frame, which harkens back to the Unisphere constructed for the 1964 New York World's Fair. The minimalist Alturas Collection draws the eye to the soft, warm glow of the light emitted from the cylindrical Satin Etched glass shades. The full assortment includes three-, five- and nine-light chandeliers, a one-light mini pendant, a three-light pendant, a two-light semi flush which is convertible into a pendant, and one-, two-, three- and four-light bath fixtures. All fixtures are offered in Brushed Oil Rubbed Bronze, Brushed Nickel and Satin Bronze finishes, the bath fixtures are also offered in Chrome finish. Incandescent and ENERGY STAR-qualified LED lamping are available; all fixtures are California Title 24 compliant. | BATH | Alturas | Wall / Bath Lighting | Satin Bronze | 848 | Steel | Etched / White Inside Glass | D:3.5" H:6.125" |  |  | 2 Medium A19 9.3w |  | 2 | Yes | [14 empty] | 0 | [12 empty] | 69.98 | 139.96 | 209.94 | W:13 9/16'' H:9 1/16'' E:6 9/16'' | 2.8 |  |  | 13.5625 | 9.0625 | Cap Nuts |  |  |  |  | 6.5625 |  | No |  | No | [21 empty] | DP:1'' W:4 3/8'' H:6'' OB UP:6 1/8'' OB DOWN:3'' Rectangular |  |  |  | 6.5 | Black/White |  |  | Hardwired | 0 | 1 | 0 | 1 | 1 | 0 | 0 | 0 | 0 | 0 | 0 | 785652044311 | 15.25 | 8.18 | 10.5 | 3.6 | 0.758 | 175 | Yes | [9 empty] | cETL Damp | ALTURAS 2L BATH-848 | Two Light Wall / Bath |  | 4424602EN3-848.jpg | 4424602.jpg
4424602EN3-962 | Two Light Wall / Bath | The silhouette of the modern Alturas lighting collection by Sea Gull Lighting features an interlocking, spherical steel frame, which harkens back to the Unisphere constructed for the 1964 New York World's Fair. The minimalist Alturas Collection draws the eye to the soft, warm glow of the light emitted from the cylindrical Satin Etched glass shades. The full assortment includes three-, five- and nine-light chandeliers, a one-light mini pendant, a three-light pendant, a two-light semi flush which is convertible into a pendant, and one-, two-, three- and four-light bath fixtures. All fixtures are offered in Brushed Oil Rubbed Bronze, Brushed Nickel and Satin Bronze finishes, the bath fixtures are also offered in Chrome finish. Incandescent and ENERGY STAR-qualified LED lamping are available; all fixtures are California Title 24 compliant. | BATH | Alturas | Wall / Bath Lighting | Brushed Nickel | 962 | Steel | Etched / White Inside Glass | D:3.5" H:6.125" |  |  | 2 Medium A19 9.3w |  | 2 | Yes | [14 empty] | 0 | [12 empty] | 70.48 | 140.96 | 211.44 | W:13 9/16'' H:9 1/16'' E:6 9/16'' | 2.8 |  |  | 13.5625 | 9.0625 | Cap Nuts |  |  |  |  | 6.5625 |  | No |  | No | [21 empty] | DP:1'' W:4 3/8'' H:6'' OB UP:6 1/8'' OB DOWN:3'' Rectangular |  |  |  | 6.5 | Black/White |  |  | Hardwired | 0 | 1 | 0 | 1 | 1 | 0 | 0 | 0 | 0 | 0 | 0 | 785652044328 | 15.25 | 8.18 | 10.5 | 3.6 | 0.758 | 175 | Yes | [9 empty] | cETL Damp | ALTURAS 2L BATH-962 | Two Light Wall / Bath |  | 4424602EN3-962.jpg | 4424602.jpg
4424603-05 | Three Light Wall / Bath | The silhouette of the modern Alturas lighting collection by Sea Gull Lighting features an interlocking, spherical steel frame, which harkens back to the Unisphere constructed for the 1964 New York World's Fair. The minimalist Alturas Collection draws the eye to the soft, warm glow of the light emitted from the cylindrical Satin Etched glass shades. The full assortment includes three-, five- and nine-light chandeliers, a one-light mini pendant, a three-light pendant, a two-light semi flush which is convertible into a pendant, and one-, two-, three- and four-light bath fixtures. All fixtures are offered in Brushed Oil Rubbed Bronze, Brushed Nickel and Satin Bronze finishes, the bath fixtures are also offered in Chrome finish. Incandescent and ENERGY STAR-qualified LED lamping are available; all fixtures are California Title 24 compliant. | BATH | Alturas | Wall / Bath Lighting | Chrome | 5 | Steel | Etched / White Inside Glass | D:3.5" H:6.125" |  |  | 3 Medium A19 100w |  | 3 | No | [14 empty] | 0 | [12 empty] | 81.48 | 162.96 | 244.44 | W:22'' H:9 1/8'' E:7 1/2'' | 4.1 |  |  | 22 | 9.125 | Cap Nuts |  |  |  |  | 7.5 |  | No |  | No | [21 empty] | DP:1'' W:4 3/8'' H:6'' OB UP:6 1/8'' OB DOWN:3'' Rectangular |  |  |  | 6.5 | Black/White |  |  | Hardwired | 0 | 1 | 0 | 0 | 1 | 0 | 0 | 1 | 0 | 0 | 0 | 785652000591 | 24 | 10.5 | 9.25 | 5.2 | 1.349 | 250 | Yes | [9 empty] | cETL Damp | ALTURAS 3L BATH-05 | Three Light Wall / Bath |  | 4424603-05.jpg | 4424603.jpg
4424603-778 | Three Light Wall / Bath | The silhouette of the modern Alturas lighting collection by Sea Gull Lighting features an interlocking, spherical steel frame, which harkens back to the Unisphere constructed for the 1964 New York World's Fair. The minimalist Alturas Collection draws the eye to the soft, warm glow of the light emitted from the cylindrical Satin Etched glass shades. The full assortment includes three-, five- and nine-light chandeliers, a one-light mini pendant, a three-light pendant, a two-light semi flush which is convertible into a pendant, and one-, two-, three- and four-light bath fixtures. All fixtures are offered in Brushed Oil Rubbed Bronze, Brushed Nickel and Satin Bronze finishes, the bath fixtures are also offered in Chrome finish. Incandescent and ENERGY STAR-qualified LED lamping are available; all fixtures are California Title 24 compliant. | BATH | Alturas | Wall / Bath Lighting | Brushed Oil Rubbed Bronze | 778 | Steel | Etched / White Inside Glass | D:3.5" H:6.125" |  |  | 3 Medium A19 100w |  | 3 | No | [14 empty] | 0 | [12 empty] | 81.48 | 162.96 | 244.44 | W:22'' H:9 1/8'' E:7 1/2'' | 4.1 |  |  | 22 | 9.125 | Cap Nuts |  |  |  |  | 7.5 |  | No |  | No | [21 empty] | DP:1'' W:4 3/8'' H:6'' OB UP:6 1/8'' OB DOWN:3'' Rectangular |  |  |  | 6.5 | Black/White |  |  | Hardwired | 0 | 1 | 0 | 0 | 1 | 0 | 0 | 1 | 0 | 0 | 0 | 785652067198 | 24.5 | 10.75 | 9 | 5.5 | 1.372 | 175 | Yes | [9 empty] | cETL Damp | ALTURAS 3L BATH-778 | Three Light Wall / Bath |  | 4424603-778.png | 4424603.jpg
4424603-848 | Three Light Wall / Bath | The silhouette of the modern Alturas lighting collection by Sea Gull Lighting features an interlocking, spherical steel frame, which harkens back to the Unisphere constructed for the 1964 New York World's Fair. The minimalist Alturas Collection draws the eye to the soft, warm glow of the light emitted from the cylindrical Satin Etched glass shades. The full assortment includes three-, five- and nine-light chandeliers, a one-light mini pendant, a three-light pendant, a two-light semi flush which is convertible into a pendant, and one-, two-, three- and four-light bath fixtures. All fixtures are offered in Brushed Oil Rubbed Bronze, Brushed Nickel and Satin Bronze finishes, the bath fixtures are also offered in Chrome finish. Incandescent and ENERGY STAR-qualified LED lamping are available; all fixtures are California Title 24 compliant. | BATH | Alturas | Wall / Bath Lighting | Satin Bronze | 848 | Steel | Etched / White Inside Glass | D:3.5" H:6.125" |  |  | 3 Medium A19 100w |  | 3 | No | [14 empty] | 0 | [12 empty] | 81.48 | 162.96 | 244.44 | W:22'' H:9 1/8'' E:7 1/2'' | 4.1 |  |  | 22 | 9.125 | Cap Nuts |  |  |  |  | 7.5 |  | No |  | No | [21 empty] | DP:1'' W:4 3/8'' H:6'' OB UP:6 1/8'' OB DOWN:3'' Rectangular |  |  |  | 6.5 | Black/White |  |  | Hardwired | 0 | 1 | 0 | 0 | 1 | 0 | 0 | 1 | 0 | 0 | 0 | 785652000607 | 23.25 | 9.25 | 10.75 | 5.1 | 1.338 | 250 | Yes | [9 empty] | cETL Damp | ALTURAS 3L BATH-848 | Three Light Wall / Bath |  | 4424603-848.jpg | 4424603.jpg
4424603-962 | Three Light Wall / Bath | The silhouette of the modern Alturas lighting collection by Sea Gull Lighting features an interlocking, spherical steel frame, which harkens back to the Unisphere constructed for the 1964 New York World's Fair. The minimalist Alturas Collection draws the eye to the soft, warm glow of the light emitted from the cylindrical Satin Etched glass shades. The full assortment includes three-, five- and nine-light chandeliers, a one-light mini pendant, a three-light pendant, a two-light semi flush which is convertible into a pendant, and one-, two-, three- and four-light bath fixtures. All fixtures are offered in Brushed Oil Rubbed Bronze, Brushed Nickel and Satin Bronze finishes, the bath fixtures are also offered in Chrome finish. Incandescent and ENERGY STAR-qualified LED lamping are available; all fixtures are California Title 24 compliant. | BATH | Alturas | Wall / Bath Lighting | Brushed Nickel | 962 | Steel | Etched / White Inside Glass | D:3.5" H:6.125" |  |  | 3 Medium A19 100w |  | 3 | No | [14 empty] | 0 | [12 empty] | 87.48 | 174.96 | 262.44 | W:22'' H:9 1/8'' E:7 1/2'' | 4.1 |  |  | 22 | 9.125 | Cap Nuts |  |  |  |  | 7.5 |  | No |  | No | [21 empty] | DP:1'' W:4 3/8'' H:6'' OB UP:6 1/8'' OB DOWN:3'' Rectangular |  |  |  | 6.5 | Black/White |  |  | Hardwired | 0 | 1 | 0 | 0 | 1 | 0 | 0 | 1 | 0 | 0 | 0 | 785652108945 | 24.5 | 9.25 | 10.75 | 5.5 | 1.41 | 250 | Yes | [9 empty] | cETL Damp | ALTURAS 3L BATH-962 | Three Light Wall / Bath |  | 4424603-962.jpg | 4424603.jpg
4424603EN3-05 | Three Light Wall / Bath | The silhouette of the modern Alturas lighting collection by Sea Gull Lighting features an interlocking, spherical steel frame, which harkens back to the Unisphere constructed for the 1964 New York World's Fair. The minimalist Alturas Collection draws the eye to the soft, warm glow of the light emitted from the cylindrical Satin Etched glass shades. The full assortment includes three-, five- and nine-light chandeliers, a one-light mini pendant, a three-light pendant, a two-light semi flush which is convertible into a pendant, and one-, two-, three- and four-light bath fixtures. All fixtures are offered in Brushed Oil Rubbed Bronze, Brushed Nickel and Satin Bronze finishes, the bath fixtures are also offered in Chrome finish. Incandescent and ENERGY STAR-qualified LED lamping are available; all fixtures are California Title 24 compliant. | BATH | Alturas | Wall / Bath Lighting | Chrome | 5 | Steel | Etched / White Inside Glass | D:3.5" H:6.125" |  |  | 3 Medium A19 9.3w |  | 3 | Yes | [14 empty] | 0 | [12 empty] | 99.98 | 199.96 | 299.94 | W:22'' H:9 1/8'' E:7 1/2'' | 4.1 |  |  | 22 | 9.125 | Cap Nuts |  |  |  |  | 7.5 |  | No |  | No | [21 empty] | DP:1'' W:4 3/8'' H:6'' OB UP:6 1/8'' OB DOWN:3'' Rectangular |  |  |  | 6.5 | Black/White |  |  | Hardwired | 0 | 1 | 0 | 1 | 1 | 0 | 0 | 0 | 0 | 0 | 0 | 785652044335 | 24 | 10.5 | 9.25 | 5.2 | 1.349 | 250 | Yes | [9 empty] | cETL Damp | ALTURAS 3L BATH-05 | Three Light Wall / Bath |  | 4424603EN3-05.jpg | 4424603.jpg
4424603EN3-778 | Three Light Wall / Bath | The silhouette of the modern Alturas lighting collection by Sea Gull Lighting features an interlocking, spherical steel frame, which harkens back to the Unisphere constructed for the 1964 New York World's Fair. The minimalist Alturas Collection draws the eye to the soft, warm glow of the light emitted from the cylindrical Satin Etched glass shades. The full assortment includes three-, five- and nine-light chandeliers, a one-light mini pendant, a three-light pendant, a two-light semi flush which is convertible into a pendant, and one-, two-, three- and four-light bath fixtures. All fixtures are offered in Brushed Oil Rubbed Bronze, Brushed Nickel and Satin Bronze finishes, the bath fixtures are also offered in Chrome finish. Incandescent and ENERGY STAR-qualified LED lamping are available; all fixtures are California Title 24 compliant. | BATH | Alturas | Wall / Bath Lighting | Brushed Oil Rubbed Bronze | 778 | Steel | Etched / White Inside Glass | D:3.5" H:6.125" |  |  | 3 Medium A19 9.3w |  | 3 | Yes | [14 empty] | 0 | [12 empty] | 99.98 | 199.96 | 299.94 | W:22'' H:9 1/8'' E:7 1/2'' | 4.1 |  |  | 22 | 9.125 | Cap Nuts |  |  |  |  | 7.5 |  | No |  | No | [21 empty] | DP:1'' W:4 3/8'' H:6'' OB UP:6 1/8'' OB DOWN:3'' Rectangular |  |  |  | 6.5 | Black/White |  |  | Hardwired | 0 | 1 | 0 | 1 | 1 | 0 | 0 | 0 | 0 | 0 | 0 | 785652068096 | 24.5 | 10.75 | 9 | 5.5 | 1.372 | 175 | Yes | [9 empty] | cETL Damp | ALTURAS 3L LED BATH-778 | Three Light Wall / Bath |  | 4424603EN3-778.png | 4424603.jpg
4424603EN3-848 | Three Light Wall / Bath | The silhouette of the modern Alturas lighting collection by Sea Gull Lighting features an interlocking, spherical steel frame, which harkens back to the Unisphere constructed for the 1964 New York World's Fair. The minimalist Alturas Collection draws the eye to the soft, warm glow of the light emitted from the cylindrical Satin Etched glass shades. The full assortment includes three-, five- and nine-light chandeliers, a one-light mini pendant, a three-light pendant, a two-light semi flush which is convertible into a pendant, and one-, two-, three- and four-light bath fixtures. All fixtures are offered in Brushed Oil Rubbed Bronze, Brushed Nickel and Satin Bronze finishes, the bath fixtures are also offered in Chrome finish. Incandescent and ENERGY STAR-qualified LED lamping are available; all fixtures are California Title 24 compliant. | BATH | Alturas | Wall / Bath Lighting | Satin Bronze | 848 | Steel | Etched / White Inside Glass | D:3.5" H:6.125" |  |  | 3 Medium A19 9.3w |  | 3 | Yes | [14 empty] | 0 | [12 empty] | 99.98 | 199.96 | 299.94 | W:22'' H:9 1/8'' E:7 1/2'' | 4.1 |  |  | 22 | 9.125 | Cap Nuts |  |  |  |  | 7.5 |  | No |  | No | [21 empty] | DP:1'' W:4 3/8'' H:6'' OB UP:6 1/8'' OB DOWN:3'' Rectangular |  |  |  | 6.5 | Black/White |  |  | Hardwired | 0 | 1 | 0 | 1 | 1 | 0 | 0 | 0 | 0 | 0 | 0 | 785652044342 | 23.25 | 9.25 | 10.75 | 5.1 | 1.338 | 250 | Yes | [9 empty] | cETL Damp | ALTURAS 3L BATH-848 | Three Light Wall / Bath |  | 4424603EN3-848.jpg | 4424603.jpg
4424603EN3-962 | Three Light Wall / Bath | The silhouette of the modern Alturas lighting collection by Sea Gull Lighting features an interlocking, spherical steel frame, which harkens back to the Unisphere constructed for the 1964 New York World's Fair. The minimalist Alturas Collection draws the eye to the soft, warm glow of the light emitted from the cylindrical Satin Etched glass shades. The full assortment includes three-, five- and nine-light chandeliers, a one-light mini pendant, a three-light pendant, a two-light semi flush which is convertible into a pendant, and one-, two-, three- and four-light bath fixtures. All fixtures are offered in Brushed Oil Rubbed Bronze, Brushed Nickel and Satin Bronze finishes, the bath fixtures are also offered in Chrome finish. Incandescent and ENERGY STAR-qualified LED lamping are available; all fixtures are California Title 24 compliant. | BATH | Alturas | Wall / Bath Lighting | Brushed Nickel | 962 | Steel | Etched / White Inside Glass | D:3.5" H:6.125" |  |  | 3 Medium A19 9.3w |  | 3 | Yes | [14 empty] | 0 | [12 empty] | 99.95 | 199.9 | 299.85 | W:22'' H:9 1/8'' E:7 1/2'' | 4.1 |  |  | 22 | 9.125 | Cap Nuts |  |  |  |  | 7.5 |  | No |  | No | [21 empty] | DP:1'' W:4 3/8'' H:6'' OB UP:6 1/8'' OB DOWN:3'' Rectangular |  |  |  | 6.5 | Black/White |  |  | Hardwired | 0 | 1 | 0 | 1 | 1 | 0 | 0 | 0 | 0 | 0 | 0 | 785652044359 | 24.5 | 9.25 | 10.75 | 5.5 | 1.41 | 250 | Yes | [9 empty] | cETL Damp | ALTURAS 3L BATH-962 | Three Light Wall / Bath |  | 4424603EN3-962.jpg | 4424603.jpg
4424604-05 | Four Light Wall / Bath | The silhouette of the modern Alturas lighting collection by Sea Gull Lighting features an interlocking, spherical steel frame, which harkens back to the Unisphere constructed for the 1964 New York World's Fair. The minimalist Alturas Collection draws the eye to the soft, warm glow of the light emitted from the cylindrical Satin Etched glass shades. The full assortment includes three-, five- and nine-light chandeliers, a one-light mini pendant, a three-light pendant, a two-light semi flush which is convertible into a pendant, and one-, two-, three- and four-light bath fixtures. All fixtures are offered in Brushed Oil Rubbed Bronze, Brushed Nickel and Satin Bronze finishes, the bath fixtures are also offered in Chrome finish. Incandescent and ENERGY STAR-qualified LED lamping are available; all fixtures are California Title 24 compliant. | BATH | Alturas | Wall / Bath Lighting | Chrome | 5 | Steel | Etched / White Inside Glass | D:3.5" H:6.125" |  |  | 4 Medium A19 100w |  | 4 | No | [14 empty] | 0 | [12 empty] | 105.48 | 210.96 | 316.44 | W:30 1/2'' H:9 1/8'' E:7 1/4'' | 7 |  |  | 30.5 | 9.125 | Cap Nuts |  |  |  |  | 7.25 |  | No |  | No | [21 empty] | DP:1'' W:4 3/8'' H:6'' OB UP:6 1/8'' OB DOWN:3'' Rectangular |  |  |  | 6.5 | Black/White |  |  | Hardwired | 0 | 1 | 0 | 0 | 1 | 0 | 0 | 1 | 0 | 0 | 0 | 785652000614 | 32 | 10.5 | 9.25 | 6.6 | 1.799 | 250 | Yes | [9 empty] | cETL Damp | ALTURAS 4L BATH-05 | Four Light Wall / Bath |  | 4424604-05.jpg | 4424604.jpg
4424604-778 | Four Light Wall / Bath | The silhouette of the modern Alturas lighting collection by Sea Gull Lighting features an interlocking, spherical steel frame, which harkens back to the Unisphere constructed for the 1964 New York World's Fair. The minimalist Alturas Collection draws the eye to the soft, warm glow of the light emitted from the cylindrical Satin Etched glass shades. The full assortment includes three-, five- and nine-light chandeliers, a one-light mini pendant, a three-light pendant, a two-light semi flush which is convertible into a pendant, and one-, two-, three- and four-light bath fixtures. All fixtures are offered in Brushed Oil Rubbed Bronze, Brushed Nickel and Satin Bronze finishes, the bath fixtures are also offered in Chrome finish. Incandescent and ENERGY STAR-qualified LED lamping are available; all fixtures are California Title 24 compliant. | BATH | Alturas | Wall / Bath Lighting | Brushed Oil Rubbed Bronze | 778 | Steel | Etched / White Inside Glass | D:3.5" H:6.125" |  |  | 4 Medium A19 100w |  | 4 | No | [14 empty] | 0 | [12 empty] | 105.48 | 210.96 | 316.44 | W:30 1/2'' H:9 1/8'' E:7 1/4'' | 5.3 |  |  | 30.5 | 9.125 | Cap Nuts |  |  |  |  | 7.25 |  | No |  | No | [21 empty] | DP:1'' W:4 3/8'' H:6'' OB UP:6 1/8'' OB DOWN:3'' Rectangular |  |  |  | 6.5 | Black/White |  |  | Hardwired | 0 | 1 | 0 | 0 | 1 | 0 | 0 | 1 | 0 | 0 | 0 | 785652067204 | 33.5 | 10.75 | 8.75 | 7.3 | 1.824 | 175 | Yes | [9 empty] | cETL Damp | ALTURAS 4L BATH-778 | Four Light Wall / Bath |  | 4424604-778.png | 4424604.jpg
4424604-848 | Four Light Wall / Bath | The silhouette of the modern Alturas lighting collection by Sea Gull Lighting features an interlocking, spherical steel frame, which harkens back to the Unisphere constructed for the 1964 New York World's Fair. The minimalist Alturas Collection draws the eye to the soft, warm glow of the light emitted from the cylindrical Satin Etched glass shades. The full assortment includes three-, five- and nine-light chandeliers, a one-light mini pendant, a three-light pendant, a two-light semi flush which is convertible into a pendant, and one-, two-, three- and four-light bath fixtures. All fixtures are offered in Brushed Oil Rubbed Bronze, Brushed Nickel and Satin Bronze finishes, the bath fixtures are also offered in Chrome finish. Incandescent and ENERGY STAR-qualified LED lamping are available; all fixtures are California Title 24 compliant. | BATH | Alturas | Wall / Bath Lighting | Satin Bronze | 848 | Steel | Etched / White Inside Glass | D:3.5" H:6.125" |  |  | 4 Medium A19 100w |  | 4 | No | [14 empty] | 0 | [12 empty] | 105.48 | 210.96 | 316.44 | W:30 1/2'' H:9 1/8'' E:7 1/4'' | 5.3 |  |  | 30.5 | 9.125 | Cap Nuts |  |  |  |  | 7.25 |  | No |  | No | [21 empty] | DP:1'' W:4 3/8'' H:6'' OB UP:6 1/8'' OB DOWN:3'' Rectangular |  |  |  | 6.5 | Black/White |  |  | Hardwired | 0 | 1 | 0 | 0 | 1 | 0 | 0 | 1 | 0 | 0 | 0 | 785652000621 | 32 | 9.25 | 10.5 | 6.6 | 1.799 | 250 | Yes | [9 empty] | cETL Damp | ALTURAS 4L BATH-848 | Four Light Wall / Bath |  | 4424604-848.jpg | 4424604.jpg
4424604-962 | Four Light Wall / Bath | The silhouette of the modern Alturas lighting collection by Sea Gull Lighting features an interlocking, spherical steel frame, which harkens back to the Unisphere constructed for the 1964 New York World's Fair. The minimalist Alturas Collection draws the eye to the soft, warm glow of the light emitted from the cylindrical Satin Etched glass shades. The full assortment includes three-, five- and nine-light chandeliers, a one-light mini pendant, a three-light pendant, a two-light semi flush which is convertible into a pendant, and one-, two-, three- and four-light bath fixtures. All fixtures are offered in Brushed Oil Rubbed Bronze, Brushed Nickel and Satin Bronze finishes, the bath fixtures are also offered in Chrome finish. Incandescent and ENERGY STAR-qualified LED lamping are available; all fixtures are California Title 24 compliant. | BATH | Alturas | Wall / Bath Lighting | Brushed Nickel | 962 | Steel | Etched / White Inside Glass | D:3.5" H:6.125" |  |  | 4 Medium A19 100w |  | 4 | No | [14 empty] | 0 | [12 empty] | 111.98 | 223.96 | 335.94 | W:30 1/2'' H:9 1/8'' E:7 1/4'' | 5.3 |  |  | 30.5 | 9.125 | Cap Nuts |  |  |  |  | 7.25 |  | No |  | No | [21 empty] | DP:1'' W:4 3/8'' H:6'' OB UP:6 1/8'' OB DOWN:3'' Rectangular |  |  |  | 6.5 | Black/White |  |  | Hardwired | 0 | 1 | 0 | 0 | 1 | 0 | 0 | 1 | 0 | 0 | 0 | 785652108952 | 33.5 | 9 | 11 | 7 | 1.919 | 250 | Yes | [9 empty] | cETL Damp | ALTURAS 4L BATH-962 | Four Light Wall / Bath |  | 4424604-962.jpg | 4424604.jpg
4424604EN3-05 | Four Light Wall / Bath | The silhouette of the modern Alturas lighting collection by Sea Gull Lighting features an interlocking, spherical steel frame, which harkens back to the Unisphere constructed for the 1964 New York World's Fair. The minimalist Alturas Collection draws the eye to the soft, warm glow of the light emitted from the cylindrical Satin Etched glass shades. The full assortment includes three-, five- and nine-light chandeliers, a one-light mini pendant, a three-light pendant, a two-light semi flush which is convertible into a pendant, and one-, two-, three- and four-light bath fixtures. All fixtures are offered in Brushed Oil Rubbed Bronze, Brushed Nickel and Satin Bronze finishes, the bath fixtures are also offered in Chrome finish. Incandescent and ENERGY STAR-qualified LED lamping are available; all fixtures are California Title 24 compliant. | BATH | Alturas | Wall / Bath Lighting | Chrome | 5 | Steel | Etched / White Inside Glass | D:3.5" H:6.125" |  |  | 4 Medium A19 9.3w |  | 4 | Yes | [14 empty] | 0 | [12 empty] | 124.95 | 249.9 | 374.85 | W:30 1/2'' H:9 1/8'' E:7 1/4'' | 5.3 |  |  | 30.5 | 9.125 | Cap Nuts |  |  |  |  | 7.25 |  | No |  | No | [21 empty] | DP:1'' W:4 3/8'' H:6'' OB UP:6 1/8'' OB DOWN:3'' Rectangular |  |  |  | 6.5 | Black/White |  |  | Hardwired | 0 | 1 | 0 | 1 | 1 | 0 | 0 | 0 | 0 | 0 | 0 | 785652044380 | 33.5 | 9 | 11 | 7 | 1.919 | 250 | Yes | [9 empty] | cETL Damp | ALTURAS 4L BATH-05 | Four Light Wall / Bath |  | 4424604EN3-05.jpg | 4424604.jpg
4424604EN3-778 | Four Light Wall / Bath | The silhouette of the modern Alturas lighting collection by Sea Gull Lighting features an interlocking, spherical steel frame, which harkens back to the Unisphere constructed for the 1964 New York World's Fair. The minimalist Alturas Collection draws the eye to the soft, warm glow of the light emitted from the cylindrical Satin Etched glass shades. The full assortment includes three-, five- and nine-light chandeliers, a one-light mini pendant, a three-light pendant, a two-light semi flush which is convertible into a pendant, and one-, two-, three- and four-light bath fixtures. All fixtures are offered in Brushed Oil Rubbed Bronze, Brushed Nickel and Satin Bronze finishes, the bath fixtures are also offered in Chrome finish. Incandescent and ENERGY STAR-qualified LED lamping are available; all fixtures are California Title 24 compliant. | BATH | Alturas | Wall / Bath Lighting | Brushed Oil Rubbed Bronze | 778 | Steel | Etched / White Inside Glass | D:3.5" H:6.125" |  |  | 4 Medium A19 9.3w |  | 4 | Yes | [14 empty] | 0 | [12 empty] | 124.95 | 249.9 | 374.85 | W:30 1/2'' H:9 1/8'' E:7 1/4'' | 5.3 |  |  | 30.5 | 9.125 | Cap Nuts |  |  |  |  | 7.25 |  | No |  | No | [21 empty] | DP:1'' W:4 3/8'' H:6'' OB UP:6 1/8'' OB DOWN:3'' Rectangular |  |  |  | 6.5 | Black/White |  |  | Hardwired | 0 | 1 | 0 | 1 | 1 | 0 | 0 | 0 | 0 | 0 | 0 | 785652068102 | 33.5 | 10.75 | 8.75 | 7.3 | 1.824 | 175 | Yes | [9 empty] | cETL Damp | ALTURAS 4L LED BATH-778 | Four Light Wall / Bath |  | 4424604EN3-778.png | 4424604.jpg
4424604EN3-848 | Four Light Wall / Bath | The silhouette of the modern Alturas lighting collection by Sea Gull Lighting features an interlocking, spherical steel frame, which harkens back to the Unisphere constructed for the 1964 New York World's Fair. The minimalist Alturas Collection draws the eye to the soft, warm glow of the light emitted from the cylindrical Satin Etched glass shades. The full assortment includes three-, five- and nine-light chandeliers, a one-light mini pendant, a three-light pendant, a two-light semi flush which is convertible into a pendant, and one-, two-, three- and four-light bath fixtures. All fixtures are offered in Brushed Oil Rubbed Bronze, Brushed Nickel and Satin Bronze finishes, the bath fixtures are also offered in Chrome finish. Incandescent and ENERGY STAR-qualified LED lamping are available; all fixtures are California Title 24 compliant. | BATH | Alturas | Wall / Bath Lighting | Satin Bronze | 848 | Steel | Etched / White Inside Glass | D:3.5" H:6.125" |  |  | 4 Medium A19 9.3w |  | 4 | Yes | [14 empty] | 0 | [12 empty] | 124.95 | 249.9 | 374.85 | W:30 1/2'' H:9 1/8'' E:7 1/4'' | 5.3 |  |  | 30.5 | 9.125 | Cap Nuts |  |  |  |  | 7.25 |  | No |  | No | [21 empty] | DP:1'' W:4 3/8'' H:6'' OB UP:6 1/8'' OB DOWN:3'' Rectangular |  |  |  | 6.5 | Black/White |  |  | Hardwired | 0 | 1 | 0 | 1 | 1 | 0 | 0 | 0 | 0 | 0 | 0 | 785652044397 | 33.5 | 9 | 11 | 7 | 1.919 | 250 | Yes | [9 empty] | cETL Damp | ALTURAS 4L BATH-848 | Four Light Wall / Bath |  | 4424604EN3-848.jpg | 4424604.jpg
4424604EN3-962 | Four Light Wall / Bath | The silhouette of the modern Alturas lighting collection by Sea Gull Lighting features an interlocking, spherical steel frame, which harkens back to the Unisphere constructed for the 1964 New York World's Fair. The minimalist Alturas Collection draws the eye to the soft, warm glow of the light emitted from the cylindrical Satin Etched glass shades. The full assortment includes three-, five- and nine-light chandeliers, a one-light mini pendant, a three-light pendant, a two-light semi flush which is convertible into a pendant, and one-, two-, three- and four-light bath fixtures. All fixtures are offered in Brushed Oil Rubbed Bronze, Brushed Nickel and Satin Bronze finishes, the bath fixtures are also offered in Chrome finish. Incandescent and ENERGY STAR-qualified LED lamping are available; all fixtures are California Title 24 compliant. | BATH | Alturas | Wall / Bath Lighting | Brushed Nickel | 962 | Steel | Etched / White Inside Glass | D:3.5" H:6.125" |  |  | 4 Medium A19 9.3w |  | 4 | Yes | [14 empty] | 0 | [12 empty] | 132.48 | 264.96 | 397.44 | W:30 1/2'' H:9 1/8'' E:7 1/4'' | 5.3 |  |  | 30.5 | 9.125 | Cap Nuts |  |  |  |  | 7.25 |  | No |  | No | [21 empty] | DP:1'' W:4 3/8'' H:6'' OB UP:6 1/8'' OB DOWN:3'' Rectangular |  |  |  | 6.5 | Black/White |  |  | Hardwired | 0 | 1 | 0 | 1 | 1 | 0 | 0 | 0 | 0 | 0 | 0 | 785652044403 | 33.5 | 9 | 11 | 7 | 1.919 | 250 | Yes | [9 empty] | cETL Damp | ALTURAS 4L BATH-962 | Four Light Wall / Bath |  | 4424604EN3-962.jpg | 4424604.jpg
4427802-839 | Two Light Wall / Bath | The Morill lighting collection by Sea Gull Lighting combines retro and industrial trends to make an impactful design statement. The warm, textured Blacksmith finish contrasts dramatically with the goblet-shaped, Clear Seeded glass shades which are especially dramatic when used with antique style Edison light bulbs, making the fixtures the perfect addition to any space. The rich Blacksmith finish adds another layer of retro design to the warm look. The assortment includes three-, five- and nine-light chandeliers; a three-light foyer pendant; a one-light sconce; and two-, three- and four-light bath vanity fixtures. All fixtures are California Title 24 compliant and easily convert to LED by purchasing LED lamps sold separately. | BATH | Morill | Wall / Bath Lighting | Blacksmith | 839 | Steel | Clear Seeded Glass | D:4.875" H:6.25" |  |  | 2 Medium ST19 60w |  | 2 | No | [14 empty] | 0 | [12 empty] | 58.48 | 116.96 | 175.44 | W:13 1/4'' H:8 1/4'' E:7 3/4'' | 5 |  |  | 13.25 | 8.25 | Cap Nuts |  |  |  |  | 7.75 |  | No |  | No | [21 empty] | D:5'' DP:3/4'' OB UP:3 3/4'' Round |  |  |  | 6.5 | Black/White |  |  | Hardwired | 0 | 0 | 0 | 0 | 1 | 0 | 0 | 0 | 0 | 0 | 0 | 785652001802 | 14.5 | 12.5 | 11.25 | 5.8 | 1.18 | 175 | Yes | [9 empty] | cETL Dry | MORILL 2L BATH-839 | Two Light Wall / Bath |  | 4427802-839.jpg | 4427802.jpg
4427803-839 | Three Light Wall / Bath | The Morill lighting collection by Sea Gull Lighting combines retro and industrial trends to make an impactful design statement. The warm, textured Blacksmith finish contrasts dramatically with the goblet-shaped, Clear Seeded glass shades which are especially dramatic when used with antique style Edison light bulbs, making the fixtures the perfect addition to any space. The rich Blacksmith finish adds another layer of retro design to the warm look. The assortment includes three-, five- and nine-light chandeliers; a three-light foyer pendant; a one-light sconce; and two-, three- and four-light bath vanity fixtures. All fixtures are California Title 24 compliant and easily convert to LED by purchasing LED lamps sold separately. | BATH | Morill | Wall / Bath Lighting | Blacksmith | 839 | Steel | Clear Seeded Glass | D:4.875" H:6.25" |  |  | 3 Medium ST19 60w |  | 3 | No | [14 empty] | 0 | [12 empty] | 82.98 | 165.96 | 248.94 | W:20 3/8'' H:8 1/4'' E:7 3/4'' | 7.8 |  |  | 20.375 | 8.25 | Cap Nuts |  |  |  |  | 7.75 |  | No |  | No | [21 empty] | D:5'' DP:3/4'' OB UP:3 3/4'' Round |  |  |  | 6.5 | Black/White |  |  | Hardwired | 0 | 0 | 0 | 0 | 1 | 0 | 0 | 0 | 0 | 0 | 0 | 785652001819 | 22.25 | 11.75 | 11.5 | 8.3 | 1.74 | 175 | Yes | [9 empty] | cETL Dry | MORILL 3L BATH-839 | Three Light Wall / Bath |  | 4427803-839.jpg | 4427803.jpg
4427804-839 | Four Light Wall / Bath | The Morill lighting collection by Sea Gull Lighting combines retro and industrial trends to make an impactful design statement. The warm, textured Blacksmith finish contrasts dramatically with the goblet-shaped, Clear Seeded glass shades which are especially dramatic when used with antique style Edison light bulbs, making the fixtures the perfect addition to any space. The rich Blacksmith finish adds another layer of retro design to the warm look. The assortment includes three-, five- and nine-light chandeliers; a three-light foyer pendant; a one-light sconce; and two-, three- and four-light bath vanity fixtures. All fixtures are California Title 24 compliant and easily convert to LED by purchasing LED lamps sold separately. | BATH | Morill | Wall / Bath Lighting | Blacksmith | 839 | Steel | Clear Seeded Glass | D:4.875" H:6.25" |  |  | 4 Medium ST19 60w |  | 4 | No | [14 empty] | 0 | [12 empty] | 112.48 | 224.96 | 337.44 | W:28 1/2'' H:8 1/4'' E:7 3/4'' | 9 |  |  | 28.5 | 8.25 | Cap Nuts |  |  |  |  | 7.75 |  | No |  | No | [21 empty] | D:5'' DP:3/4'' OB UP:3 3/4'' Round |  |  |  | 6.5 | Black/White |  |  | Hardwired | 0 | 0 | 0 | 0 | 1 | 0 | 0 | 0 | 0 | 0 | 0 | 785652001826 | 30.25 | 12.5 | 11.25 | 10.1 | 2.462 | 175 | Yes | [9 empty] | cETL Dry | MORILL 4L BATH-839 | Four Light Wall / Bath |  | 4427804-839.jpg | 4427804.jpg
4428802-05 | Two Light Wall / Bath | Behind every seemingly simple design lies unerring attention to restraint and obsessive attention to the tiniest details. The Canfield collection by Sea Gull Lighting draws on the modernist traditions of "less is more". Essential functional elements dictate the aesthetics, and clean lines prevail. Layers of intricately finished hand-brushed steel progress vertically to the soft glow of light diffused through finely etched glass diffusors. Canfield offers a "whole home" lighting solution; offering lighting in every imaginable category from the auspicious 15 light 3-tier chandelier, to the concise mini-pendant and one-light sconces. The collection is available in hand brushed Burnt Sienna for a warm, tactile, almost Craftsman design style, or a brushed nickel to emphasize the more architectural elements of your interior. | BATH | Canfield | Wall / Bath Lighting | Chrome | 5 | Steel | Etched / White Inside Glass | D:5.5" H:4.75" |  |  | 2 Medium A19 100w |  | 2 | No | [14 empty] | 0 | [12 empty] | 43.95 | 87.9 | 131.85 | W:14 1/4'' H:8 3/8'' E:7 1/4'' | 3.2 |  |  | 14.25 | 8.375 | Cap Nuts |  |  |  |  | 7.25 |  | No |  | No | [21 empty] | DP:7/8'' W:7 5/8'' H:5'' OB UP:5 7/8'' OB DOWN:2 1/2'' Rectangular |  |  |  | 6.5 | Black/White |  |  | Hardwired | 0 | 1 | 0 | 0 | 1 | 0 | 0 | 1 | 0 | 0 | 0 | 785652077975 | 16.5 | 18.25 | 11.25 | 6.6 | 1.96 | 250 | Yes | [9 empty] | cETL Damp | CANFIELD 2L SCONCE-05 | Two Light Wall / Bath |  | 4428802-05.jpg | 4428802.jpg
4428802-710 | Two Light Wall / Bath | Behind every seemingly simple design lies unerring attention to restraint and obsessive attention to the tiniest details. The Canfield collection by Sea Gull Lighting draws on the modernist traditions of "less is more". Essential functional elements dictate the aesthetics, and clean lines prevail. Layers of intricately finished hand-brushed steel progress vertically to the soft glow of light diffused through finely etched glass diffusors. Canfield offers a "whole home" lighting solution; offering lighting in every imaginable category from the auspicious 15 light 3-tier chandelier, to the concise mini-pendant and one-light sconces. The collection is available in hand brushed Burnt Sienna for a warm, tactile, almost Craftsman design style, or a brushed nickel to emphasize the more architectural elements of your interior. | BATH | Canfield | Wall / Bath Lighting | Burnt Sienna | 710 | Steel | Etched / White Inside Glass | D:5.5" H:4.75" |  |  | 2 Medium A19 100w |  | 2 | No | [14 empty] | 0 | [12 empty] | 45.98 | 91.96 | 137.94 | W:14 1/4'' H:8 3/8'' E:7 1/4'' | 3.2 |  |  | 14.25 | 8.375 | Cap Nuts |  |  |  |  | 7.25 |  | No |  | No | [21 empty] | DP:7/8'' W:7 5/8'' H:5'' OB UP:5 7/8'' OB DOWN:2 1/2'' Rectangular |  |  |  | 6.5 | Black/White |  |  | Hardwired | 0 | 1 | 0 | 0 | 1 | 0 | 0 | 1 | 0 | 0 | 0 | 785652059841 | 15 | 13.75 | 8.25 | 4.5 | 0.985 | 175 | Yes | [9 empty] | cETL Damp | CANFIELD 2L SCONCE-710 | Two Light Wall / Bath |  | 4428802-710.png | 4428802.jpg
4428802-962 | Two Light Wall / Bath | Behind every seemingly simple design lies unerring attention to restraint and obsessive attention to the tiniest details. The Canfield collection by Sea Gull Lighting draws on the modernist traditions of "less is more". Essential functional elements dictate the aesthetics, and clean lines prevail. Layers of intricately finished hand-brushed steel progress vertically to the soft glow of light diffused through finely etched glass diffusors. Canfield offers a "whole home" lighting solution; offering lighting in every imaginable category from the auspicious 15 light 3-tier chandelier, to the concise mini-pendant and one-light sconces. The collection is available in hand brushed Burnt Sienna for a warm, tactile, almost Craftsman design style, or a brushed nickel to emphasize the more architectural elements of your interior. | BATH | Canfield | Wall / Bath Lighting | Brushed Nickel | 962 | Steel | Etched / White Inside Glass | D:5.5" H:4.75" |  |  | 2 Medium A19 100w |  | 2 | No | [14 empty] | 0 | [12 empty] | 45.98 | 91.96 | 137.94 | W:14 1/4'' H:8 3/8'' E:7 1/4'' | 3.2 |  |  | 14.25 | 8.375 | Cap Nuts |  |  |  |  | 7.25 |  | No |  | No | [21 empty] | DP:7/8'' W:7 5/8'' H:5'' OB UP:5 7/8'' OB DOWN:2 1/2'' Rectangular |  |  |  | 6.5 | Black/White |  |  | Hardwired | 0 | 1 | 0 | 0 | 1 | 0 | 0 | 1 | 0 | 0 | 0 | 785652059858 | 15 | 13.75 | 8.25 | 4.5 | 0.985 | 175 | Yes | [9 empty] | cETL Damp | CANFIELD 2L SCONCE-962 | Two Light Wall / Bath |  | 4428802-962.png | 4428802.jpg
4428802EN3-05 | Two Light Wall / Bath | Behind every seemingly simple design lies unerring attention to restraint and obsessive attention to the tiniest details. The Canfield collection by Sea Gull Lighting draws on the modernist traditions of "less is more". Essential functional elements dictate the aesthetics, and clean lines prevail. Layers of intricately finished hand-brushed steel progress vertically to the soft glow of light diffused through finely etched glass diffusors. Canfield offers a "whole home" lighting solution; offering lighting in every imaginable category from the auspicious 15 light 3-tier chandelier, to the concise mini-pendant and one-light sconces. The collection is available in hand brushed Burnt Sienna for a warm, tactile, almost Craftsman design style, or a brushed nickel to emphasize the more architectural elements of your interior. | BATH | Canfield | Wall / Bath Lighting | Chrome | 5 | Steel | Etched / White Inside Glass | D:5.5" H:4.75" |  |  | 2 Medium A19 9.3w |  | 2 | Yes | [14 empty] | 0 | [12 empty] | 54.95 | 109.9 | 164.85 | W:14 1/4'' H:8 3/8'' E:7 1/4'' | 3.2 |  |  | 14.25 | 8.375 | Cap Nuts |  |  |  |  | 7.25 |  | No |  | No | [21 empty] | DP:7/8'' W:7 5/8'' H:5'' OB UP:5 7/8'' OB DOWN:2 1/2'' Rectangular |  |  |  | 6.5 | Black/White |  |  | Hardwired | 0 | 1 | 0 | 1 | 1 | 0 | 0 | 0 | 0 | 0 | 0 | 785652082177 | 15 | 13.75 | 8.25 | 4.5 | 0.985 | 175 | Yes | [9 empty] | cETL Damp | CANFIELD 2L SCONCE-05 | Two Light Wall / Bath |  | 4428802EN3-05.jpg | 4428802EN3.jpg
4428802EN3-710 | Two Light Wall / Bath | Behind every seemingly simple design lies unerring attention to restraint and obsessive attention to the tiniest details. The Canfield collection by Sea Gull Lighting draws on the modernist traditions of "less is more". Essential functional elements dictate the aesthetics, and clean lines prevail. Layers of intricately finished hand-brushed steel progress vertically to the soft glow of light diffused through finely etched glass diffusors. Canfield offers a "whole home" lighting solution; offering lighting in every imaginable category from the auspicious 15 light 3-tier chandelier, to the concise mini-pendant and one-light sconces. The collection is available in hand brushed Burnt Sienna for a warm, tactile, almost Craftsman design style, or a brushed nickel to emphasize the more architectural elements of your interior. | BATH | Canfield | Wall / Bath Lighting | Burnt Sienna | 710 | Steel | Etched / White Inside Glass | D:5.5" H:4.75" |  |  | 2 Medium A19 9.3w |  | 2 | Yes | [14 empty] | 0 | [12 empty] | 57.48 | 114.96 | 172.44 | W:14 1/4'' H:8 3/8'' E:7 1/4'' | 3.2 |  |  | 14.25 | 8.375 | Cap Nuts |  |  |  |  | 7.25 |  | No |  | No | [21 empty] | DP:7/8'' W:7 5/8'' H:5'' OB UP:5 7/8'' OB DOWN:2 1/2'' Rectangular |  |  |  | 6.5 | Black/White |  |  | Hardwired | 0 | 1 | 0 | 1 | 1 | 0 | 0 | 0 | 0 | 0 | 0 | 785652060373 | 15 | 13.75 | 8.25 | 4.5 | 0.985 | 175 | Yes | [9 empty] | cETL Damp | CANFIELD 2L SCONCE-710 | Two Light Wall / Bath |  | 4428802EN3-710.jpg | 4428802EN3.jpg
4428802EN3-962 | Two Light Wall / Bath | Behind every seemingly simple design lies unerring attention to restraint and obsessive attention to the tiniest details. The Canfield collection by Sea Gull Lighting draws on the modernist traditions of "less is more". Essential functional elements dictate the aesthetics, and clean lines prevail. Layers of intricately finished hand-brushed steel progress vertically to the soft glow of light diffused through finely etched glass diffusors. Canfield offers a "whole home" lighting solution; offering lighting in every imaginable category from the auspicious 15 light 3-tier chandelier, to the concise mini-pendant and one-light sconces. The collection is available in hand brushed Burnt Sienna for a warm, tactile, almost Craftsman design style, or a brushed nickel to emphasize the more architectural elements of your interior. | BATH | Canfield | Wall / Bath Lighting | Brushed Nickel | 962 | Steel | Etched / White Inside Glass | D:5.5" H:4.75" |  |  | 2 Medium A19 9.3w |  | 2 | Yes | [14 empty] | 0 | [12 empty] | 57.48 | 114.96 | 172.44 | W:14 1/4'' H:8 3/8'' E:7 1/4'' | 3.2 |  |  | 14.25 | 8.375 | Cap Nuts |  |  |  |  | 7.25 |  | No |  | No | [21 empty] | DP:7/8'' W:7 5/8'' H:5'' OB UP:5 7/8'' OB DOWN:2 1/2'' Rectangular |  |  |  | 6.5 | Black/White |  |  | Hardwired | 0 | 1 | 0 | 1 | 1 | 0 | 0 | 0 | 0 | 0 | 0 | 785652060380 | 15 | 13.75 | 8.25 | 4.5 | 0.985 | 175 | Yes | [9 empty] | cETL Damp | CANFIELD 2L SCONCE-962 | Two Light Wall / Bath |  | 4428802EN3-962.jpg | 4428802EN3.jpg
4428803-05 | Three Light Wall / Bath | Behind every seemingly simple design lies unerring attention to restraint and obsessive attention to the tiniest details. The Canfield collection by Sea Gull Lighting draws on the modernist traditions of "less is more". Essential functional elements dictate the aesthetics, and clean lines prevail. Layers of intricately finished hand-brushed steel progress vertically to the soft glow of light diffused through finely etched glass diffusors. Canfield offers a "whole home" lighting solution; offering lighting in every imaginable category from the auspicious 15 light 3-tier chandelier, to the concise mini-pendant and one-light sconces. The collection is available in hand brushed Burnt Sienna for a warm, tactile, almost Craftsman design style, or a brushed nickel to emphasize the more architectural elements of your interior. | BATH | Canfield | Wall / Bath Lighting | Chrome | 5 | Steel | Etched / White Inside Glass | D:5.5" H:4.75" |  |  | 3 Medium A19 100w |  | 3 | No | [14 empty] | 0 | [12 empty] | 59.95 | 119.9 | 179.85 | W:23 1/8'' H:8 3/8'' E:7 1/4'' | 4.4 |  |  | 23.125 | 8.375 | Cap Nuts |  |  |  |  | 7.25 |  | No |  | No | [21 empty] | DP:7/8'' W:7 5/8'' H:5'' OB UP:5 7/8'' OB DOWN:2 1/2'' Rectangular |  |  |  | 6.5 | Black/White |  |  | Hardwired | 0 | 1 | 0 | 0 | 1 | 0 | 0 | 1 | 0 | 0 | 0 | 785652077982 | 25.75 | 11.5 | 16.25 | 8.2 | 2.785 | 250 | Yes | [9 empty] | cETL Damp | CANFIELD 3L SCONCE-05 | Three Light Wall / Bath |  | 4428803-05.jpg | 4428803.jpg
4428803-710 | Three Light Wall / Bath | Behind every seemingly simple design lies unerring attention to restraint and obsessive attention to the tiniest details. The Canfield collection by Sea Gull Lighting draws on the modernist traditions of "less is more". Essential functional elements dictate the aesthetics, and clean lines prevail. Layers of intricately finished hand-brushed steel progress vertically to the soft glow of light diffused through finely etched glass diffusors. Canfield offers a "whole home" lighting solution; offering lighting in every imaginable category from the auspicious 15 light 3-tier chandelier, to the concise mini-pendant and one-light sconces. The collection is available in hand brushed Burnt Sienna for a warm, tactile, almost Craftsman design style, or a brushed nickel to emphasize the more architectural elements of your interior. | BATH | Canfield | Wall / Bath Lighting | Burnt Sienna | 710 | Steel | Etched / White Inside Glass | D:5.5" H:4.75" |  |  | 3 Medium A19 100w |  | 3 | No | [14 empty] | 0 | [12 empty] | 62.48 | 124.96 | 187.44 | W:23 1/8'' H:8 3/8'' E:7 1/4'' | 4.4 |  |  | 23.125 | 8.375 | Cap Nuts |  |  |  |  | 7.25 |  | No |  | No | [21 empty] | DP:7/8'' W:7 5/8'' H:5'' OB UP:5 7/8'' OB DOWN:2 1/2'' Rectangular |  |  |  | 6.5 | Black/White |  |  | Hardwired | 0 | 1 | 0 | 0 | 1 | 0 | 0 | 1 | 0 | 0 | 0 | 785652059865 | 22.5 | 13.25 | 8.25 | 6.1 | 1.423 | 175 | Yes | [9 empty] | cETL Damp | CANFIELD 3L SCONCE-710 | Three Light Wall / Bath |  | 4428803-710.png | 4428803.jpg
4428803-962 | Three Light Wall / Bath | Behind every seemingly simple design lies unerring attention to restraint and obsessive attention to the tiniest details. The Canfield collection by Sea Gull Lighting draws on the modernist traditions of "less is more". Essential functional elements dictate the aesthetics, and clean lines prevail. Layers of intricately finished hand-brushed steel progress vertically to the soft glow of light diffused through finely etched glass diffusors. Canfield offers a "whole home" lighting solution; offering lighting in every imaginable category from the auspicious 15 light 3-tier chandelier, to the concise mini-pendant and one-light sconces. The collection is available in hand brushed Burnt Sienna for a warm, tactile, almost Craftsman design style, or a brushed nickel to emphasize the more architectural elements of your interior. | BATH | Canfield | Wall / Bath Lighting | Brushed Nickel | 962 | Steel | Etched / White Inside Glass | D:5.5" H:4.75" |  |  | 3 Medium A19 100w |  | 3 | No | [14 empty] | 0 | [12 empty] | 62.48 | 124.96 | 187.44 | W:23 1/8'' H:8 3/8'' E:7 1/4'' | 4.4 |  |  | 23.125 | 8.375 | Cap Nuts |  |  |  |  | 7.25 |  | No |  | No | [21 empty] | DP:7/8'' W:7 5/8'' H:5'' OB UP:5 7/8'' OB DOWN:2 1/2'' Rectangular |  |  |  | 6.5 | Black/White |  |  | Hardwired | 0 | 1 | 0 | 0 | 1 | 0 | 0 | 1 | 0 | 0 | 0 | 785652059872 | 22.5 | 13.25 | 8.25 | 6.1 | 1.423 | 175 | Yes | [9 empty] | cETL Damp | CANFIELD 3L SCONCE-962 | Three Light Wall / Bath |  | 4428803-962.png | 4428803.jpg
4428803EN3-05 | Three Light Wall / Bath | Behind every seemingly simple design lies unerring attention to restraint and obsessive attention to the tiniest details. The Canfield collection by Sea Gull Lighting draws on the modernist traditions of "less is more". Essential functional elements dictate the aesthetics, and clean lines prevail. Layers of intricately finished hand-brushed steel progress vertically to the soft glow of light diffused through finely etched glass diffusors. Canfield offers a "whole home" lighting solution; offering lighting in every imaginable category from the auspicious 15 light 3-tier chandelier, to the concise mini-pendant and one-light sconces. The collection is available in hand brushed Burnt Sienna for a warm, tactile, almost Craftsman design style, or a brushed nickel to emphasize the more architectural elements of your interior. | BATH | Canfield | Wall / Bath Lighting | Chrome | 5 | Steel | Etched / White Inside Glass | D:5.5" H:4.75" |  |  | 3 Medium A19 9.3w |  | 3 | Yes | [14 empty] | 0 | [12 empty] | 76.95 | 153.9 | 230.85 | W:23 1/8'' H:8 3/8'' E:7 1/4'' | 4.4 |  |  | 23.125 | 8.375 | Cap Nuts |  |  |  |  | 7.25 |  | No |  | No | [21 empty] | DP:7/8'' W:7 5/8'' H:5'' OB UP:5 7/8'' OB DOWN:2 1/2'' Rectangular |  |  |  | 6.5 | Black/White |  |  | Hardwired | 0 | 1 | 0 | 1 | 1 | 0 | 0 | 0 | 0 | 0 | 0 | 785652082184 | 22.5 | 13.25 | 8.25 | 6.1 | 1.423 | 175 | Yes | [9 empty] | cETL Damp | CANFIELD 3L SCONCE-05 | Three Light Wall / Bath |  | 4428803EN3-05.jpg | 4428803EN3.jpg
4428803EN3-710 | Three Light Wall / Bath | Behind every seemingly simple design lies unerring attention to restraint and obsessive attention to the tiniest details. The Canfield collection by Sea Gull Lighting draws on the modernist traditions of "less is more". Essential functional elements dictate the aesthetics, and clean lines prevail. Layers of intricately finished hand-brushed steel progress vertically to the soft glow of light diffused through finely etched glass diffusors. Canfield offers a "whole home" lighting solution; offering lighting in every imaginable category from the auspicious 15 light 3-tier chandelier, to the concise mini-pendant and one-light sconces. The collection is available in hand brushed Burnt Sienna for a warm, tactile, almost Craftsman design style, or a brushed nickel to emphasize the more architectural elements of your interior. | BATH | Canfield | Wall / Bath Lighting | Burnt Sienna | 710 | Steel | Etched / White Inside Glass | D:5.5" H:4.75" |  |  | 3 Medium A19 9.3w |  | 3 | Yes | [14 empty] | 0 | [12 empty] | 80.48 | 160.96 | 241.44 | W:23 1/8'' H:8 3/8'' E:7 1/4'' | 4.4 |  |  | 23.125 | 8.375 | Cap Nuts |  |  |  |  | 7.25 |  | No |  | No | [21 empty] | DP:7/8'' W:7 5/8'' H:5'' OB UP:5 7/8'' OB DOWN:2 1/2'' Rectangular |  |  |  | 6.5 | Black/White |  |  | Hardwired | 0 | 1 | 0 | 1 | 1 | 0 | 0 | 0 | 0 | 0 | 0 | 785652060397 | 22.5 | 13.25 | 8.25 | 6.1 | 1.423 | 175 | Yes | [9 empty] | cETL Damp | CANFIELD 3L SCONCE-710 | Three Light Wall / Bath |  | 4428803EN3-710.jpg | 4428803EN3.jpg
4428803EN3-962 | Three Light Wall / Bath | Behind every seemingly simple design lies unerring attention to restraint and obsessive attention to the tiniest details. The Canfield collection by Sea Gull Lighting draws on the modernist traditions of "less is more". Essential functional elements dictate the aesthetics, and clean lines prevail. Layers of intricately finished hand-brushed steel progress vertically to the soft glow of light diffused through finely etched glass diffusors. Canfield offers a "whole home" lighting solution; offering lighting in every imaginable category from the auspicious 15 light 3-tier chandelier, to the concise mini-pendant and one-light sconces. The collection is available in hand brushed Burnt Sienna for a warm, tactile, almost Craftsman design style, or a brushed nickel to emphasize the more architectural elements of your interior. | BATH | Canfield | Wall / Bath Lighting | Brushed Nickel | 962 | Steel | Etched / White Inside Glass | D:5.5" H:4.75" |  |  | 3 Medium A19 9.3w |  | 3 | Yes | [14 empty] | 0 | [12 empty] | 80.48 | 160.96 | 241.44 | W:23 1/8'' H:8 3/8'' E:7 1/4'' | 4.4 |  |  | 23.125 | 8.375 | Cap Nuts |  |  |  |  | 7.25 |  | No |  | No | [21 empty] | DP:7/8'' W:7 5/8'' H:5'' OB UP:5 7/8'' OB DOWN:2 1/2'' Rectangular |  |  |  | 6.5 | Black/White |  |  | Hardwired | 0 | 1 | 0 | 1 | 1 | 0 | 0 | 0 | 0 | 0 | 0 | 785652060410 | 22.5 | 13.25 | 8.25 | 6.1 | 1.423 | 175 | Yes | [9 empty] | cETL Damp | CANFIELD 3L SCONCE-962 | Three Light Wall / Bath |  | 4428803EN3-962.jpg | 4428803EN3.jpg
4428804-05 | Four Light Wall / Bath | Behind every seemingly simple design lies unerring attention to restraint and obsessive attention to the tiniest details. The Canfield collection by Sea Gull Lighting draws on the modernist traditions of "less is more". Essential functional elements dictate the aesthetics, and clean lines prevail. Layers of intricately finished hand-brushed steel progress vertically to the soft glow of light diffused through finely etched glass diffusors. Canfield offers a "whole home" lighting solution; offering lighting in every imaginable category from the auspicious 15 light 3-tier chandelier, to the concise mini-pendant and one-light sconces. The collection is available in hand brushed Burnt Sienna for a warm, tactile, almost Craftsman design style, or a brushed nickel to emphasize the more architectural elements of your interior. | BATH | Canfield | Wall / Bath Lighting | Chrome | 5 | Steel | Etched / White Inside Glass | D:5.5" H:4.75" |  |  | 4 Medium A19 100w |  | 4 | No | [14 empty] | 0 | [12 empty] | 79.45 | 158.9 | 238.35 | W:31 7/8'' H:8 3/8'' E:7 1/4'' | 5.7 |  |  | 31.875 | 8.375 | Cap Nuts |  |  |  |  | 7.25 |  | No |  | No | [21 empty] | DP:7/8'' W:7 5/8'' H:5'' OB UP:5 7/8'' OB DOWN:2 1/2'' Rectangular |  |  |  | 6.5 | Black/White |  |  | Hardwired | 0 | 1 | 0 | 0 | 1 | 0 | 0 | 1 | 0 | 0 | 0 | 785652077999 | 38.75 | 10.75 | 15 | 9.9 | 3.616 | 250 | Yes | [9 empty] | cETL Damp | CANFIELD 4L SCONCE-05 | Four Light Wall / Bath |  | 4428804-05.jpg | 4428804.jpg
4428804-710 | Four Light Wall / Bath | Behind every seemingly simple design lies unerring attention to restraint and obsessive attention to the tiniest details. The Canfield collection by Sea Gull Lighting draws on the modernist traditions of "less is more". Essential functional elements dictate the aesthetics, and clean lines prevail. Layers of intricately finished hand-brushed steel progress vertically to the soft glow of light diffused through finely etched glass diffusors. Canfield offers a "whole home" lighting solution; offering lighting in every imaginable category from the auspicious 15 light 3-tier chandelier, to the concise mini-pendant and one-light sconces. The collection is available in hand brushed Burnt Sienna for a warm, tactile, almost Craftsman design style, or a brushed nickel to emphasize the more architectural elements of your interior. | BATH | Canfield | Wall / Bath Lighting | Burnt Sienna | 710 | Steel | Etched / White Inside Glass | D:5.5" H:4.75" |  |  | 4 Medium A19 100w |  | 4 | No | [14 empty] | 0 | [12 empty] | 82.98 | 165.96 | 248.94 | W:31 7/8'' H:8 3/8'' E:7 1/4'' | 5.7 |  |  | 31.875 | 8.375 | Cap Nuts |  |  |  |  | 7.25 |  | No |  | No | [21 empty] | DP:7/8'' W:7 5/8'' H:5'' OB UP:5 7/8'' OB DOWN:2 1/2'' Rectangular |  |  |  | 6.5 | Black/White |  |  | Hardwired | 0 | 1 | 0 | 0 | 1 | 0 | 0 | 1 | 0 | 0 | 0 | 785652059889 | 35.75 | 12 | 7.75 | 7.6 | 1.924 | 175 | Yes | [9 empty] | cETL Damp | CANFIELD 4L SCONCE-710 | Four Light Wall / Bath |  | 4428804-710.png | 4428804.jpg
4428804-962 | Four Light Wall / Bath | Behind every seemingly simple design lies unerring attention to restraint and obsessive attention to the tiniest details. The Canfield collection by Sea Gull Lighting draws on the modernist traditions of "less is more". Essential functional elements dictate the aesthetics, and clean lines prevail. Layers of intricately finished hand-brushed steel progress vertically to the soft glow of light diffused through finely etched glass diffusors. Canfield offers a "whole home" lighting solution; offering lighting in every imaginable category from the auspicious 15 light 3-tier chandelier, to the concise mini-pendant and one-light sconces. The collection is available in hand brushed Burnt Sienna for a warm, tactile, almost Craftsman design style, or a brushed nickel to emphasize the more architectural elements of your interior. | BATH | Canfield | Wall / Bath Lighting | Brushed Nickel | 962 | Steel | Etched / White Inside Glass | D:5.5" H:4.75" |  |  | 4 Medium A19 100w |  | 4 | No | [14 empty] | 0 | [12 empty] | 82.98 | 165.96 | 248.94 | W:31 7/8'' H:8 3/8'' E:7 1/4'' | 5.7 |  |  | 31.875 | 8.375 | Cap Nuts |  |  |  |  | 7.25 |  | No |  | No | [21 empty] | DP:7/8'' W:7 5/8'' H:5'' OB UP:5 7/8'' OB DOWN:2 1/2'' Rectangular |  |  |  | 6.5 | Black/White |  |  | Hardwired | 0 | 1 | 0 | 0 | 1 | 0 | 0 | 1 | 0 | 0 | 0 | 785652059896 | 35.75 | 12 | 7.75 | 7.6 | 1.924 | 175 | Yes | [9 empty] | cETL Damp | CANFIELD 4L SCONCE-962 | Four Light Wall / Bath |  | 4428804-962.png | 4428804.jpg
4428804EN3-05 | Four Light Wall / Bath | Behind every seemingly simple design lies unerring attention to restraint and obsessive attention to the tiniest details. The Canfield collection by Sea Gull Lighting draws on the modernist traditions of "less is more". Essential functional elements dictate the aesthetics, and clean lines prevail. Layers of intricately finished hand-brushed steel progress vertically to the soft glow of light diffused through finely etched glass diffusors. Canfield offers a "whole home" lighting solution; offering lighting in every imaginable category from the auspicious 15 light 3-tier chandelier, to the concise mini-pendant and one-light sconces. The collection is available in hand brushed Burnt Sienna for a warm, tactile, almost Craftsman design style, or a brushed nickel to emphasize the more architectural elements of your interior. | BATH | Canfield | Wall / Bath Lighting | Chrome | 5 | Steel | Etched / White Inside Glass | D:5.5" H:4.75" |  |  | 4 Medium A19 9.3w |  | 4 | Yes | [14 empty] | 0 | [12 empty] | 102.45 | 204.9 | 307.35 | W:31 7/8'' H:8 3/8'' E:7 1/4'' | 5.7 |  |  | 31.875 | 8.375 | Cap Nuts |  |  |  |  | 7.25 |  | No |  | No | [21 empty] | DP:7/8'' W:7 5/8'' H:5'' OB UP:5 7/8'' OB DOWN:2 1/2'' Rectangular |  |  |  | 6.5 | Black/White |  |  | Hardwired | 0 | 1 | 0 | 1 | 1 | 0 | 0 | 0 | 0 | 0 | 0 | 785652082191 | 35.75 | 12 | 7.75 | 7.6 | 1.924 | 175 | Yes | [9 empty] | cETL Damp | CANFIELD 4L SCONCE-05 | Four Light Wall / Bath |  | 4428804EN3-05.jpg | 4428804EN3.jpg
4428804EN3-710 | Four Light Wall / Bath | Behind every seemingly simple design lies unerring attention to restraint and obsessive attention to the tiniest details. The Canfield collection by Sea Gull Lighting draws on the modernist traditions of "less is more". Essential functional elements dictate the aesthetics, and clean lines prevail. Layers of intricately finished hand-brushed steel progress vertically to the soft glow of light diffused through finely etched glass diffusors. Canfield offers a "whole home" lighting solution; offering lighting in every imaginable category from the auspicious 15 light 3-tier chandelier, to the concise mini-pendant and one-light sconces. The collection is available in hand brushed Burnt Sienna for a warm, tactile, almost Craftsman design style, or a brushed nickel to emphasize the more architectural elements of your interior. | BATH | Canfield | Wall / Bath Lighting | Burnt Sienna | 710 | Steel | Etched / White Inside Glass | D:5.5" H:4.75" |  |  | 4 Medium A19 9.3w |  | 4 | Yes | [14 empty] | 0 | [12 empty] | 106.98 | 213.96 | 320.94 | W:31 7/8'' H:8 3/8'' E:7 1/4'' | 5.7 |  |  | 31.875 | 8.375 | Cap Nuts |  |  |  |  | 7.25 |  | No |  | No | [21 empty] | DP:7/8'' W:7 5/8'' H:5'' OB UP:5 7/8'' OB DOWN:2 1/2'' Rectangular |  |  |  | 6.5 | Black/White |  |  | Hardwired | 0 | 1 | 0 | 1 | 1 | 0 | 0 | 0 | 0 | 0 | 0 | 785652060427 | 35.75 | 12 | 7.75 | 7.6 | 1.924 | 175 | Yes | [9 empty] | cETL Damp | CANFIELD 4L SCONCE-710 | Four Light Wall / Bath |  | 4428804EN3-710.jpg | 4428804EN3.jpg
4428804EN3-962 | Four Light Wall / Bath | Behind every seemingly simple design lies unerring attention to restraint and obsessive attention to the tiniest details. The Canfield collection by Sea Gull Lighting draws on the modernist traditions of "less is more". Essential functional elements dictate the aesthetics, and clean lines prevail. Layers of intricately finished hand-brushed steel progress vertically to the soft glow of light diffused through finely etched glass diffusors. Canfield offers a "whole home" lighting solution; offering lighting in every imaginable category from the auspicious 15 light 3-tier chandelier, to the concise mini-pendant and one-light sconces. The collection is available in hand brushed Burnt Sienna for a warm, tactile, almost Craftsman design style, or a brushed nickel to emphasize the more architectural elements of your interior. | BATH | Canfield | Wall / Bath Lighting | Brushed Nickel | 962 | Steel | Etched / White Inside Glass | D:5.5" H:4.75" |  |  | 4 Medium A19 9.3w |  | 4 | Yes | [14 empty] | 0 | [12 empty] | 106.98 | 213.96 | 320.94 | W:31 7/8'' H:8 3/8'' E:7 1/4'' | 5.7 |  |  | 31.875 | 8.375 | Cap Nuts |  |  |  |  | 7.25 |  | No |  | No | [21 empty] | DP:7/8'' W:7 5/8'' H:5'' OB UP:5 7/8'' OB DOWN:2 1/2'' Rectangular |  |  |  | 6.5 | Black/White |  |  | Hardwired | 0 | 1 | 0 | 1 | 1 | 0 | 0 | 0 | 0 | 0 | 0 | 785652060434 | 35.75 | 12 | 7.75 | 7.6 | 1.924 | 175 | Yes | 1 | 10785652060431 | [7 empty] | cETL Damp | CANFIELD 4L SCONCE-962 | Four Light Wall / Bath |  | 4428804EN3-962.jpg | 4428804EN3.jpg
4428902-710 | Two Light Wall / Bath | Modernist influences abound in the Franport Collection. Shades with sharp lines and simplified bases showcase the minimalist approach with a twist. Franport has fixtures for all parts of the property. Available in both Burnt Sienna and Brushed Nickel finish choices as well as Nickel for bath fixtures. With fixtures in various sizes and configurations, the Franport Collection will coordinate the same design theme across several different rooms. Its assortment includes three-, five-, nine- and fifteen-light chandeliers; and one- two-, three- and four- light bath vanity fixtures. The Franport collection pars wonderfully with Sea Gull Lighting Geary ceiling fixtures. Incandescent and ENERGY STAR-qualified LED lamping are available; all fixtures are California Title 24 compliant. | BATH | Franport | Wall / Bath Lighting | Burnt Sienna | 710 | Steel | Etched / White Inside Glass | D:4.25" H:5.75" |  |  | 2 Medium A19 100w |  | 2 | No | [14 empty] | 0 | [12 empty] | 49.98 | 99.96 | 149.94 | W:13 1/4'' H:8 1/4'' E:6 1/4'' | 3.81 |  |  | 13.25 | 8.25 | Cap Nuts |  |  |  |  | 6.25 |  | No |  | No | [21 empty] | DP:1'' W:8'' H:5'' OB UP:5 3/4'' OB DOWN:2 1/2'' Irregular |  |  |  | 6.5 | Black/White |  |  | Hardwired | 0 | 1 | 0 | 0 | 1 | 0 | 0 | 1 | 0 | 0 | 0 | 785652057632 | 13.5 | 11.5 | 7.5 | 5.3 | 0.674 | 125 | Yes | [9 empty] | cETL Damp | FRANPORT 2L SCONCE-710 | Two Light Wall / Bath |  | 4428902-710.jpg | 4428902.jpg
4428902-962 | Two Light Wall / Bath | Modernist influences abound in the Franport Collection. Shades with sharp lines and simplified bases showcase the minimalist approach with a twist. Franport has fixtures for all parts of the property. Available in both Burnt Sienna and Brushed Nickel finish choices as well as Nickel for bath fixtures. With fixtures in various sizes and configurations, the Franport Collection will coordinate the same design theme across several different rooms. Its assortment includes three-, five-, nine- and fifteen-light chandeliers; and one- two-, three- and four- light bath vanity fixtures. The Franport collection pars wonderfully with Sea Gull Lighting Geary ceiling fixtures. Incandescent and ENERGY STAR-qualified LED lamping are available; all fixtures are California Title 24 compliant. | BATH | Franport | Wall / Bath Lighting | Brushed Nickel | 962 | Steel | Etched / White Inside Glass | D:4.25" H:5.75" |  |  | 2 Medium A19 100w |  | 2 | No | [14 empty] | 0 | [12 empty] | 49.98 | 99.96 | 149.94 | W:13 1/4'' H:8 1/4'' E:6 1/4'' | 3.81 |  |  | 13.25 | 8.25 | Cap Nuts |  |  |  |  | 6.25 |  | No |  | No | [21 empty] | DP:1'' W:8'' H:5'' OB UP:5 3/4'' OB DOWN:2 1/2'' Irregular |  |  |  | 6.5 | Black/White |  |  | Hardwired | 0 | 1 | 0 | 0 | 1 | 0 | 0 | 1 | 0 | 0 | 0 | 785652057649 | 13.5 | 11.5 | 7.5 | 5.3 | 0.674 | 125 | Yes | [9 empty] | cETL Damp | FRANPORT 2L SCONCE-962 | Two Light Wall / Bath |  | 4428902-962.png | 4428902.jpg
4428902EN3-710 | Two Light Wall / Bath | Modernist influences abound in the Franport Collection. Shades with sharp lines and simplified bases showcase the minimalist approach with a twist. Franport has fixtures for all parts of the property. Available in both Burnt Sienna and Brushed Nickel finish choices as well as Nickel for bath fixtures. With fixtures in various sizes and configurations, the Franport Collection will coordinate the same design theme across several different rooms. Its assortment includes three-, five-, nine- and fifteen-light chandeliers; and one- two-, three- and four- light bath vanity fixtures. The Franport collection pars wonderfully with Sea Gull Lighting Geary ceiling fixtures. Incandescent and ENERGY STAR-qualified LED lamping are available; all fixtures are California Title 24 compliant. | BATH | Franport | Wall / Bath Lighting | Burnt Sienna | 710 | Steel | Etched / White Inside Glass | D:4.25" H:5.75" |  |  | 2 Medium A19 9.3w |  | 2 | Yes | [14 empty] | 0 | [12 empty] | 62.48 | 124.96 | 187.44 | W:13 1/4'' H:8 1/4'' E:6 1/4'' | 3.81 |  |  | 13.25 | 8.25 | Cap Nuts |  |  |  |  | 6.25 |  | No |  | No | [21 empty] | DP:1'' W:8'' H:5'' OB UP:5 3/4'' OB DOWN:2 1/2'' Irregular |  |  |  | 6.5 | Black/White |  |  | Hardwired | 0 | 1 | 0 | 1 | 1 | 0 | 0 | 0 | 0 | 0 | 0 | 785652058462 | 13.5 | 11.5 | 7.5 | 5.3 | 0.674 | 125 | Yes | [9 empty] | cETL Damp | FRANPORT 2L SCONCE-710 | Two Light Wall / Bath |  | 4428902EN3-710.jpg | 4428902EN3.jpg
4428902EN3-962 | Two Light Wall / Bath | Modernist influences abound in the Franport Collection. Shades with sharp lines and simplified bases showcase the minimalist approach with a twist. Franport has fixtures for all parts of the property. Available in both Burnt Sienna and Brushed Nickel finish choices as well as Nickel for bath fixtures. With fixtures in various sizes and configurations, the Franport Collection will coordinate the same design theme across several different rooms. Its assortment includes three-, five-, nine- and fifteen-light chandeliers; and one- two-, three- and four- light bath vanity fixtures. The Franport collection pars wonderfully with Sea Gull Lighting Geary ceiling fixtures. Incandescent and ENERGY STAR-qualified LED lamping are available; all fixtures are California Title 24 compliant. | BATH | Franport | Wall / Bath Lighting | Brushed Nickel | 962 | Steel | Etched / White Inside Glass | D:4.25" H:5.75" |  |  | 2 Medium A19 9.3w |  | 2 | Yes | [14 empty] | 0 | [12 empty] | 62.48 | 124.96 | 187.44 | W:13 1/4'' H:8 1/4'' E:6 1/4'' | 3.81 |  |  | 13.25 | 8.25 | Cap Nuts |  |  |  |  | 6.25 |  | No |  | No | [21 empty] | DP:1'' W:8'' H:5'' OB UP:5 3/4'' OB DOWN:2 1/2'' Irregular |  |  |  | 6.5 | Black/White |  |  | Hardwired | 0 | 1 | 0 | 1 | 1 | 0 | 0 | 0 | 0 | 0 | 0 | 785652058479 | 13.5 | 11.5 | 7.5 | 5.3 | 0.674 | 125 | Yes | [9 empty] | cETL Damp | FRANPORT 2L SCONCE-962 | Two Light Wall / Bath |  | 4428902EN3-962.png | 4428902EN3.jpg
4428903-710 | Three Light Wall / Bath | Modernist influences abound in the Franport Collection. Shades with sharp lines and simplified bases showcase the minimalist approach with a twist. Franport has fixtures for all parts of the property. Available in both Burnt Sienna and Brushed Nickel finish choices as well as Nickel for bath fixtures. With fixtures in various sizes and configurations, the Franport Collection will coordinate the same design theme across several different rooms. Its assortment includes three-, five-, nine- and fifteen-light chandeliers; and one- two-, three- and four- light bath vanity fixtures. The Franport collection pars wonderfully with Sea Gull Lighting Geary ceiling fixtures. Incandescent and ENERGY STAR-qualified LED lamping are available; all fixtures are California Title 24 compliant. | BATH | Franport | Wall / Bath Lighting | Burnt Sienna | 710 | Steel | Etched / White Inside Glass | D:4.25" H:5.75" |  |  | 3 Medium A19 100w |  | 3 | No | [14 empty] | 0 | [12 empty] | 65.48 | 130.96 | 196.44 | W:21'' H:8 1/4'' E:6 1/4'' | 5.54 |  |  | 21 | 8.25 | Cap Nuts |  |  |  |  | 6.25 |  | No |  | No | [21 empty] | DP:1'' W:8'' H:5'' OB UP:5 3/4'' OB DOWN:2 1/2'' Irregular |  |  |  | 6.5 | Black/White |  |  | Hardwired | 0 | 1 | 0 | 0 | 1 | 0 | 0 | 1 | 0 | 0 | 0 | 785652057656 | 21.25 | 11.5 | 7.5 | 7.5 | 1.061 | 125 | Yes | [9 empty] | cETL Damp | FRANPORT 3L SCONCE-710 | Three Light Wall / Bath |  | 4428903-710.png | 4428903.jpg
4428903-962 | Three Light Wall / Bath | Modernist influences abound in the Franport Collection. Shades with sharp lines and simplified bases showcase the minimalist approach with a twist. Franport has fixtures for all parts of the property. Available in both Burnt Sienna and Brushed Nickel finish choices as well as Nickel for bath fixtures. With fixtures in various sizes and configurations, the Franport Collection will coordinate the same design theme across several different rooms. Its assortment includes three-, five-, nine- and fifteen-light chandeliers; and one- two-, three- and four- light bath vanity fixtures. The Franport collection pars wonderfully with Sea Gull Lighting Geary ceiling fixtures. Incandescent and ENERGY STAR-qualified LED lamping are available; all fixtures are California Title 24 compliant. | BATH | Franport | Wall / Bath Lighting | Brushed Nickel | 962 | Steel | Etched / White Inside Glass | D:4.25" H:5.75" |  |  | 3 Medium A19 100w |  | 3 | No | [14 empty] | 0 | [12 empty] | 65.48 | 130.96 | 196.44 | W:21'' H:8 1/4'' E:6 1/4'' | 5.54 |  |  | 21 | 8.25 | Cap Nuts |  |  |  |  | 6.25 |  | No |  | No | [21 empty] | DP:1'' W:8'' H:5'' OB UP:5 3/4'' OB DOWN:2 1/2'' Irregular |  |  |  | 6.5 | Black/White |  |  | Hardwired | 0 | 1 | 0 | 0 | 1 | 0 | 0 | 1 | 0 | 0 | 0 | 785652057663 | 21.25 | 11.5 | 7.5 | 7.4 | 1.061 | 125 | Yes | [9 empty] | cETL Damp | FRANPORT 3L SCONCE-962 | Three Light Wall / Bath |  | 4428903-962.png | 4428903.jpg
4428903EN3-710 | Three Light Wall / Bath | Modernist influences abound in the Franport Collection. Shades with sharp lines and simplified bases showcase the minimalist approach with a twist. Franport has fixtures for all parts of the property. Available in both Burnt Sienna and Brushed Nickel finish choices as well as Nickel for bath fixtures. With fixtures in various sizes and configurations, the Franport Collection will coordinate the same design theme across several different rooms. Its assortment includes three-, five-, nine- and fifteen-light chandeliers; and one- two-, three- and four- light bath vanity fixtures. The Franport collection pars wonderfully with Sea Gull Lighting Geary ceiling fixtures. Incandescent and ENERGY STAR-qualified LED lamping are available; all fixtures are California Title 24 compliant. | BATH | Franport | Wall / Bath Lighting | Burnt Sienna | 710 | Steel | Etched / White Inside Glass | D:4.25" H:5.75" |  |  | 3 Medium A19 9.3w |  | 3 | Yes | [14 empty] | 0 | [12 empty] | 83.98 | 167.96 | 251.94 | W:21'' H:8 1/4'' E:6 1/4'' | 5.54 |  |  | 21 | 8.25 | Cap Nuts |  |  |  |  | 6.25 |  | No |  | No | [21 empty] | DP:1'' W:8'' H:5'' OB UP:5 3/4'' OB DOWN:2 1/2'' Irregular |  |  |  | 6.5 | Black/White |  |  | Hardwired | 0 | 1 | 0 | 1 | 1 | 0 | 0 | 0 | 0 | 0 | 0 | 785652058486 | 21.25 | 11.5 | 7.5 | 7.5 | 1.061 | 125 | Yes | [9 empty] | cETL Damp | FRANPORT 3L SCONCE-710 | Three Light Wall / Bath |  | 4428903EN3-710.png | 4428903EN3.jpg
4428903EN3-962 | Three Light Wall / Bath | Modernist influences abound in the Franport Collection. Shades with sharp lines and simplified bases showcase the minimalist approach with a twist. Franport has fixtures for all parts of the property. Available in both Burnt Sienna and Brushed Nickel finish choices as well as Nickel for bath fixtures. With fixtures in various sizes and configurations, the Franport Collection will coordinate the same design theme across several different rooms. Its assortment includes three-, five-, nine- and fifteen-light chandeliers; and one- two-, three- and four- light bath vanity fixtures. The Franport collection pars wonderfully with Sea Gull Lighting Geary ceiling fixtures. Incandescent and ENERGY STAR-qualified LED lamping are available; all fixtures are California Title 24 compliant. | BATH | Franport | Wall / Bath Lighting | Brushed Nickel | 962 | Steel | Etched / White Inside Glass | D:4.25" H:5.75" |  |  | 3 Medium A19 9.3w |  | 3 | Yes | [14 empty] | 0 | [12 empty] | 83.98 | 167.96 | 251.94 | W:21'' H:8 1/4'' E:6 1/4'' | 5.54 |  |  | 21 | 8.25 | Cap Nuts |  |  |  |  | 6.25 |  | No |  | No | [21 empty] | DP:1'' W:8'' H:5'' OB UP:5 3/4'' OB DOWN:2 1/2'' Irregular |  |  |  | 6.5 | Black/White |  |  | Hardwired | 0 | 1 | 0 | 1 | 1 | 0 | 0 | 0 | 0 | 0 | 0 | 785652058493 | 21.25 | 11.5 | 7.5 | 7.4 | 1.061 | 125 | Yes | [9 empty] | cETL Damp | FRANPORT 3L SCONCE-962 | Three Light Wall / Bath |  | 4428903EN3-962.png | 4428903EN3.jpg
4428904-710 | Four Light Wall / Bath | Modernist influences abound in the Franport Collection. Shades with sharp lines and simplified bases showcase the minimalist approach with a twist. Franport has fixtures for all parts of the property. Available in both Burnt Sienna and Brushed Nickel finish choices as well as Nickel for bath fixtures. With fixtures in various sizes and configurations, the Franport Collection will coordinate the same design theme across several different rooms. Its assortment includes three-, five-, nine- and fifteen-light chandeliers; and one- two-, three- and four- light bath vanity fixtures. The Franport collection pars wonderfully with Sea Gull Lighting Geary ceiling fixtures. Incandescent and ENERGY STAR-qualified LED lamping are available; all fixtures are California Title 24 compliant. | BATH | Franport | Wall / Bath Lighting | Burnt Sienna | 710 | Steel | Etched / White Inside Glass | D:4.25" H:5.75" |  |  | 4 Medium A19 100w |  | 4 | No | [14 empty] | 0 | [12 empty] | 80.48 | 160.96 | 241.44 | W:29 3/8'' H:8 1/4'' E:6 1/4'' | 6.93 |  |  | 29.375 | 8.25 | Cap Nuts |  |  |  |  | 6.25 |  | No |  | No | [21 empty] | DP:1'' W:8'' H:5'' OB UP:5 3/4'' OB DOWN:2 1/2'' Irregular |  |  |  | 6.5 | Black/White |  |  | Hardwired | 0 | 1 | 0 | 0 | 1 | 0 | 0 | 1 | 0 | 0 | 0 | 785652057670 | 30.5 | 11.5 | 7.5 | 9.8 | 1.522 | 125 | Yes | [9 empty] | cETL Damp | FRANPORT 4L SCONCE-710 | Four Light Wall / Bath |  | 4428904-710.png | 4428904.jpg
4428904-962 | Four Light Wall / Bath | Modernist influences abound in the Franport Collection. Shades with sharp lines and simplified bases showcase the minimalist approach with a twist. Franport has fixtures for all parts of the property. Available in both Burnt Sienna and Brushed Nickel finish choices as well as Nickel for bath fixtures. With fixtures in various sizes and configurations, the Franport Collection will coordinate the same design theme across several different rooms. Its assortment includes three-, five-, nine- and fifteen-light chandeliers; and one- two-, three- and four- light bath vanity fixtures. The Franport collection pars wonderfully with Sea Gull Lighting Geary ceiling fixtures. Incandescent and ENERGY STAR-qualified LED lamping are available; all fixtures are California Title 24 compliant. | BATH | Franport | Wall / Bath Lighting | Brushed Nickel | 962 | Steel | Etched / White Inside Glass | D:4.25" H:5.75" |  |  | 4 Medium A19 100w |  | 4 | No | [14 empty] | 0 | [12 empty] | 80.48 | 160.96 | 241.44 | W:29 3/8'' H:8 1/4'' E:6 1/4'' | 6.93 |  |  | 29.375 | 8.25 | Cap Nuts |  |  |  |  | 6.25 |  | No |  | No | [21 empty] | DP:1'' W:8'' H:5'' OB UP:5 3/4'' OB DOWN:2 1/2'' Irregular |  |  |  | 6.5 | Black/White |  |  | Hardwired | 0 | 1 | 0 | 0 | 1 | 0 | 0 | 1 | 0 | 0 | 0 | 785652057687 | 30.5 | 11.5 | 7.5 | 9.8 | 1.522 | 125 | Yes | [9 empty] | cETL Damp | FRANPORT 4L SCONCE-962 | Four Light Wall / Bath |  | 4428904-962.png | 4428904.jpg
4428904EN3-710 | Four Light Wall / Bath | Modernist influences abound in the Franport Collection. Shades with sharp lines and simplified bases showcase the minimalist approach with a twist. Franport has fixtures for all parts of the property. Available in both Burnt Sienna and Brushed Nickel finish choices as well as Nickel for bath fixtures. With fixtures in various sizes and configurations, the Franport Collection will coordinate the same design theme across several different rooms. Its assortment includes three-, five-, nine- and fifteen-light chandeliers; and one- two-, three- and four- light bath vanity fixtures. The Franport collection pars wonderfully with Sea Gull Lighting Geary ceiling fixtures. Incandescent and ENERGY STAR-qualified LED lamping are available; all fixtures are California Title 24 compliant. | BATH | Franport | Wall / Bath Lighting | Burnt Sienna | 710 | Steel | Etched / White Inside Glass | D:4.25" H:5.75" |  |  | 4 Medium A19 9.3w |  | 4 | Yes | [14 empty] | 0 | [12 empty] | 99.98 | 199.96 | 299.94 | W:29 3/8'' H:8 1/4'' E:6 1/4'' | 6.93 |  |  | 29.375 | 8.25 | Cap Nuts |  |  |  |  | 6.25 |  | No |  | No | [21 empty] | DP:1'' W:8'' H:5'' OB UP:5 3/4'' OB DOWN:2 1/2'' Irregular |  |  |  | 6.5 | Black/White |  |  | Hardwired | 0 | 1 | 0 | 1 | 1 | 0 | 0 | 0 | 0 | 0 | 0 | 785652058509 | 30.5 | 11.5 | 7.5 | 9.8 | 1.522 | 125 | Yes | [9 empty] | cETL Damp | FRANPORT 4L SCONCE-710 | Four Light Wall / Bath |  | 4428904EN3-710.png | 4428904EN3.jpg
4428904EN3-962 | Four Light Wall / Bath | Modernist influences abound in the Franport Collection. Shades with sharp lines and simplified bases showcase the minimalist approach with a twist. Franport has fixtures for all parts of the property. Available in both Burnt Sienna and Brushed Nickel finish choices as well as Nickel for bath fixtures. With fixtures in various sizes and configurations, the Franport Collection will coordinate the same design theme across several different rooms. Its assortment includes three-, five-, nine- and fifteen-light chandeliers; and one- two-, three- and four- light bath vanity fixtures. The Franport collection pars wonderfully with Sea Gull Lighting Geary ceiling fixtures. Incandescent and ENERGY STAR-qualified LED lamping are available; all fixtures are California Title 24 compliant. | BATH | Franport | Wall / Bath Lighting | Brushed Nickel | 962 | Steel | Etched / White Inside Glass | D:4.25" H:5.75" |  |  | 4 Medium A19 9.3w |  | 4 | Yes | [14 empty] | 0 | [12 empty] | 99.98 | 199.96 | 299.94 | W:29 3/8'' H:8 1/4'' E:6 1/4'' | 6.93 |  |  | 29.375 | 8.25 | Cap Nuts |  |  |  |  | 6.25 |  | No |  | No | [21 empty] | DP:1'' W:8'' H:5'' OB UP:5 3/4'' OB DOWN:2 1/2'' Irregular |  |  |  | 6.5 | Black/White |  |  | Hardwired | 0 | 1 | 0 | 1 | 1 | 0 | 0 | 0 | 0 | 0 | 0 | 785652058516 | 30.5 | 11.5 | 7.5 | 9.8 | 1.522 | 125 | Yes | [9 empty] | cETL Damp | FRANPORT 4L SCONCE-962 | Four Light Wall / Bath |  | 4428904EN3-962.png | 4428904EN3.jpg
4430702-112 | Two Light Wall / Bath |  | BATH | Kemal | Wall / Bath Lighting | Midnight Black | 112 | Steel | Etched / White Inside Glass | D:4" H:5.5" |  |  | 2 Medium A19 75w |  | 2 | No | [14 empty] | 0 | [12 empty] | 49.5 | 99 | 148.5 | W:13 3/4'' H:7 1/8'' E:7 3/8'' |  |  |  | 13.75 | 7.125 | Cap Nuts |  |  |  |  | 7.375 |  | No |  | No | [20 empty] | DP:13/16'' W:7'' H:5'' OB UP:2 9/16'' OB DOWN:4 9/16'' Rectangular |  |  |  |  | 6.5 | Black/White |  |  | Hardwired | 0 | 1 | 0 | 0 | 1 | 0 | 0 | 1 | 0 | 0 | 0 | 785652075537 | [16 empty] | cETL Damp | KEMAL 2L BATH-112 | Two Light Wall / Bath |  | 4430702-112.jpg | 4430702.jpg
4430702-710 | Two Light Wall / Bath |  | BATH | Kemal | Wall / Bath Lighting | Burnt Sienna | 710 | Steel | Etched / White Inside Glass | D:4" H:5.5" |  |  | 2 Medium A19 75w |  | 2 | No | [14 empty] | 0 | [12 empty] | 49.5 | 99 | 148.5 | W:13 3/4'' H:7 1/8'' E:7 3/8'' |  |  |  | 13.75 | 7.125 | Cap Nuts |  |  |  |  | 7.375 |  | No |  | No | [20 empty] | DP:13/16'' W:7'' H:5'' OB UP:2 9/16'' OB DOWN:4 9/16'' Rectangular |  |  |  |  | 6.5 | Black/White |  |  | Hardwired | 0 | 1 | 0 | 0 | 1 | 0 | 0 | 1 | 0 | 0 | 0 | 785652075544 | [16 empty] | cETL Damp | KEMAL 2L BATH-710 | Two Light Wall / Bath |  | 4430702-710.jpg | 4430702.jpg
4430702-962 | Two Light Wall / Bath |  | BATH | Kemal | Wall / Bath Lighting | Brushed Nickel | 962 | Steel | Etched / White Inside Glass | D:4" H:5.5" |  |  | 2 Medium A19 75w |  | 2 | No | [14 empty] | 0 | [12 empty] | 49.5 | 99 | 148.5 | W:13 3/4'' H:7 1/8'' E:7 3/8'' |  |  |  | 13.75 | 7.125 | Cap Nuts |  |  |  |  | 7.375 |  | No |  | No | [20 empty] | DP:13/16'' W:7'' H:5'' OB UP:2 9/16'' OB DOWN:4 9/16'' Rectangular |  |  |  |  | 6.5 | Black/White |  |  | Hardwired | 0 | 1 | 0 | 0 | 1 | 0 | 0 | 1 | 0 | 0 | 0 | 785652075551 | [16 empty] | cETL Damp | KEMAL 2L BATH-962 | Two Light Wall / Bath |  | 4430702-962.jpg | 4430702.jpg
4430702EN3-112 | Two Light Wall / Bath |  | BATH | Kemal | Wall / Bath Lighting | Midnight Black | 112 | Steel | Etched / White Inside Glass | D:4" H:5.5" |  |  | 2 Medium A19 9.3w |  | 2 | Yes | [14 empty] | 0 | [12 empty] | 59.5 | 119 | 178.5 | W:13 3/4'' H:7 1/8'' E:7 3/8'' |  |  |  | 13.75 | 7.125 | Cap Nuts |  |  |  |  | 7.375 |  | No |  | No | [20 empty] | DP:13/16'' W:7'' H:5'' OB UP:2 9/16'' OB DOWN:4 9/16'' Rectangular |  |  |  |  | 6.5 | Black/White |  |  | Hardwired | 0 | 1 | 0 | 1 | 1 | 0 | 0 | 0 | 0 | 0 | 0 | 785652080012 | [16 empty] | cETL Damp | KEMAL 2L BATH-112 | Two Light Wall / Bath |  | 4430702EN3-112.jpg | 4430702EN3.jpg
4430702EN3-710 | Two Light Wall / Bath |  | BATH | Kemal | Wall / Bath Lighting | Burnt Sienna | 710 | Steel | Etched / White Inside Glass | D:4" H:5.5" |  |  | 2 Medium A19 9.3w |  | 2 | Yes | [14 empty] | 0 | [12 empty] | 59.5 | 119 | 178.5 | W:13 3/4'' H:7 1/8'' E:7 3/8'' |  |  |  | 13.75 | 7.125 | Cap Nuts |  |  |  |  | 7.375 |  | No |  | No | [20 empty] | DP:13/16'' W:7'' H:5'' OB UP:2 9/16'' OB DOWN:4 9/16'' Rectangular |  |  |  |  | 6.5 | Black/White |  |  | Hardwired | 0 | 1 | 0 | 1 | 1 | 0 | 0 | 0 | 0 | 0 | 0 | 785652080029 | [16 empty] | cETL Damp | KEMAL 2L BATH-710 | Two Light Wall / Bath |  | 4430702EN3-710.jpg | 4430702EN3.jpg
4430702EN3-962 | Two Light Wall / Bath |  | BATH | Kemal | Wall / Bath Lighting | Brushed Nickel | 962 | Steel | Etched / White Inside Glass | D:4" H:5.5" |  |  | 2 Medium A19 9.3w |  | 2 | Yes | [14 empty] | 0 | [12 empty] | 59.5 | 119 | 178.5 | W:13 3/4'' H:7 1/8'' E:7 3/8'' |  |  |  | 13.75 | 7.125 | Cap Nuts |  |  |  |  | 7.375 |  | No |  | No | [20 empty] | DP:13/16'' W:7'' H:5'' OB UP:2 9/16'' OB DOWN:4 9/16'' Rectangular |  |  |  |  | 6.5 | Black/White |  |  | Hardwired | 0 | 1 | 0 | 1 | 1 | 0 | 0 | 0 | 0 | 0 | 0 | 785652080036 | [16 empty] | cETL Damp | KEMAL 2L BATH-962 | Two Light Wall / Bath |  | 4430702EN3-962.jpg | 4430702EN3.jpg
4430703-112 | Three Light Wall / Bath |  | BATH | Kemal | Wall / Bath Lighting | Midnight Black | 112 | Steel | Etched / White Inside Glass | D:4" H:5.5" |  |  | 3 Medium A19 75w |  | 3 | No | [14 empty] | 0 | [12 empty] | 64.5 | 129 | 193.5 | W:24'' H:7 1/8'' E:7 3/8'' |  |  |  | 24 | 7.125 | Cap Nuts |  |  |  |  | 7.375 |  | No |  | No | [20 empty] | DP:13/16'' W:7'' H:5'' OB UP:2 9/16'' OB DOWN:4 9/16'' Rectangular |  |  |  |  | 6.5 | Black/White |  |  | Hardwired | 0 | 1 | 0 | 0 | 1 | 0 | 0 | 1 | 0 | 0 | 0 | 785652075568 | 31 | 9 | 9 | 7.6 | 1.453 | 175 | Yes | [9 empty] | cETL Damp | KEMAL 3L BATH-112 | Three Light Wall / Bath |  | 4430703-112.jpg | 4430703.jpg
4430703-710 | Three Light Wall / Bath |  | BATH | Kemal | Wall / Bath Lighting | Burnt Sienna | 710 | Steel | Etched / White Inside Glass | D:4" H:5.5" |  |  | 3 Medium A19 75w |  | 3 | No | [14 empty] | 0 | [12 empty] | 64.5 | 129 | 193.5 | W:24'' H:7 1/8'' E:7 3/8'' |  |  |  | 24 | 7.125 | Cap Nuts |  |  |  |  | 7.375 |  | No |  | No | [20 empty] | DP:13/16'' W:7'' H:5'' OB UP:2 9/16'' OB DOWN:4 9/16'' Rectangular |  |  |  |  | 6.5 | Black/White |  |  | Hardwired | 0 | 1 | 0 | 0 | 1 | 0 | 0 | 1 | 0 | 0 | 0 | 785652075575 | 31 | 9 | 9 | 7.6 | 1.453 | 175 | Yes | [9 empty] | cETL Damp | KEMAL 3L BATH-710 | Three Light Wall / Bath |  | 4430703-710.jpg | 4430703.jpg
4430703-962 | Three Light Wall / Bath |  | BATH | Kemal | Wall / Bath Lighting | Brushed Nickel | 962 | Steel | Etched / White Inside Glass | D:4" H:5.5" |  |  | 3 Medium A19 75w |  | 3 | No | [14 empty] | 0 | [12 empty] | 64.5 | 129 | 193.5 | W:24'' H:7 1/8'' E:7 3/8'' |  |  |  | 24 | 7.125 | Cap Nuts |  |  |  |  | 7.375 |  | No |  | No | [20 empty] | DP:13/16'' W:7'' H:5'' OB UP:2 9/16'' OB DOWN:4 9/16'' Rectangular |  |  |  |  | 6.5 | Black/White |  |  | Hardwired | 0 | 1 | 0 | 0 | 1 | 0 | 0 | 1 | 0 | 0 | 0 | 785652075582 | [16 empty] | cETL Damp | KEMAL 3L BATH-962 | Three Light Wall / Bath |  | 4430703-962.jpg | 4430703.jpg
4430703EN3-112 | Three Light Wall / Bath |  | BATH | Kemal | Wall / Bath Lighting | Midnight Black | 112 | Steel | Etched / White Inside Glass | D:4" H:5.5" |  |  | 3 Medium A19 9.3w |  | 3 | Yes | [14 empty] | 0 | [12 empty] | 79.5 | 159 | 238.5 | W:24'' H:7 1/8'' E:7 3/8'' |  |  |  | 24 | 7.125 | Cap Nuts |  |  |  |  | 7.375 |  | No |  | No | [20 empty] | DP:13/16'' W:7'' H:5'' OB UP:2 9/16'' OB DOWN:4 9/16'' Rectangular |  |  |  |  | 6.5 | Black/White |  |  | Hardwired | 0 | 1 | 0 | 1 | 1 | 0 | 0 | 0 | 0 | 0 | 0 | 785652080043 | [16 empty] | cETL Damp | KEMAL 3L BATH-112 | Three Light Wall / Bath |  | 4430703EN3-112.jpg | 4430703EN3.jpg
4430703EN3-710 | Three Light Wall / Bath |  | BATH | Kemal | Wall / Bath Lighting | Burnt Sienna | 710 | Steel | Etched / White Inside Glass | D:4" H:5.5" |  |  | 3 Medium A19 9.3w |  | 3 | Yes | [14 empty] | 0 | [12 empty] | 79.5 | 159 | 238.5 | W:24'' H:7 1/8'' E:7 3/8'' |  |  |  | 24 | 7.125 | Cap Nuts |  |  |  |  | 7.375 |  | No |  | No | [20 empty] | DP:13/16'' W:7'' H:5'' OB UP:2 9/16'' OB DOWN:4 9/16'' Rectangular |  |  |  |  | 6.5 | Black/White |  |  | Hardwired | 0 | 1 | 0 | 1 | 1 | 0 | 0 | 0 | 0 | 0 | 0 | 785652080050 | [16 empty] | cETL Damp | KEMAL 3L BATH-710 | Three Light Wall / Bath |  | 4430703EN3-710.jpg | 4430703EN3.jpg
4430703EN3-962 | Three Light Wall / Bath |  | BATH | Kemal | Wall / Bath Lighting | Brushed Nickel | 962 | Steel | Etched / White Inside Glass | D:4" H:5.5" |  |  | 3 Medium A19 9.3w |  | 3 | Yes | [14 empty] | 0 | [12 empty] | 79.5 | 159 | 238.5 | W:24'' H:7 1/8'' E:7 3/8'' |  |  |  | 24 | 7.125 | Cap Nuts |  |  |  |  | 7.375 |  | No |  | No | [20 empty] | DP:13/16'' W:7'' H:5'' OB UP:2 9/16'' OB DOWN:4 9/16'' Rectangular |  |  |  |  | 6.5 | Black/White |  |  | Hardwired | 0 | 1 | 0 | 1 | 1 | 0 | 0 | 0 | 0 | 0 | 0 | 785652080067 | [16 empty] | cETL Damp | KEMAL 3L BATH-962 | Three Light Wall / Bath |  | 4430703EN3-962.jpg | 4430703EN3.jpg
4430704-112 | Four Light Wall / Bath |  | BATH | Kemal | Wall / Bath Lighting | Midnight Black | 112 | Steel | Etched / White Inside Glass | D:4" H:5.5" |  |  | 4 Medium A19 75w |  | 4 | No | [14 empty] | 0 | [12 empty] | 84.5 | 169 | 253.5 | W:34'' H:7 1/8'' E:7 3/8'' |  |  |  | 34 | 7.125 | Cap Nuts |  |  |  |  | 7.375 |  | No |  | No | [20 empty] | DP:13/16'' W:7'' H:5'' OB UP:2 9/16'' OB DOWN:4 9/16'' Rectangular |  |  |  |  | 6.5 | Black/White |  |  | Hardwired | 0 | 1 | 0 | 0 | 1 | 0 | 0 | 1 | 0 | 0 | 0 | 785652075599 | [16 empty] | cETL Damp | KEMAL 4L BATH-112 | Four Light Wall / Bath |  | 4430704-112.jpg | 4430704.jpg
4430704-710 | Four Light Wall / Bath |  | BATH | Kemal | Wall / Bath Lighting | Burnt Sienna | 710 | Steel | Etched / White Inside Glass | D:4" H:5.5" |  |  | 4 Medium A19 75w |  | 4 | No | [14 empty] | 0 | [12 empty] | 84.5 | 169 | 253.5 | W:34'' H:7 1/8'' E:7 3/8'' |  |  |  | 34 | 7.125 | Cap Nuts |  |  |  |  | 7.375 |  | No |  | No | [20 empty] | DP:13/16'' W:7'' H:5'' OB UP:2 9/16'' OB DOWN:4 9/16'' Rectangular |  |  |  |  | 6.5 | Black/White |  |  | Hardwired | 0 | 1 | 0 | 0 | 1 | 0 | 0 | 1 | 0 | 0 | 0 | 785652075698 | [16 empty] | cETL Damp | KEMAL 4L BATH-710 | Four Light Wall / Bath |  | 4430704-710.jpg | 4430704.jpg
4430704-962 | Four Light Wall / Bath |  | BATH | Kemal | Wall / Bath Lighting | Brushed Nickel | 962 | Steel | Etched / White Inside Glass | D:4" H:5.5" |  |  | 4 Medium A19 75w |  | 4 | No | [14 empty] | 0 | [12 empty] | 84.5 | 169 | 253.5 | W:34'' H:7 1/8'' E:7 3/8'' |  |  |  | 34 | 7.125 | Cap Nuts |  |  |  |  | 7.375 |  | No |  | No | [20 empty] | DP:13/16'' W:7'' H:5'' OB UP:2 9/16'' OB DOWN:4 9/16'' Rectangular |  |  |  |  | 6.5 | Black/White |  |  | Hardwired | 0 | 1 | 0 | 0 | 1 | 0 | 0 | 1 | 0 | 0 | 0 | 785652075704 | [16 empty] | cETL Damp | KEMAL 4L BATH-962 | Four Light Wall / Bath |  | 4430704-962.jpg | 4430704.jpg
4430704EN3-112 | Four Light Wall / Bath |  | BATH | Kemal | Wall / Bath Lighting | Midnight Black | 112 | Steel | Etched / White Inside Glass | D:4" H:5.5" |  |  | 4 Medium A19 9.3w |  | 4 | Yes | [14 empty] | 0 | [12 empty] | 104.5 | 209 | 313.5 | W:34'' H:7 1/8'' E:7 3/8'' |  |  |  | 34 | 7.125 | Cap Nuts |  |  |  |  | 7.375 |  | No |  | No | [20 empty] | DP:13/16'' W:7'' H:5'' OB UP:2 9/16'' OB DOWN:4 9/16'' Rectangular |  |  |  |  | 6.5 | Black/White |  |  | Hardwired | 0 | 1 | 0 | 1 | 1 | 0 | 0 | 0 | 0 | 0 | 0 | 785652080074 | [16 empty] | cETL Damp | KEMAL 4L BATH-112 | Four Light Wall / Bath |  | 4430704EN3-112.jpg | 4430704EN3.jpg
4430704EN3-710 | Four Light Wall / Bath |  | BATH | Kemal | Wall / Bath Lighting | Burnt Sienna | 710 | Steel | Etched / White Inside Glass | D:4" H:5.5" |  |  | 4 Medium A19 9.3w |  | 4 | Yes | [14 empty] | 0 | [12 empty] | 104.5 | 209 | 313.5 | W:34'' H:7 1/8'' E:7 3/8'' |  |  |  | 34 | 7.125 | Cap Nuts |  |  |  |  | 7.375 |  | No |  | No | [20 empty] | DP:13/16'' W:7'' H:5'' OB UP:2 9/16'' OB DOWN:4 9/16'' Rectangular |  |  |  |  | 6.5 | Black/White |  |  | Hardwired | 0 | 1 | 0 | 1 | 1 | 0 | 0 | 0 | 0 | 0 | 0 | 785652080081 | [16 empty] | cETL Damp | KEMAL 4L BATH-710 | Four Light Wall / Bath |  | 4430704EN3-710.jpg | 4430704EN3.jpg
4430704EN3-962 | Four Light Wall / Bath |  | BATH | Kemal | Wall / Bath Lighting | Brushed Nickel | 962 | Steel | Etched / White Inside Glass | D:4" H:5.5" |  |  | 4 Medium A19 9.3w |  | 4 | Yes | [14 empty] | 0 | [12 empty] | 104.5 | 209 | 313.5 | W:34'' H:7 1/8'' E:7 3/8'' |  |  |  | 34 | 7.125 | Cap Nuts |  |  |  |  | 7.375 |  | No |  | No | [20 empty] | DP:13/16'' W:7'' H:5'' OB UP:2 9/16'' OB DOWN:4 9/16'' Rectangular |  |  |  |  | 6.5 | Black/White |  |  | Hardwired | 0 | 1 | 0 | 1 | 1 | 0 | 0 | 0 | 0 | 0 | 0 | 785652080098 | [16 empty] | cETL Damp | KEMAL 4L BATH-962 | Four Light Wall / Bath |  | 4430704EN3-962.jpg | 4430704EN3.jpg
4430802-05 | Two Light Wall / Bath |  | BATH | Syll | Wall / Bath Lighting | Chrome | 5 | Steel | Clear Highlighted Satin Etched Glass | L:18" W:0.25" H:4.375" |  |  | 2 Candelabra Torpedo 40w |  | 2 | No | [14 empty] | 0 | [12 empty] | 44.5 | 89 | 133.5 | W:18'' H:5 1/2'' E:3 7/8'' |  |  |  | 18 | 5.5 | Screw(s) |  |  |  |  | 3.875 |  | No |  | No | [21 empty] | DP:3/4'' W:17'' H:4 3/4'' OB UP:3 1/4'' Rectangular |  |  |  | 6.5 | Black/White |  |  | Hardwired | 1 | 0 | 0 | 0 | 1 | 0 | 0 | 1 | 0 | 0 | 0 | 785652077579 | 20.75 | 6.5 | 7.5 | 4.3 | 0.585 | 125 | Yes | [9 empty] | cETL Damp | SYLL 2L BATH-05 | Two Light Wall / Bath |  | 4430802-05.jpg | 4430802.jpg
4430802-962 | Two Light Wall / Bath |  | BATH | Syll | Wall / Bath Lighting | Brushed Nickel | 962 | Steel | Clear Highlighted Satin Etched Glass | L:18" W:0.25" H:4.375" |  |  | 2 Candelabra Torpedo 40w |  | 2 | No | [14 empty] | 0 | [12 empty] | 44.5 | 89 | 133.5 | W:18'' H:5 1/2'' E:3 7/8'' |  |  |  | 18 | 5.5 | Screw(s) |  |  |  |  | 3.875 |  | No |  | No | [21 empty] | DP:3/4'' W:17'' H:4 3/4'' OB UP:3 1/4'' Rectangular |  |  |  | 6.5 | Black/White |  |  | Hardwired | 1 | 0 | 0 | 0 | 1 | 0 | 0 | 1 | 0 | 0 | 0 | 785652077609 | 20.75 | 6.75 | 7.25 | 4.3 | 0.588 | 125 | Yes | [9 empty] | cETL Damp | SYLL 2L BATH-962 | Two Light Wall / Bath |  | 4430802-962.jpg | 4430802.jpg
4430802EN-05 | Two Light Wall / Bath |  | BATH | Syll | Wall / Bath Lighting | Chrome | 5 | Steel | Clear Highlighted Satin Etched Glass | L:18" W:0.25" H:4.375" |  |  | 2 Candelabra Torpedo 3.5w |  | 2 | Yes | [14 empty] | 0 | [12 empty] | 54.5 | 109 | 163.5 | W:18'' H:5 1/2'' E:3 7/8'' |  |  |  | 18 | 5.5 | Screw(s) |  |  |  |  | 3.875 |  | No |  | No | [21 empty] | DP:3/4'' W:17'' H:4 3/4'' OB UP:3 1/4'' Rectangular |  |  |  | 6.5 | Black/White |  |  | Hardwired | 1 | 0 | 0 | 1 | 1 | 0 | 0 | 0 | 0 | 0 | 0 | 785652081101 | [16 empty] | cETL Damp | SYLL 2L BATH-05 | Two Light Wall / Bath |  | 4430802EN-05.jpg | 4430802EN.jpg
4430802EN-962 | Two Light Wall / Bath |  | BATH | Syll | Wall / Bath Lighting | Brushed Nickel | 962 | Steel | Clear Highlighted Satin Etched Glass | L:18" W:0.25" H:4.375" |  |  | 2 Candelabra Torpedo 3.5w |  | 2 | Yes | [14 empty] | 0 | [12 empty] | 54.5 | 109 | 163.5 | W:18'' H:5 1/2'' E:3 7/8'' |  |  |  | 18 | 5.5 | Screw(s) |  |  |  |  | 3.875 |  | No |  | No | [21 empty] | DP:3/4'' W:17'' H:4 3/4'' OB UP:3 1/4'' Rectangular |  |  |  | 6.5 | Black/White |  |  | Hardwired | 1 | 0 | 0 | 1 | 1 | 0 | 0 | 0 | 0 | 0 | 0 | 785652081118 | [16 empty] | cETL Damp | SYLL 2L BATH-962 | Two Light Wall / Bath |  | 4430802EN-962.jpg | 4430802EN.jpg
4430804-05 | Four Light Wall / Bath |  | BATH | Syll | Wall / Bath Lighting | Chrome | 5 | Steel | Clear Highlighted Satin Etched Glass | L:26" W:0.25" H:4.375" |  |  | 4 Candelabra Torpedo 40w |  | 4 | No | [14 empty] | 0 | [12 empty] | 59.5 | 119 | 178.5 | W:26'' H:5 1/2'' E:3 7/8'' |  |  |  | 26 | 5.5 | Screw(s) |  |  |  |  | 3.875 |  | No |  | No | [21 empty] | DP:3/4'' W:25'' H:4 3/4'' OB UP:3 1/4'' Rectangular |  |  |  | 6.5 | Black/White |  |  | Hardwired | 1 | 0 | 0 | 0 | 1 | 0 | 0 | 1 | 0 | 0 | 0 | 785652077616 | [16 empty] | cETL Damp | SYLL 4L BATH-05 | Four Light Wall / Bath |  | 4430804-05.jpg | 4430804.jpg
4430804-962 | Four Light Wall / Bath |  | BATH | Syll | Wall / Bath Lighting | Brushed Nickel | 962 | Steel | Clear Highlighted Satin Etched Glass | L:26" W:0.25" H:4.375" |  |  | 4 Candelabra Torpedo 40w |  | 4 | No | [14 empty] | 0 | [12 empty] | 59.5 | 119 | 178.5 | W:26'' H:5 1/2'' E:3 7/8'' |  |  |  | 26 | 5.5 | Screw(s) |  |  |  |  | 3.875 |  | No |  | No | [21 empty] | DP:3/4'' W:25'' H:4 3/4'' OB UP:3 1/4'' Rectangular |  |  |  | 6.5 | Black/White |  |  | Hardwired | 1 | 0 | 0 | 0 | 1 | 0 | 0 | 1 | 0 | 0 | 0 | 785652077647 | [16 empty] | cETL Damp | SYLL 4L BATH-962 | Four Light Wall / Bath |  | 4430804-962.jpg | 4430804.jpg
4430804EN-05 | Four Light Wall / Bath |  | BATH | Syll | Wall / Bath Lighting | Chrome | 5 | Steel | Clear Highlighted Satin Etched Glass | L:26" W:0.25" H:4.375" |  |  | 4 Candelabra Torpedo 3.5w |  | 4 | Yes | [14 empty] | 0 | [12 empty] | 83.5 | 167 | 250.5 | W:26'' H:5 1/2'' E:3 7/8'' |  |  |  | 26 | 5.5 | Screw(s) |  |  |  |  | 3.875 |  | No |  | No | [21 empty] | DP:3/4'' W:25'' H:4 3/4'' OB UP:3 1/4'' Rectangular |  |  |  | 6.5 | Black/White |  |  | Hardwired | 1 | 0 | 0 | 1 | 1 | 0 | 0 | 0 | 0 | 0 | 0 | 785652081125 | [16 empty] | cETL Damp | SYLL 4L BATH-05 | Four Light Wall / Bath |  | 4430804EN-05.jpg | 4430804EN.jpg
4430804EN-962 | Four Light Wall / Bath |  | BATH | Syll | Wall / Bath Lighting | Brushed Nickel | 962 | Steel | Clear Highlighted Satin Etched Glass | L:26" W:0.25" H:4.375" |  |  | 4 Candelabra Torpedo 3.5w |  | 4 | Yes | [14 empty] | 0 | [12 empty] | 83.5 | 167 | 250.5 | W:26'' H:5 1/2'' E:3 7/8'' |  |  |  | 26 | 5.5 | Screw(s) |  |  |  |  | 3.875 |  | No |  | No | [21 empty] | DP:3/4'' W:25'' H:4 3/4'' OB UP:3 1/4'' Rectangular |  |  |  | 6.5 | Black/White |  |  | Hardwired | 1 | 0 | 0 | 1 | 1 | 0 | 0 | 0 | 0 | 0 | 0 | 785652081132 | [16 empty] | cETL Damp | SYLL 4L BATH-962 | Four Light Wall / Bath |  | 4430804EN-962.jpg | 4430804EN.jpg
4430806-05 | Six Light Wall / Bath |  | BATH | Syll | Wall / Bath Lighting | Chrome | 5 | Steel | Clear Highlighted Satin Etched Glass | L:38" W:0.25" H:4.375" |  |  | 6 Candelabra Torpedo 40w |  | 6 | No | [14 empty] | 0 | [12 empty] | 74.5 | 149 | 223.5 | W:38'' H:5 1/2'' E:3 7/8'' |  |  |  | 38 | 5.5 | Screw(s) |  |  |  |  | 3.875 |  | No |  | No | [21 empty] | DP:3/4'' W:37'' H:4 3/4'' OB UP:3 1/4'' Rectangular |  |  |  | 6.5 | Black/White |  |  | Hardwired | 1 | 0 | 0 | 0 | 1 | 0 | 0 | 1 | 0 | 0 | 0 | 785652077654 | 42.25 | 6.75 | 7.5 | 9 | 1.238 | 125 | Yes | [9 empty] | cETL Damp | SYLL 6L BATH-05 | Six Light Wall / Bath |  | 4430806-05.jpg | 4430806.jpg
4430806-962 | Six Light Wall / Bath |  | BATH | Syll | Wall / Bath Lighting | Brushed Nickel | 962 | Steel | Clear Highlighted Satin Etched Glass | L:38" W:0.25" H:4.375" |  |  | 6 Candelabra Torpedo 40w |  | 6 | No | [14 empty] | 0 | [12 empty] | 74.5 | 149 | 223.5 | W:38'' H:5 1/2'' E:3 7/8'' |  |  |  | 38 | 5.5 | Screw(s) |  |  |  |  | 3.875 |  | No |  | No | [21 empty] | DP:3/4'' W:37'' H:4 3/4'' OB UP:3 1/4'' Rectangular |  |  |  | 6.5 | Black/White |  |  | Hardwired | 1 | 0 | 0 | 0 | 1 | 0 | 0 | 1 | 0 | 0 | 0 | 785652077685 | 42.25 | 6.75 | 7.5 | 9 | 1.238 | 125 | Yes | [9 empty] | cETL Damp | SYLL 6L BATH-962 | Six Light Wall / Bath |  | 4430806-962.jpg | 4430806.jpg
4430806EN-05 | Six Light Wall / Bath |  | BATH | Syll | Wall / Bath Lighting | Chrome | 5 | Steel | Clear Highlighted Satin Etched Glass | L:38" W:0.25" H:4.375" |  |  | 6 Candelabra Torpedo 3.5w |  | 6 | Yes | [14 empty] | 0 | [12 empty] | 109.5 | 219 | 328.5 | W:38'' H:5 1/2'' E:3 7/8'' |  |  |  | 38 | 5.5 | Screw(s) |  |  |  |  | 3.875 |  | No |  | No | [21 empty] | DP:3/4'' W:37'' H:4 3/4'' OB UP:3 1/4'' Rectangular |  |  |  | 6.5 | Black/White |  |  | Hardwired | 1 | 0 | 0 | 1 | 1 | 0 | 0 | 0 | 0 | 0 | 0 | 785652081149 | [16 empty] | cETL Damp | SYLL 6L BATH-05 | Six Light Wall / Bath |  | 4430806EN-05.jpg | 4430806EN.jpg
4430806EN-962 | Six Light Wall / Bath |  | BATH | Syll | Wall / Bath Lighting | Brushed Nickel | 962 | Steel | Clear Highlighted Satin Etched Glass | L:38" W:0.25" H:4.375" |  |  | 6 Candelabra Torpedo 3.5w |  | 6 | Yes | [14 empty] | 0 | [12 empty] | 109.5 | 219 | 328.5 | W:38'' H:5 1/2'' E:3 7/8'' |  |  |  | 38 | 5.5 | Screw(s) |  |  |  |  | 3.875 |  | No |  | No | [21 empty] | DP:3/4'' W:37'' H:4 3/4'' OB UP:3 1/4'' Rectangular |  |  |  | 6.5 | Black/White |  |  | Hardwired | 1 | 0 | 0 | 1 | 1 | 0 | 0 | 0 | 0 | 0 | 0 | 785652081156 | [16 empty] | cETL Damp | SYLL 6L BATH-962 | Six Light Wall / Bath |  | 4430806EN-962.jpg | 4430806EN.jpg
44316-710 | One Light Wall / Bath | With classic proportions and minimalist glass accents, the Lemont lighting collection by Sea Gull Lighting offers transitional style in a beautiful profile. The design features just enough flourish to create a soft, romantic figure. For those looking for simple elegance, Lemont is a perfect choice. Offered in Antique Brushed Nickel finish with Etched White Alabaster glass or Burnt Sienna finish with Café Tint glass. The assortment includes nine-light, six-light, five-light and three-light chandeliers, pendants in five sizes, both flush and semi-flush ceiling fixtures, as well as one-light, two-light, three-light and four-light wall/bath fixtures. Both incandescent lamping and ENERGY STAR-qualified LED lamping are available. All fixtures are California Title 24 compliant. | WALL SCONCE | Lemont | Wall / Bath Lighting | Burnt Sienna | 710 | Steel | Cafe Tint Glass | D:5" H:4.25" |  |  | 1 Medium A19 100w |  | 1 | No | [14 empty] | 0 | [12 empty] | 28 | 56 | 84 | W:5 1/4'' H:10'' E:7'' | 1.8 |  |  | 5.25 | 10 | Wall / Bath |  |  |  |  | 7 |  | No |  | No | [21 empty] | DP:1 1/4'' W:5 1/4'' H:10'' OB UP:5'' OB DOWN:5'' Oval |  |  |  | 9 |  |  |  | Hardwired | 0 | 1 | 0 | 0 | 1 | 0 | 0 | 1 | 0 | 0 | 0 | 785652225574 | 13 | 9.75 | 7.5 | 2.7 | 0.55 | 175 | Yes | [8 empty] | UL Damp | cUL Damp | LEMONT 1L SCONCE-710 | One Light Wall / Bath |  | 44316-710.jpg | 44316.jpg
44316EN3-710 | One Light Wall / Bath Sconce | With classic proportions and minimalist glass accents, the Lemont lighting collection by Sea Gull Lighting offers transitional style in a beautiful profile. The design features just enough flourish to create a soft, romantic figure. For those looking for simple elegance, Lemont is a perfect choice. Offered in Antique Brushed Nickel finish with Etched White Alabaster glass or Burnt Sienna finish with Café Tint glass. The assortment includes nine-light, six-light, five-light and three-light chandeliers, pendants in five sizes, both flush and semi-flush ceiling fixtures, as well as one-light, two-light, three-light and four-light wall/bath fixtures. Both incandescent lamping and ENERGY STAR-qualified LED lamping are available. All fixtures are California Title 24 compliant. | WALL SCONCE | Lemont | Wall / Bath Lighting | Burnt Sienna | 710 | Steel | Cafe Tint Glass | D:5" H:4.25" |  |  | 1 Medium A19 9.3w |  | 1 | Yes | [14 empty] | 0 | [12 empty] | 32.5 | 65 | 97.5 | W:5 1/4'' H:10'' E:7'' | 1.8 |  |  | 5.25 | 10 | Wall / Bath |  |  |  |  | 7 |  | No |  | No | [21 empty] | DP:1 1/4'' W:5 1/4'' H:10'' OB UP:5'' OB DOWN:5'' Oval |  |  |  | 9 | Black/White |  |  | Hardwired | 0 | 1 | 0 | 1 | 1 | 0 | 0 | 0 | 0 | 0 | 0 | 785652054365 | 13 | 9.75 | 7.5 | 2.7 | 0.55 | 175 | Yes | [8 empty] | C-UL-US Damp |  | LEMONT 1L SCONCE-710 | One Light Wall / Bath Sconce |  | 44316EN3-710.jpg | 44316.jpg
44317-710 | Two Light Wall / Bath | With classic proportions and minimalist glass accents, the Lemont lighting collection by Sea Gull Lighting offers transitional style in a beautiful profile. The design features just enough flourish to create a soft, romantic figure. For those looking for simple elegance, Lemont is a perfect choice. Offered in Antique Brushed Nickel finish with Etched White Alabaster glass or Burnt Sienna finish with Café Tint glass. The assortment includes nine-light, six-light, five-light and three-light chandeliers, pendants in five sizes, both flush and semi-flush ceiling fixtures, as well as one-light, two-light, three-light and four-light wall/bath fixtures. Both incandescent lamping and ENERGY STAR-qualified LED lamping are available. All fixtures are California Title 24 compliant. | BATH | Lemont | Wall / Bath Lighting | Burnt Sienna | 710 | Steel | Cafe Tint Glass | D:5" H:4.25" |  |  | 2 Medium A19 100w |  | 2 | No | [14 empty] | 0 | [12 empty] | 34.5 | 69 | 103.5 | W:13'' H:8 1/2'' E:7'' | 3.6 |  |  | 13 | 8.5 | Wall / Bath |  |  |  |  | 7 |  | No |  | No | [21 empty] | DP:1 1/4'' W:10'' H:5 1/4'' OB UP:4'' OB DOWN:4 1/2'' Oval |  |  |  | 9 |  |  |  | Hardwired | 0 | 1 | 0 | 0 | 1 | 0 | 0 | 1 | 0 | 0 | 0 | 785652225581 | 12.25 | 10.5 | 13.25 | 5.5 | 0.986 | 175 | Yes | [8 empty] | UL Damp | cUL Damp | LEMONT 2L BATH-710 | Two Light Wall / Bath |  | 44317-710.jpg | 44317.jpg
44317EN3-710 | Two Light Wall / Bath | With classic proportions and minimalist glass accents, the Lemont lighting collection by Sea Gull Lighting offers transitional style in a beautiful profile. The design features just enough flourish to create a soft, romantic figure. For those looking for simple elegance, Lemont is a perfect choice. Offered in Antique Brushed Nickel finish with Etched White Alabaster glass or Burnt Sienna finish with Café Tint glass. The assortment includes nine-light, six-light, five-light and three-light chandeliers, pendants in five sizes, both flush and semi-flush ceiling fixtures, as well as one-light, two-light, three-light and four-light wall/bath fixtures. Both incandescent lamping and ENERGY STAR-qualified LED lamping are available. All fixtures are California Title 24 compliant. | BATH | Lemont | Wall / Bath Lighting | Burnt Sienna | 710 | Steel | Cafe Tint Glass | D:5" H:4.25" |  |  | 2 Medium A19 9.3w |  | 2 | Yes | [14 empty] | 0 | [12 empty] | 44.5 | 89 | 133.5 | W:13'' H:8 1/2'' E:7'' | 3.6 |  |  | 13 | 8.5 | Wall / Bath |  |  |  |  | 7 |  | No |  | No | [21 empty] | DP:1 1/4'' W:10'' H:5 1/4'' OB UP:4'' OB DOWN:4 1/2'' Oval |  |  |  | 9 | Black/White |  |  | Hardwired | 0 | 1 | 0 | 1 | 1 | 0 | 0 | 0 | 0 | 0 | 0 | 785652054389 | 12.25 | 10.5 | 13.25 | 5.5 | 0.986 | 175 | Yes | [8 empty] | C-UL-US Damp |  | LEMONT 2L BATH-710 | Two Light Wall / Bath |  | 44317EN3-710.jpg | 44317.jpg
44317EN3-965 | Two Light Wall / Bath | With classic proportions and minimalist glass accents, the Lemont lighting collection by Sea Gull Lighting offers transitional style in a beautiful profile. The design features just enough flourish to create a soft, romantic figure. For those looking for simple elegance, Lemont is a perfect choice. Offered in Antique Brushed Nickel finish with Etched White Alabaster glass or Burnt Sienna finish with Café Tint glass. The assortment includes nine-light, six-light, five-light and three-light chandeliers, pendants in five sizes, both flush and semi-flush ceiling fixtures, as well as one-light, two-light, three-light and four-light wall/bath fixtures. Both incandescent lamping and ENERGY STAR-qualified LED lamping are available. All fixtures are California Title 24 compliant. | BATH | Lemont | Wall / Bath Lighting | Antique Brushed Nickel | 965 | Steel | Etched White Alabaster Glass | D:5" H:4.25" |  |  | 2 Medium A19 9.3w |  | 2 | Yes | [14 empty] | 0 | [12 empty] | 44.5 | 89 | 133.5 | W:13'' H:8 1/2'' E:7'' | 3.6 |  |  | 13 | 8.5 | Wall / Bath |  |  |  |  | 7 |  | No |  | No | [21 empty] | DP:1 1/4'' W:10'' H:5 1/4'' OB UP:4'' OB DOWN:4 1/2'' Oval |  |  |  | 9 | Black/White |  |  | Hardwired | 0 | 1 | 0 | 1 | 1 | 0 | 0 | 0 | 0 | 0 | 0 | 785652054396 | 13.25 | 12.5 | 10.5 | 5.6 | 1.006 | 175 | Yes | [8 empty] | C-UL-US Damp |  | LEMONT 2L BATH-965 | Two Light Wall / Bath |  | 44317EN3-965.jpg | 44317.jpg
44318EN3-710 | Three Light Wall / Bath | With classic proportions and minimalist glass accents, the Lemont lighting collection by Sea Gull Lighting offers transitional style in a beautiful profile. The design features just enough flourish to create a soft, romantic figure. For those looking for simple elegance, Lemont is a perfect choice. Offered in Antique Brushed Nickel finish with Etched White Alabaster glass or Burnt Sienna finish with Café Tint glass. The assortment includes nine-light, six-light, five-light and three-light chandeliers, pendants in five sizes, both flush and semi-flush ceiling fixtures, as well as one-light, two-light, three-light and four-light wall/bath fixtures. Both incandescent lamping and ENERGY STAR-qualified LED lamping are available. All fixtures are California Title 24 compliant. | BATH | Lemont | Wall / Bath Lighting | Burnt Sienna | 710 | Steel | Cafe Tint Glass | D:5" H:4.25" |  |  | 3 Medium A19 9.3w |  | 3 | Yes | [14 empty] | 0 | [12 empty] | 65 | 130 | 195 | W:21'' H:8 1/2'' E:7'' | 4.8 |  |  | 21 | 8.5 | Wall / Bath |  |  |  |  | 7 |  | No |  | No | [21 empty] | DP:1 1/4'' W:10'' H:5 1/4'' OB UP:4'' OB DOWN:4 1/2'' Oval |  |  |  | 9 | Black/White |  |  | Hardwired | 0 | 1 | 0 | 1 | 1 | 0 | 0 | 0 | 0 | 0 | 0 | 785652054402 | 20 | 10.125 | 13.25 | 8 | 1.553 | 175 | Yes | [8 empty] | C-UL-US Damp |  | LEMONT 3L BATH-710 | Three Light Wall / Bath |  | 44318EN3-710.jpg | 44318.jpg
44319-710 | Four Light Wall / Bath | With classic proportions and minimalist glass accents, the Lemont lighting collection by Sea Gull Lighting offers transitional style in a beautiful profile. The design features just enough flourish to create a soft, romantic figure. For those looking for simple elegance, Lemont is a perfect choice. Offered in Antique Brushed Nickel finish with Etched White Alabaster glass or Burnt Sienna finish with Café Tint glass. The assortment includes nine-light, six-light, five-light and three-light chandeliers, pendants in five sizes, both flush and semi-flush ceiling fixtures, as well as one-light, two-light, three-light and four-light wall/bath fixtures. Both incandescent lamping and ENERGY STAR-qualified LED lamping are available. All fixtures are California Title 24 compliant. | BATH | Lemont | Wall / Bath Lighting | Burnt Sienna | 710 | Steel | Cafe Tint Glass | D:5" H:4.25" |  |  | 4 Medium A19 100w |  | 4 | No | [14 empty] | 0 | [12 empty] | 65 | 130 | 195 | W:29'' H:8 1/2'' E:7'' | 6.8 |  |  | 29 | 8.5 | Wall / Bath |  |  |  |  | 7 |  | No |  | No | [21 empty] | DP:1 1/4'' W:10'' H:5 1/4'' OB UP:4'' OB DOWN:4 1/2'' Oval |  |  |  | 9 |  |  |  | Hardwired | 0 | 1 | 0 | 0 | 1 | 0 | 0 | 1 | 0 | 0 | 0 | 785652225628 | 28 | 10.5 | 13.625 | 10.8 | 2.318 | 175 | Yes | [8 empty] | UL Damp | cUL Damp | LEMONT 4L BATH-710 | Four Light Wall / Bath |  | 44319-710.jpg | 44319.jpg
44319EN3-710 | Four Light Wall / Bath | With classic proportions and minimalist glass accents, the Lemont lighting collection by Sea Gull Lighting offers transitional style in a beautiful profile. The design features just enough flourish to create a soft, romantic figure. For those looking for simple elegance, Lemont is a perfect choice. Offered in Antique Brushed Nickel finish with Etched White Alabaster glass or Burnt Sienna finish with Café Tint glass. The assortment includes nine-light, six-light, five-light and three-light chandeliers, pendants in five sizes, both flush and semi-flush ceiling fixtures, as well as one-light, two-light, three-light and four-light wall/bath fixtures. Both incandescent lamping and ENERGY STAR-qualified LED lamping are available. All fixtures are California Title 24 compliant. | BATH | Lemont | Wall / Bath Lighting | Burnt Sienna | 710 | Steel | Cafe Tint Glass | D:5" H:4.25" |  |  | 4 Medium A19 9.3w |  | 4 | Yes | [14 empty] | 0 | [12 empty] | 84.5 | 169 | 253.5 | W:29'' H:8 1/2'' E:7'' | 6.8 |  |  | 29 | 8.5 | Wall / Bath |  |  |  |  | 7 |  | No |  | No | [21 empty] | DP:1 1/4'' W:10'' H:5 1/4'' OB UP:4'' OB DOWN:4 1/2'' Oval |  |  |  | 9 | Black/White |  |  | Hardwired | 0 | 1 | 0 | 1 | 1 | 0 | 0 | 0 | 0 | 0 | 0 | 785652054426 | 28 | 10.5 | 13.625 | 10.8 | 2.318 | 175 | Yes | [8 empty] | C-UL-US Damp |  | LEMONT 4L BATH-710 | Four Light Wall / Bath |  | 44319EN3-710.jpg | 44319.jpg
4434691S-962 | Small LED Wall / Bath | Give your bathroom a bold statement with the East Benton Collection by Sea Gull Lighting. The Brushed Nickel finish and a white acrylic diffuser create a crisp look and bright, clean ambience. This essential light fixture with clean lines and classic styling is versatile enough to be used in any modern setting. Horizontal or vertical mounting options adds major versatility of this fixture. The linear housing and hard edges create an inviting and versatile silhouette, while the integrated linear LED light provides superior quality, dimmable, warm light. Offered in the Brushed Nickel finish, the bath lighting collection includes a 18”, 24" and 36" options which are all available in a Brushed Nickel finish. ADA compliant. Damp Rated. | BATH | East Benton | Wall / Bath Lighting | Brushed Nickel | 962 | Steel | Frosted Acrylic Acrylic | L:18.4375" W:4.625" H:1.25" |  |  |  |  | 1 | No | 1450 | 3000 | 90 | 16.5 | 120 | 19 - Integrated | LED - Array |  | 5 | 100 | LED | 16.5 | 16.5 | 50000 | 0 | [12 empty] | 96.45 | 192.9 | 289.35 | W:19 9/16'' H:5 1/8'' E:3 15/16'' | 2.99 |  |  | 19.5625 | 5.125 | Wall / Bath |  |  |  |  | 3.9375 |  | No |  | No | [21 empty] | DP:1 5/16'' W:6'' H:5 1/8'' OB UP:2 9/16'' Rectangular |  |  |  | 6.5 | Black/White |  |  | Hardwired | 1 | 0 | 0 | 0 | 1 | 0 | 1 | 0 | 0 | 0 | 0 | 785652057939 | 21.75 | 7.5 | 6.5 | 3.6 | 0.614 | 175 | Yes | 4 | 10785652057936 | 22.5 | 15.5 | 13.5 | 15.9 | 2.725 | Yes |  | cETL Damp | EAST BENTON 18IN LED BATH-962 | Small LED Wall / Bath |  | 4434691S-962.png | 4434691S.jpg
4435591S-962 | Small LED Wall / Bath | A bold modern statement can be made with the Colusa bath lighting collection from Sea Gull Lighting. The design features a subtle, sweeping curve, Brushed Nickel finish and acrylic diffusers through which the soft glow of LED light shines. This essential light fixture with clean lines and classic styling is versatile enough to be used in any modern setting. The collection offers small (19” long), medium (25” long), large (36” long) and extra-large (49”long) linear bath bars to meet any design need. Damp-Rated. Can be mounted horizontally or vertically and are suitable for ADA applications. | BATH | Colusa | Wall / Bath Lighting | Brushed Nickel | 962 | Stainless Steel | Frosted Acrylic | L:19.3125" W:4.5" H:4" |  |  |  |  | 1 | No | 1350 | 2700 | 90 | 16.5 | 120 | 19 - Integrated | LED - Array |  | 10 | 100 | LED | 16.5 | 16.5 | 50000 | 0 | [12 empty] | 113.45 | 226.9 | 340.35 | W:19 1/4'' H:4 3/4'' E:3 1/2'' | 3.45 |  |  | 19.25 | 4.75 | Wall / Bath |  |  |  |  | 3.5 |  | No |  | No | [21 empty] | W:18 15/32'' H:4 1/2'' OB UP:2 1/2'' OB DOWN:2 1/2'' Rectangular |  |  |  | 6.5 | Black/White |  |  | Hardwired | 1 | 0 | 0 | 0 | 1 | 0 | 1 | 0 | 0 | 0 | 0 | 785652003257 | 21.5 | 7.5 | 6.5 | 4.1 | 0.607 | 125 | Yes | 4 | 10785652003254 | 22.5 | 15.5 | 14 | 18.6 | 2.826 | Yes |  | cETL Damp | COLUSA 18IN LED BATH-962 | Small LED Wall / Bath |  | 4435591S-962.jpg | 4435591S.jpg
4435791S-04 | Small LED Wall / Bath | The Braunfels bath lighting collection by Sea Gull Lighting provides a striking, post-modern profile with its sleek, linear aluminum body offset by subtle end cap details. An updated, layered effect is created as the integrated linear LED is housed within a White Acrylic shade which is then encased by a Clear Acrylic outer shade. ADA compliant for commercial applications. The collection offers small, large and extra large linear bath bars all available in Satin Aluminum or Burnt Sienna finishes. | BATH | Braunfels | Wall / Bath Lighting | Satin Aluminum | 4 | Aluminum | Frosted Acrylic Acrylic | L:18.875" W:3.5" H:1.75" |  | Clear Acrylic |  |  | 2 | No | 1350 | 2700 | 90 | 16.5 | 120 | 19 - Integrated | LED - Array |  | 10 | 100 | LED | 16.5 | 16.5 | 50000 | 0 | [12 empty] | 113 | 226 | 339 | W:20'' H:5'' E:3 3/4'' | 3.5 |  |  | 20 | 5 | Wall / Bath |  |  |  |  | 3.75 |  | No |  | No | [21 empty] | DP:1 1/2'' W:19'' H:5'' OB UP:2 1/2'' OB DOWN:2 1/2'' Rectangular |  |  |  | 6.5 | Black/White |  |  | Hardwired | 1 | 0 | 0 | 0 | 1 | 0 | 1 | 0 | 0 | 0 | 0 | 785652109676 | 23.25 | 7.5 | 7 | 4 | 0.706 | 175 | Yes | 4 | 10785652109673 | 23.5 | 16 | 15 | 17.9 | 3.264 | Yes |  | cETL Damp | BRAUNFELS 18IN LED BATH-04 | Small LED Wall / Bath |  | 4435791S-04.jpg | 4435791S.jpg
4435793S-04 | Small LED Wall / Bath | The Braunfels bath lighting collection by Sea Gull Lighting provides a striking, post-modern profile with its sleek, linear aluminum body offset by subtle end cap details. An updated, layered effect is created as the integrated linear LED is housed within a White Acrylic shade which is then encased by a Clear Acrylic outer shade. ADA compliant for commercial applications. The collection offers small, large and extra large linear bath bars all available in Satin Aluminum or Burnt Sienna finishes. | BATH | Braunfels | Wall / Bath Lighting | Satin Aluminum | 4 | Aluminum | Frosted Acrylic Acrylic | L:18.875" W:3.5" H:1.75" |  | Clear Acrylic |  |  | 2 | No | 1350 | 3000 | 90 | 16.5 | 120 | 19 - Integrated | LED - Array |  | 10 | 100 | LED | 16.5 | 16.5 | 50000 | 0 | [12 empty] | 110.95 | 221.9 | 332.85 | W:20'' H:5'' E:3 3/4'' |  |  |  | 20 | 5 | Wall / Bath |  |  |  |  | 3.75 |  | No |  | No | [21 empty] | DP:1 1/2'' W:19'' H:5'' OB UP:2 1/2'' OB DOWN:2 1/2'' Rectangular |  |  |  | 6.5 | Black/White |  |  | Hardwired | 1 | 0 | 0 | 0 | 1 | 0 | 1 | 0 | 0 | 0 | 0 | 785652072789 | 23.75 | 7.75 | 7 | 4.1 | 0.746 | 175 | Yes | 4 | 10785652072786 | 23.75 | 16 | 14.75 | 18.3 | 3.244 | Yes |  | cETL Damp | BRAUNFELS 18IN LED BATH-04 | Small LED Wall / Bath |  | 4435793S-04.jpg | 4435793S.jpg
4435793S-710 | Small LED Wall / Bath | The Braunfels bath lighting collection by Sea Gull Lighting provides a striking, post-modern profile with its sleek, linear aluminum body offset by subtle end cap details. An updated, layered effect is created as the integrated linear LED is housed within a White Acrylic shade which is then encased by a Clear Acrylic outer shade. ADA compliant for commercial applications. The collection offers small, large and extra large linear bath bars all available in Satin Aluminum or Burnt Sienna finishes. | BATH | Braunfels | Wall / Bath Lighting | Burnt Sienna | 710 | Aluminum | Frosted Acrylic Acrylic | L:18.875" W:3.5" H:1.75" |  | Clear Acrylic |  |  | 2 | No | 1350 | 3000 | 90 | 16.5 | 120 | 19 - Integrated | LED - Array |  | 10 | 100 | LED | 16.5 | 16.5 | 50000 | 0 | [12 empty] | 115.48 | 230.96 | 346.44 | W:20'' H:5'' E:3 3/4'' |  |  |  | 20 | 5 | Wall / Bath |  |  |  |  | 3.75 |  | No |  | No | [21 empty] | DP:1 1/2'' W:19'' H:5'' OB UP:2 1/2'' OB DOWN:2 1/2'' Rectangular |  |  |  | 6.5 | Black/White |  |  | Hardwired | 1 | 0 | 0 | 0 | 1 | 0 | 1 | 0 | 0 | 0 | 0 | 785652072796 | 23 | 7.75 | 7 | 4.1 | 0.722 | 175 | Yes | 4 | 10785652072793 | 23.5 | 16 | 14.5 | 18.4 | 3.155 | Yes |  | cETL Damp | BRAUNFELS 18IN LED BATH-710 | Small LED Wall / Bath |  | 4435793S-710.jpg | 4435793S.jpg
4437302-782 | Two Light Bath | Elmwood Park by Sea Gull Collection has clear glass tube shades with an inner white glass element that softens the light and helps cast an even glow. A cylinder of etched glass is centered within a larger cylinder of clear glass which encircles each light bulb to create this stunning visual effect. The full assortment includes three-, five-and nine-light chandeliers, a four-light linear, one-light mini pendant, a three-light pendant, a two-light semi flush which is convertible into a pendant, and one-, two-, three- and four-light bath fixtures. All fixtures offered in either a Brushed Nickel or Brushed Oil Rubbed Bronze. Incandescent and ENERGY STAR-qualified LED lamping are available; all fixtures are California Title 24 compliant. | BATH | Elmwood Park | Wall / Bath Lighting | Heirloom Bronze | 782 | Steel | Satin Etched Glass | D:3.125" H:5.5" |  |  | 2 Medium A19 75w |  | 2 | No | [14 empty] | 0 | [12 empty] | 54.48 | 108.96 | 163.44 | W:13 1/4'' H:8 1/2'' E:6 1/4'' | 3.75 |  |  | 13.25 | 8.5 | Cap Nuts |  |  |  |  | 6.25 |  | No |  | No | [21 empty] | DP:3/4'' W:6'' H:4 1/2'' OB UP:6 1/4'' OB DOWN:2 1/4'' Rectangular |  |  |  | 6.5 | Black/White |  |  | Hardwired | 0 | 1 | 0 | 0 | 1 | 0 | 0 | 1 | 0 | 0 | 0 | 785652069888 | 14.5 | 13.25 | 8.25 | 4.8 | 0.917 | 175 | Yes | [9 empty] | cETL Damp | ELMWOOD PARK 2L BATH-782 | Two Light Bath |  | 4437302-782.jpg | 4437302.jpg
4437302-962 | Two Light Bath | Elmwood Park by Sea Gull Collection has clear glass tube shades with an inner white glass element that softens the light and helps cast an even glow. A cylinder of etched glass is centered within a larger cylinder of clear glass which encircles each light bulb to create this stunning visual effect. The full assortment includes three-, five-and nine-light chandeliers, a four-light linear, one-light mini pendant, a three-light pendant, a two-light semi flush which is convertible into a pendant, and one-, two-, three- and four-light bath fixtures. All fixtures offered in either a Brushed Nickel or Brushed Oil Rubbed Bronze. Incandescent and ENERGY STAR-qualified LED lamping are available; all fixtures are California Title 24 compliant. | BATH | Elmwood Park | Wall / Bath Lighting | Brushed Nickel | 962 | Steel | Clear Glass | D:4.375" H:5.875" |  |  | 2 Medium A19 75w |  | 2 | No | [14 empty] | 0 | [12 empty] | 54.48 | 108.96 | 163.44 | W:13 1/4'' H:8 1/2'' E:6 1/4'' | 3.75 |  |  | 13.25 | 8.5 | Cap Nuts |  |  |  |  | 6.25 |  | No |  | No | [21 empty] | DP:3/4'' W:6'' H:4 1/2'' OB UP:6 1/4'' OB DOWN:2 1/4'' Rectangular |  |  |  | 6.5 | Black/White |  |  | Hardwired | 0 | 1 | 0 | 0 | 1 | 0 | 0 | 1 | 0 | 0 | 0 | 785652069895 | 14.25 | 8.25 | 13 | 4.9 | 0.884 | 175 | Yes | [9 empty] | cETL Damp | ELMWOOD PARK 2L BATH-962 | Two Light Bath |  | 4437302-962.jpg | 4437302.jpg
4437302EN3-782 | Two Light Bath | Elmwood Park by Sea Gull Collection has clear glass tube shades with an inner white glass element that softens the light and helps cast an even glow. A cylinder of etched glass is centered within a larger cylinder of clear glass which encircles each light bulb to create this stunning visual effect. The full assortment includes three-, five-and nine-light chandeliers, a four-light linear, one-light mini pendant, a three-light pendant, a two-light semi flush which is convertible into a pendant, and one-, two-, three- and four-light bath fixtures. All fixtures offered in either a Brushed Nickel or Brushed Oil Rubbed Bronze. Incandescent and ENERGY STAR-qualified LED lamping are available; all fixtures are California Title 24 compliant. | BATH | Elmwood Park | Wall / Bath Lighting | Heirloom Bronze | 782 | Steel | Satin Etched Glass | D:3.125" H:5.5" |  |  | 2 Medium A19 9.3w |  | 2 | Yes | [14 empty] | 0 | [12 empty] | 64.98 | 129.96 | 194.94 | W:13 1/4'' H:8 1/2'' E:6 1/4'' | 3.75 |  |  | 13.25 | 8.5 | Cap Nuts |  |  |  |  | 6.25 |  | No |  | No | [21 empty] | DP:3/4'' W:6'' H:4 1/2'' OB UP:6 1/4'' OB DOWN:2 1/4'' Rectangular |  |  |  | 6.5 | Black/White |  |  | Hardwired | 0 | 1 | 0 | 1 | 1 | 0 | 0 | 0 | 0 | 0 | 0 | 785652071652 | 14.5 | 13.25 | 8.25 | 4.8 | 0.917 | 175 | Yes | [9 empty] | cETL Damp | ELMWOOD PRK 2L LED BATH-782 | Two Light Bath |  | 4437302EN3-782.jpg | 4437302EN3.jpg
4437302EN3-962 | Two Light Bath | Elmwood Park by Sea Gull Collection has clear glass tube shades with an inner white glass element that softens the light and helps cast an even glow. A cylinder of etched glass is centered within a larger cylinder of clear glass which encircles each light bulb to create this stunning visual effect. The full assortment includes three-, five-and nine-light chandeliers, a four-light linear, one-light mini pendant, a three-light pendant, a two-light semi flush which is convertible into a pendant, and one-, two-, three- and four-light bath fixtures. All fixtures offered in either a Brushed Nickel or Brushed Oil Rubbed Bronze. Incandescent and ENERGY STAR-qualified LED lamping are available; all fixtures are California Title 24 compliant. | BATH | Elmwood Park | Wall / Bath Lighting | Brushed Nickel | 962 | Steel | Clear Glass | D:4.375" H:5.875" |  |  | 2 Medium A19 9.3w |  | 2 | Yes | [14 empty] | 0 | [12 empty] | 64.98 | 129.96 | 194.94 | W:13 1/4'' H:8 1/2'' E:6 1/4'' | 3.75 |  |  | 13.25 | 8.5 | Cap Nuts |  |  |  |  | 6.25 |  | No |  | No | [21 empty] | DP:3/4'' W:6'' H:4 1/2'' OB UP:6 1/4'' OB DOWN:2 1/4'' Rectangular |  |  |  | 6.5 | Black/White |  |  | Hardwired | 0 | 1 | 0 | 1 | 1 | 0 | 0 | 0 | 0 | 0 | 0 | 785652071669 | 14.25 | 8.25 | 13 | 4.9 | 0.884 | 175 | Yes | [9 empty] | cETL Damp | ELMWOOD PRK 2L LED BATH-962 | Two Light Bath |  | 4437302EN3-962.jpg | 4437302EN3.jpg
4437303-782 | Three Light Bath | Elmwood Park by Sea Gull Collection has clear glass tube shades with an inner white glass element that softens the light and helps cast an even glow. A cylinder of etched glass is centered within a larger cylinder of clear glass which encircles each light bulb to create this stunning visual effect. The full assortment includes three-, five-and nine-light chandeliers, a four-light linear, one-light mini pendant, a three-light pendant, a two-light semi flush which is convertible into a pendant, and one-, two-, three- and four-light bath fixtures. All fixtures offered in either a Brushed Nickel or Brushed Oil Rubbed Bronze. Incandescent and ENERGY STAR-qualified LED lamping are available; all fixtures are California Title 24 compliant. | BATH | Elmwood Park | Wall / Bath Lighting | Heirloom Bronze | 782 | Steel | Satin Etched Glass | D:3.125" H:5.5" |  |  | 3 Medium A19 75w |  | 3 | No | [14 empty] | 0 | [12 empty] | 74.98 | 149.96 | 224.94 | W:22 1/4'' H:8 1/2'' E:6 1/4'' | 5.6 |  |  | 22.25 | 8.5 | Cap Nuts |  |  |  |  | 6.25 |  | No |  | No | [21 empty] | DP:3/4'' W:6'' H:4 1/2'' OB UP:6 1/4'' OB DOWN:2 1/4'' Rectangular |  |  |  | 6.5 | Black/White |  |  | Hardwired | 0 | 1 | 0 | 0 | 1 | 0 | 0 | 1 | 0 | 0 | 0 | 785652069901 | 27.5 | 8.75 | 10.25 | 7 | 1.427 | 175 | Yes | [9 empty] | cETL Damp | ELMWOOD PARK 3L BATH-782 | Three Light Bath |  | 4437303-782.jpg | 4437303.jpg
4437303-962 | Three Light Bath | Elmwood Park by Sea Gull Collection has clear glass tube shades with an inner white glass element that softens the light and helps cast an even glow. A cylinder of etched glass is centered within a larger cylinder of clear glass which encircles each light bulb to create this stunning visual effect. The full assortment includes three-, five-and nine-light chandeliers, a four-light linear, one-light mini pendant, a three-light pendant, a two-light semi flush which is convertible into a pendant, and one-, two-, three- and four-light bath fixtures. All fixtures offered in either a Brushed Nickel or Brushed Oil Rubbed Bronze. Incandescent and ENERGY STAR-qualified LED lamping are available; all fixtures are California Title 24 compliant. | BATH | Elmwood Park | Wall / Bath Lighting | Brushed Nickel | 962 | Steel | Clear Glass | D:4.375" H:5.875" |  |  | 3 Medium A19 75w |  | 3 | No | [14 empty] | 0 | [12 empty] | 74.98 | 149.96 | 224.94 | W:22 1/4'' H:8 1/2'' E:6 1/4'' | 5.6 |  |  | 22.25 | 8.5 | Cap Nuts |  |  |  |  | 6.25 |  | No |  | No | [21 empty] | DP:3/4'' W:6'' H:4 1/2'' OB UP:6 1/4'' OB DOWN:2 1/4'' Rectangular |  |  |  | 6.5 | Black/White |  |  | Hardwired | 0 | 1 | 0 | 0 | 1 | 0 | 0 | 1 | 0 | 0 | 0 | 785652069918 | 27.5 | 9 | 10 | 6.7 | 1.432 | 175 | Yes | [9 empty] | cETL Damp | ELMWOOD PARK 3L BATH-962 | Three Light Bath |  | 4437303-962.jpg | 4437303.jpg
4437303EN3-782 | Three Light Bath | Elmwood Park by Sea Gull Collection has clear glass tube shades with an inner white glass element that softens the light and helps cast an even glow. A cylinder of etched glass is centered within a larger cylinder of clear glass which encircles each light bulb to create this stunning visual effect. The full assortment includes three-, five-and nine-light chandeliers, a four-light linear, one-light mini pendant, a three-light pendant, a two-light semi flush which is convertible into a pendant, and one-, two-, three- and four-light bath fixtures. All fixtures offered in either a Brushed Nickel or Brushed Oil Rubbed Bronze. Incandescent and ENERGY STAR-qualified LED lamping are available; all fixtures are California Title 24 compliant. | BATH | Elmwood Park | Wall / Bath Lighting | Heirloom Bronze | 782 | Steel | Satin Etched Glass | D:3.125" H:5.5" |  |  | 3 Medium A19 9.3w |  | 3 | Yes | [14 empty] | 0 | [12 empty] | 92.98 | 185.96 | 278.94 | W:22 1/4'' H:8 1/2'' E:6 1/4'' | 5.6 |  |  | 22.25 | 8.5 | Cap Nuts |  |  |  |  | 6.25 |  | No |  | No | [21 empty] | DP:3/4'' W:6'' H:4 1/2'' OB UP:6 1/4'' OB DOWN:2 1/4'' Rectangular |  |  |  | 6.5 | Black/White |  |  | Hardwired | 0 | 1 | 0 | 1 | 1 | 0 | 0 | 0 | 0 | 0 | 0 | 785652071676 | 27.5 | 8.75 | 10.25 | 7 | 1.427 | 175 | Yes | [9 empty] | cETL Damp | ELMWOOD PRK 3L LED BATH-782 | Three Light Bath |  | 4437303EN3-782.jpg | 4437303EN3.jpg
4437303EN3-962 | Three Light Bath | Elmwood Park by Sea Gull Collection has clear glass tube shades with an inner white glass element that softens the light and helps cast an even glow. A cylinder of etched glass is centered within a larger cylinder of clear glass which encircles each light bulb to create this stunning visual effect. The full assortment includes three-, five-and nine-light chandeliers, a four-light linear, one-light mini pendant, a three-light pendant, a two-light semi flush which is convertible into a pendant, and one-, two-, three- and four-light bath fixtures. All fixtures offered in either a Brushed Nickel or Brushed Oil Rubbed Bronze. Incandescent and ENERGY STAR-qualified LED lamping are available; all fixtures are California Title 24 compliant. | BATH | Elmwood Park | Wall / Bath Lighting | Brushed Nickel | 962 | Steel | Clear Glass | D:4.375" H:5.875" |  |  | 3 Medium A19 9.3w |  | 3 | Yes | [14 empty] | 0 | [12 empty] | 92.98 | 185.96 | 278.94 | W:22 1/4'' H:8 1/2'' E:6 1/4'' | 5.6 |  |  | 22.25 | 8.5 | Cap Nuts |  |  |  |  | 6.25 |  | No |  | No | [21 empty] | DP:3/4'' W:6'' H:4 1/2'' OB UP:6 1/4'' OB DOWN:2 1/4'' Rectangular |  |  |  | 6.5 | Black/White |  |  | Hardwired | 0 | 1 | 0 | 1 | 1 | 0 | 0 | 0 | 0 | 0 | 0 | 785652071683 | 27.5 | 9 | 10 | 6.7 | 1.432 | 175 | Yes | [9 empty] | cETL Damp | ELMWOOD PRK 3L LED BATH-962 | Three Light Bath |  | 4437303EN3-962.jpg | 4437303EN3.jpg
4437304-782 | Four Light Bath | Elmwood Park by Sea Gull Collection has clear glass tube shades with an inner white glass element that softens the light and helps cast an even glow. A cylinder of etched glass is centered within a larger cylinder of clear glass which encircles each light bulb to create this stunning visual effect. The full assortment includes three-, five-and nine-light chandeliers, a four-light linear, one-light mini pendant, a three-light pendant, a two-light semi flush which is convertible into a pendant, and one-, two-, three- and four-light bath fixtures. All fixtures offered in either a Brushed Nickel or Brushed Oil Rubbed Bronze. Incandescent and ENERGY STAR-qualified LED lamping are available; all fixtures are California Title 24 compliant. | BATH | Elmwood Park | Wall / Bath Lighting | Heirloom Bronze | 782 | Steel | Satin Etched Glass | D:3.125" H:5.5" |  |  | 4 Medium A19 75w |  | 4 | No | [14 empty] | 0 | [12 empty] | 99.98 | 199.96 | 299.94 | W:31 1/4'' H:8 1/2'' E:6 1/4'' | 6.9 |  |  | 31.25 | 8.5 | Cap Nuts |  |  |  |  | 6.25 |  | No |  | No | [21 empty] | DP:3/4'' W:6'' H:4 1/2'' OB UP:6 1/4'' OB DOWN:2 1/4'' Rectangular |  |  |  | 6.5 | Black/White |  |  | Hardwired | 0 | 1 | 0 | 0 | 1 | 0 | 0 | 1 | 0 | 0 | 0 | 785652069925 | 32.75 | 8.75 | 10.5 | 8.7 | 1.741 | 175 | Yes | [9 empty] | cETL Damp | ELMWOOD PARK 4L BATH-782 | Four Light Bath |  | 4437304-782.jpg | 4437304.jpg
4437304-962 | Four Light Bath | Elmwood Park by Sea Gull Collection has clear glass tube shades with an inner white glass element that softens the light and helps cast an even glow. A cylinder of etched glass is centered within a larger cylinder of clear glass which encircles each light bulb to create this stunning visual effect. The full assortment includes three-, five-and nine-light chandeliers, a four-light linear, one-light mini pendant, a three-light pendant, a two-light semi flush which is convertible into a pendant, and one-, two-, three- and four-light bath fixtures. All fixtures offered in either a Brushed Nickel or Brushed Oil Rubbed Bronze. Incandescent and ENERGY STAR-qualified LED lamping are available; all fixtures are California Title 24 compliant. | BATH | Elmwood Park | Wall / Bath Lighting | Brushed Nickel | 962 | Steel | Clear Glass | D:4.375" H:5.875" |  |  | 4 Medium A19 75w |  | 4 | No | [14 empty] | 0 | [12 empty] | 99.98 | 199.96 | 299.94 | W:31 1/4'' H:8 1/2'' E:6 1/4'' | 6.9 |  |  | 31.25 | 8.5 | Cap Nuts |  |  |  |  | 6.25 |  | No |  | No | [21 empty] | DP:3/4'' W:6'' H:4 1/2'' OB UP:6 1/4'' OB DOWN:2 1/4'' Rectangular |  |  |  | 6.5 | Black/White |  |  | Hardwired | 0 | 1 | 0 | 0 | 1 | 0 | 0 | 1 | 0 | 0 | 0 | 785652069932 | 32.75 | 9 | 10.5 | 8.8 | 1.791 | 175 | Yes | [9 empty] | cETL Damp | ELMWOOD PARK 4L BATH-962 | Four Light Bath |  | 4437304-962.jpg | 4437304.jpg
4437304EN3-782 | Four Light Bath | Elmwood Park by Sea Gull Collection has clear glass tube shades with an inner white glass element that softens the light and helps cast an even glow. A cylinder of etched glass is centered within a larger cylinder of clear glass which encircles each light bulb to create this stunning visual effect. The full assortment includes three-, five-and nine-light chandeliers, a four-light linear, one-light mini pendant, a three-light pendant, a two-light semi flush which is convertible into a pendant, and one-, two-, three- and four-light bath fixtures. All fixtures offered in either a Brushed Nickel or Brushed Oil Rubbed Bronze. Incandescent and ENERGY STAR-qualified LED lamping are available; all fixtures are California Title 24 compliant. | BATH | Elmwood Park | Wall / Bath Lighting | Heirloom Bronze | 782 | Steel | Satin Etched Glass | D:3.125" H:5.5" |  |  | 4 Medium A19 9.3w |  | 4 | Yes | [14 empty] | 0 | [12 empty] | 124.98 | 249.96 | 374.94 | W:31 1/4'' H:8 1/2'' E:6 1/4'' | 6.9 |  |  | 31.25 | 8.5 | Cap Nuts |  |  |  |  | 6.25 |  | No |  | No | [21 empty] | DP:3/4'' W:6'' H:4 1/2'' OB UP:6 1/4'' OB DOWN:2 1/4'' Rectangular |  |  |  | 6.5 | Black/White |  |  | Hardwired | 0 | 1 | 0 | 1 | 1 | 0 | 0 | 0 | 0 | 0 | 0 | 785652071690 | 32.75 | 8.75 | 10.5 | 8.7 | 1.741 | 175 | Yes | [9 empty] | cETL Damp | ELMWOOD PRK 4L LED BATH-782 | Four Light Bath |  | 4437304EN3-782.jpg | 4437304EN3.jpg
4437304EN3-962 | Four Light Bath | Elmwood Park by Sea Gull Collection has clear glass tube shades with an inner white glass element that softens the light and helps cast an even glow. A cylinder of etched glass is centered within a larger cylinder of clear glass which encircles each light bulb to create this stunning visual effect. The full assortment includes three-, five-and nine-light chandeliers, a four-light linear, one-light mini pendant, a three-light pendant, a two-light semi flush which is convertible into a pendant, and one-, two-, three- and four-light bath fixtures. All fixtures offered in either a Brushed Nickel or Brushed Oil Rubbed Bronze. Incandescent and ENERGY STAR-qualified LED lamping are available; all fixtures are California Title 24 compliant. | BATH | Elmwood Park | Wall / Bath Lighting | Brushed Nickel | 962 | Steel | Clear Glass | D:4.375" H:5.875" |  |  | 4 Medium A19 9.3w |  | 4 | Yes | [14 empty] | 0 | [12 empty] | 124.98 | 249.96 | 374.94 | W:31 1/4'' H:8 1/2'' E:6 1/4'' | 6.9 |  |  | 31.25 | 8.5 | Cap Nuts |  |  |  |  | 6.25 |  | No |  | No | [21 empty] | DP:3/4'' W:6'' H:4 1/2'' OB UP:6 1/4'' OB DOWN:2 1/4'' Rectangular |  |  |  | 6.5 | Black/White |  |  | Hardwired | 0 | 1 | 0 | 1 | 1 | 0 | 0 | 0 | 0 | 0 | 0 | 785652071706 | 32.75 | 9 | 10.5 | 8.8 | 1.791 | 175 | Yes | [9 empty] | cETL Damp | ELMWOOD PRK 4L LED BATH-962 | Four Light Bath |  | 4437304EN3-962.jpg | 4437304EN3.jpg
4439002-782 | Two Light Wall / Bath | The Emmons lighting collection by Sea Gull Lighting combines form and function in a traditional empire silhouette. Trumpeted Satin Etched glass shades and a circular finial further enhance the design. Cluster three sizes together in a multi-fixture installation to make a beautifully dramatic statement in the living room, foyer, entryway or family room. The Emmons collection comes in two finishes: Brushed Nickel and Heirloom Bronze. Its assortment includes three-, five- and nine-light chandeliers; one-light mini pendant, three-light pendant, two-light semi-flush mount; one-light wall sconce; and two-, three- and four- light bath vanity fixtures. Incandescent and ENERGY STAR-qualified LED lamping are available; all fixtures are California Title 24 compliant. | BATH | Emmons | Wall / Bath Lighting | Heirloom Bronze | 782 | Steel | Satin Etched Glass | D:5.875" H:5.125" |  |  | 2 Medium A19 100w |  | 2 | No | [14 empty] | 0 | [12 empty] | 41.48 | 82.96 | 124.44 | W:14 5/8'' H:6 1/4'' E:7 3/8'' | 3.5 |  |  | 14.625 | 6.25 | Cap Nuts |  |  |  |  | 7.375 |  | No |  | No | [21 empty] | D:5'' DP:7/8'' OB UP:3 3/4'' OB DOWN:2 1/2'' Round |  |  |  | 6.5 | Black/White |  |  | Hardwired | 0 | 1 | 0 | 0 | 1 | 0 | 0 | 1 | 0 | 0 | 0 | 785652002816 | 15.75 | 11.5 | 8.75 | 4.5 | 0.917 | 175 | Yes | [9 empty] | cETL Damp | EMMONS 2L BATH-782 | Two Light Wall / Bath |  | 4439002-782.jpg | 4439002.jpg
4439002-962 | Two Light Wall / Bath | The Emmons lighting collection by Sea Gull Lighting combines form and function in a traditional empire silhouette. Trumpeted Satin Etched glass shades and a circular finial further enhance the design. Cluster three sizes together in a multi-fixture installation to make a beautifully dramatic statement in the living room, foyer, entryway or family room. The Emmons collection comes in two finishes: Brushed Nickel and Heirloom Bronze. Its assortment includes three-, five- and nine-light chandeliers; one-light mini pendant, three-light pendant, two-light semi-flush mount; one-light wall sconce; and two-, three- and four- light bath vanity fixtures. Incandescent and ENERGY STAR-qualified LED lamping are available; all fixtures are California Title 24 compliant. | BATH | Emmons | Wall / Bath Lighting | Brushed Nickel | 962 | Steel | Satin Etched Glass | D:5.875" H:5.125" |  |  | 2 Medium A19 100w |  | 2 | No | [14 empty] | 0 | [12 empty] | 41.48 | 82.96 | 124.44 | W:14 5/8'' H:6 1/4'' E:7 3/8'' | 3.5 |  |  | 14.625 | 6.25 | Cap Nuts |  |  |  |  | 7.375 |  | No |  | No | [21 empty] | D:5'' DP:7/8'' OB UP:3 3/4'' OB DOWN:2 1/2'' Round |  |  |  | 6.5 | Black/White |  |  | Hardwired | 0 | 1 | 0 | 0 | 1 | 0 | 0 | 1 | 0 | 0 | 0 | 785652002823 | 15.75 | 11.5 | 8.75 | 4.5 | 0.917 | 175 | Yes | [9 empty] | cETL Damp | EMMONS 2L BATH-962 | Two Light Wall / Bath |  | 4439002-962.jpg | 4439002.jpg
4439002EN3-782 | Two Light Wall / Bath | The Emmons lighting collection by Sea Gull Lighting combines form and function in a traditional empire silhouette. Trumpeted Satin Etched glass shades and a circular finial further enhance the design. Cluster three sizes together in a multi-fixture installation to make a beautifully dramatic statement in the living room, foyer, entryway or family room. The Emmons collection comes in two finishes: Brushed Nickel and Heirloom Bronze. Its assortment includes three-, five- and nine-light chandeliers; one-light mini pendant, three-light pendant, two-light semi-flush mount; one-light wall sconce; and two-, three- and four- light bath vanity fixtures. Incandescent and ENERGY STAR-qualified LED lamping are available; all fixtures are California Title 24 compliant. | BATH | Emmons | Wall / Bath Lighting | Heirloom Bronze | 782 | Steel | Satin Etched Glass | D:5.875" H:5.125" |  |  | 2 Medium A19 9.3w |  | 2 | Yes | [14 empty] | 0 | [12 empty] | 52.98 | 105.96 | 158.94 | W:14 5/8'' H:6 1/4'' E:7 3/8'' | 3.5 |  |  | 14.625 | 6.25 | Cap Nuts |  |  |  |  | 7.375 |  | No |  | No | [21 empty] | D:5'' DP:7/8'' OB UP:3 3/4'' OB DOWN:2 1/2'' Round |  |  |  | 6.5 | Black/White |  |  | Hardwired | 0 | 1 | 0 | 1 | 1 | 0 | 0 | 0 | 0 | 0 | 0 | 785652049453 | 15.75 | 11.5 | 8.75 | 4.5 | 0.917 | 175 | Yes | [9 empty] | cETL Damp | EMMONS 2L BATH-782 | Two Light Wall / Bath |  | 4439002EN3-782.jpg | 4439002.jpg
4439002EN3-962 | Two Light Wall / Bath | The Emmons lighting collection by Sea Gull Lighting combines form and function in a traditional empire silhouette. Trumpeted Satin Etched glass shades and a circular finial further enhance the design. Cluster three sizes together in a multi-fixture installation to make a beautifully dramatic statement in the living room, foyer, entryway or family room. The Emmons collection comes in two finishes: Brushed Nickel and Heirloom Bronze. Its assortment includes three-, five- and nine-light chandeliers; one-light mini pendant, three-light pendant, two-light semi-flush mount; one-light wall sconce; and two-, three- and four- light bath vanity fixtures. Incandescent and ENERGY STAR-qualified LED lamping are available; all fixtures are California Title 24 compliant. | BATH | Emmons | Wall / Bath Lighting | Brushed Nickel | 962 | Steel | Satin Etched Glass | D:5.875" H:5.125" |  |  | 2 Medium A19 9.3w |  | 2 | Yes | [14 empty] | 0 | [12 empty] | 52.98 | 105.96 | 158.94 | W:14 5/8'' H:6 1/4'' E:7 3/8'' | 3.5 |  |  | 14.625 | 6.25 | Cap Nuts |  |  |  |  | 7.375 |  | No |  | No | [21 empty] | D:5'' DP:7/8'' OB UP:3 3/4'' OB DOWN:2 1/2'' Round |  |  |  | 6.5 | Black/White |  |  | Hardwired | 0 | 1 | 0 | 1 | 1 | 0 | 0 | 0 | 0 | 0 | 0 | 785652049460 | 15.75 | 11.5 | 8.75 | 4.5 | 0.917 | 175 | Yes | [9 empty] | cETL Damp | EMMONS 2L BATH-962 | Two Light Wall / Bath |  | 4439002EN3-962.jpg | 4439002.jpg
4439003-782 | Three Light Wall / Bath | The Emmons lighting collection by Sea Gull Lighting combines form and function in a traditional empire silhouette. Trumpeted Satin Etched glass shades and a circular finial further enhance the design. Cluster three sizes together in a multi-fixture installation to make a beautifully dramatic statement in the living room, foyer, entryway or family room. The Emmons collection comes in two finishes: Brushed Nickel and Heirloom Bronze. Its assortment includes three-, five- and nine-light chandeliers; one-light mini pendant, three-light pendant, two-light semi-flush mount; one-light wall sconce; and two-, three- and four- light bath vanity fixtures. Incandescent and ENERGY STAR-qualified LED lamping are available; all fixtures are California Title 24 compliant. | BATH | Emmons | Wall / Bath Lighting | Heirloom Bronze | 782 | Steel | Satin Etched Glass | D:5.875" H:5.125" |  |  | 3 Medium A19 100w |  | 3 | No | [14 empty] | 0 | [12 empty] | 57.48 | 114.96 | 172.44 | W:23 1/4'' H:6 1/4'' E:7 3/8'' | 5 |  |  | 23.25 | 6.25 | Cap Nuts |  |  |  |  | 7.375 |  | No |  | No | [21 empty] | D:5'' DP:7/8'' OB UP:3 3/4'' OB DOWN:2 1/2'' Round |  |  |  | 6.5 | Black/White |  |  | Hardwired | 0 | 1 | 0 | 0 | 1 | 0 | 0 | 1 | 0 | 0 | 0 | 785652002830 | 27.75 | 14.75 | 7.75 | 6.4 | 1.836 | 250 | Yes | [9 empty] | cETL Damp | EMMONS 3L BATH-782 | Three Light Wall / Bath |  | 4439003-782.jpg | 4439003.jpg
4439003-962 | Three Light Wall / Bath | The Emmons lighting collection by Sea Gull Lighting combines form and function in a traditional empire silhouette. Trumpeted Satin Etched glass shades and a circular finial further enhance the design. Cluster three sizes together in a multi-fixture installation to make a beautifully dramatic statement in the living room, foyer, entryway or family room. The Emmons collection comes in two finishes: Brushed Nickel and Heirloom Bronze. Its assortment includes three-, five- and nine-light chandeliers; one-light mini pendant, three-light pendant, two-light semi-flush mount; one-light wall sconce; and two-, three- and four- light bath vanity fixtures. Incandescent and ENERGY STAR-qualified LED lamping are available; all fixtures are California Title 24 compliant. | BATH | Emmons | Wall / Bath Lighting | Brushed Nickel | 962 | Steel | Satin Etched Glass | D:5.875" H:5.125" |  |  | 3 Medium A19 100w |  | 3 | No | [14 empty] | 0 | [12 empty] | 57.48 | 114.96 | 172.44 | W:23 1/4'' H:6 1/4'' E:7 3/8'' | 5 |  |  | 23.25 | 6.25 | Cap Nuts |  |  |  |  | 7.375 |  | No |  | No | [21 empty] | D:5'' DP:7/8'' OB UP:3 3/4'' OB DOWN:2 1/2'' Round |  |  |  | 6.5 | Black/White |  |  | Hardwired | 0 | 1 | 0 | 0 | 1 | 0 | 0 | 1 | 0 | 0 | 0 | 785652002847 | 27.75 | 14.75 | 7.75 | 6.4 | 1.836 | 250 | Yes | [9 empty] | cETL Damp | EMMONS 3L BATH-962 | Three Light Wall / Bath |  | 4439003-962.jpg | 4439003.jpg
4439003EN3-782 | Three Light Wall / Bath | The Emmons lighting collection by Sea Gull Lighting combines form and function in a traditional empire silhouette. Trumpeted Satin Etched glass shades and a circular finial further enhance the design. Cluster three sizes together in a multi-fixture installation to make a beautifully dramatic statement in the living room, foyer, entryway or family room. The Emmons collection comes in two finishes: Brushed Nickel and Heirloom Bronze. Its assortment includes three-, five- and nine-light chandeliers; one-light mini pendant, three-light pendant, two-light semi-flush mount; one-light wall sconce; and two-, three- and four- light bath vanity fixtures. Incandescent and ENERGY STAR-qualified LED lamping are available; all fixtures are California Title 24 compliant. | BATH | Emmons | Wall / Bath Lighting | Heirloom Bronze | 782 | Steel | Satin Etched Glass | D:5.875" H:5.125" |  |  | 3 Medium A19 9.3w |  | 3 | Yes | [14 empty] | 0 | [12 empty] | 74.98 | 149.96 | 224.94 | W:23 1/4'' H:6 1/4'' E:7 3/8'' | 5 |  |  | 23.25 | 6.25 | Cap Nuts |  |  |  |  | 7.375 |  | No |  | No | [21 empty] | D:5'' DP:7/8'' OB UP:3 3/4'' OB DOWN:2 1/2'' Round |  |  |  | 6.5 | Black/White |  |  | Hardwired | 0 | 1 | 0 | 1 | 1 | 0 | 0 | 0 | 0 | 0 | 0 | 785652049477 | 27.75 | 14.75 | 7.75 | 6.4 | 1.836 | 250 | Yes | [9 empty] | cETL Damp | EMMONS 3L BATH-782 | Three Light Wall / Bath |  | 4439003EN3-782.jpg | 4439003.jpg
4439003EN3-962 | Three Light Wall / Bath | The Emmons lighting collection by Sea Gull Lighting combines form and function in a traditional empire silhouette. Trumpeted Satin Etched glass shades and a circular finial further enhance the design. Cluster three sizes together in a multi-fixture installation to make a beautifully dramatic statement in the living room, foyer, entryway or family room. The Emmons collection comes in two finishes: Brushed Nickel and Heirloom Bronze. Its assortment includes three-, five- and nine-light chandeliers; one-light mini pendant, three-light pendant, two-light semi-flush mount; one-light wall sconce; and two-, three- and four- light bath vanity fixtures. Incandescent and ENERGY STAR-qualified LED lamping are available; all fixtures are California Title 24 compliant. | BATH | Emmons | Wall / Bath Lighting | Brushed Nickel | 962 | Steel | Satin Etched Glass | D:5.875" H:5.125" |  |  | 3 Medium A19 9.3w |  | 3 | Yes | [14 empty] | 0 | [12 empty] | 74.98 | 149.96 | 224.94 | W:23 1/4'' H:6 1/4'' E:7 3/8'' | 5 |  |  | 23.25 | 6.25 | Cap Nuts |  |  |  |  | 7.375 |  | No |  | No | [21 empty] | D:5'' DP:7/8'' OB UP:3 3/4'' OB DOWN:2 1/2'' Round |  |  |  | 6.5 | Black/White |  |  | Hardwired | 0 | 1 | 0 | 1 | 1 | 0 | 0 | 0 | 0 | 0 | 0 | 785652049484 | 27.75 | 6.4 | 7.75 | 6.4 | 0.797 | 100 | Yes | [9 empty] | cETL Damp | EMMONS 3L BATH-962 | Three Light Wall / Bath |  | 4439003EN3-962.jpg | 4439003.jpg
4439004-782 | Four Light Wall / Bath | The Emmons lighting collection by Sea Gull Lighting combines form and function in a traditional empire silhouette. Trumpeted Satin Etched glass shades and a circular finial further enhance the design. Cluster three sizes together in a multi-fixture installation to make a beautifully dramatic statement in the living room, foyer, entryway or family room. The Emmons collection comes in two finishes: Brushed Nickel and Heirloom Bronze. Its assortment includes three-, five- and nine-light chandeliers; one-light mini pendant, three-light pendant, two-light semi-flush mount; one-light wall sconce; and two-, three- and four- light bath vanity fixtures. Incandescent and ENERGY STAR-qualified LED lamping are available; all fixtures are California Title 24 compliant. | BATH | Emmons | Wall / Bath Lighting | Heirloom Bronze | 782 | Steel | Satin Etched Glass | D:5.875" H:5.125" |  |  | 4 Medium A19 100w |  | 4 | No | [14 empty] | 0 | [12 empty] | 73.48 | 146.96 | 220.44 | W:31 7/8'' H:6 1/4'' E:7 3/8'' | 6.4 |  |  | 31.875 | 6.25 | Cap Nuts |  |  |  |  | 7.375 |  | No |  | No | [21 empty] | D:5'' DP:7/8'' OB UP:3 3/4'' OB DOWN:2 1/2'' Round |  |  |  | 6.5 | Black/White |  |  | Hardwired | 0 | 1 | 0 | 0 | 1 | 0 | 0 | 1 | 0 | 0 | 0 | 785652002854 | 31.5 | 12 | 8.5 | 8 | 1.859 | 175 | Yes | [9 empty] | cETL Damp | EMMONS 4L BATH-782 | Four Light Wall / Bath |  | 4439004-782.jpg | 4439004.jpg
4439004-962 | Four Light Wall / Bath | The Emmons lighting collection by Sea Gull Lighting combines form and function in a traditional empire silhouette. Trumpeted Satin Etched glass shades and a circular finial further enhance the design. Cluster three sizes together in a multi-fixture installation to make a beautifully dramatic statement in the living room, foyer, entryway or family room. The Emmons collection comes in two finishes: Brushed Nickel and Heirloom Bronze. Its assortment includes three-, five- and nine-light chandeliers; one-light mini pendant, three-light pendant, two-light semi-flush mount; one-light wall sconce; and two-, three- and four- light bath vanity fixtures. Incandescent and ENERGY STAR-qualified LED lamping are available; all fixtures are California Title 24 compliant. | BATH | Emmons | Wall / Bath Lighting | Brushed Nickel | 962 | Steel | Satin Etched Glass | D:5.875" H:5.125" |  |  | 4 Medium A19 100w |  | 4 | No | [14 empty] | 0 | [12 empty] | 73.48 | 146.96 | 220.44 | W:31 7/8'' H:6 1/4'' E:7 3/8'' | 6.4 |  |  | 31.875 | 6.25 | Cap Nuts |  |  |  |  | 7.375 |  | No |  | No | [21 empty] | D:5'' DP:7/8'' OB UP:3 3/4'' OB DOWN:2 1/2'' Round |  |  |  | 6.5 | Black/White |  |  | Hardwired | 0 | 1 | 0 | 0 | 1 | 0 | 0 | 1 | 0 | 0 | 0 | 785652002878 | 31.5 | 12 | 8.5 | 8 | 1.859 | 175 | Yes | [9 empty] | cETL Damp | EMMONS 4L BATH-962 | Four Light Wall / Bath |  | 4439004-962.jpg | 4439004.jpg
4439004EN3-782 | Four Light Wall / Bath | The Emmons lighting collection by Sea Gull Lighting combines form and function in a traditional empire silhouette. Trumpeted Satin Etched glass shades and a circular finial further enhance the design. Cluster three sizes together in a multi-fixture installation to make a beautifully dramatic statement in the living room, foyer, entryway or family room. The Emmons collection comes in two finishes: Brushed Nickel and Heirloom Bronze. Its assortment includes three-, five- and nine-light chandeliers; one-light mini pendant, three-light pendant, two-light semi-flush mount; one-light wall sconce; and two-, three- and four- light bath vanity fixtures. Incandescent and ENERGY STAR-qualified LED lamping are available; all fixtures are California Title 24 compliant. | BATH | Emmons | Wall / Bath Lighting | Heirloom Bronze | 782 | Steel | Satin Etched Glass | D:5.875" H:5.125" |  |  | 4 Medium A19 9.3w |  | 4 | Yes | [14 empty] | 0 | [12 empty] | 97.98 | 195.96 | 293.94 | W:31 7/8'' H:6 1/4'' E:7 3/8'' | 6.4 |  |  | 31.875 | 6.25 | Cap Nuts |  |  |  |  | 7.375 |  | No |  | No | [21 empty] | D:5'' DP:7/8'' OB UP:3 3/4'' OB DOWN:2 1/2'' Round |  |  |  | 6.5 | Black/White |  |  | Hardwired | 0 | 1 | 0 | 1 | 1 | 0 | 0 | 0 | 0 | 0 | 0 | 785652049491 | 31.5 | 12 | 8.5 | 8 | 1.859 | 175 | Yes | [9 empty] | cETL Damp | EMMONS 4L BATH-782 | Four Light Wall / Bath |  | 4439004EN3-782.jpg | 4439004.jpg
4439004EN3-962 | Four Light Wall / Bath | The Emmons lighting collection by Sea Gull Lighting combines form and function in a traditional empire silhouette. Trumpeted Satin Etched glass shades and a circular finial further enhance the design. Cluster three sizes together in a multi-fixture installation to make a beautifully dramatic statement in the living room, foyer, entryway or family room. The Emmons collection comes in two finishes: Brushed Nickel and Heirloom Bronze. Its assortment includes three-, five- and nine-light chandeliers; one-light mini pendant, three-light pendant, two-light semi-flush mount; one-light wall sconce; and two-, three- and four- light bath vanity fixtures. Incandescent and ENERGY STAR-qualified LED lamping are available; all fixtures are California Title 24 compliant. | BATH | Emmons | Wall / Bath Lighting | Brushed Nickel | 962 | Steel | Satin Etched Glass | D:5.875" H:5.125" |  |  | 4 Medium A19 9.3w |  | 4 | Yes | [14 empty] | 0 | [12 empty] | 97.98 | 195.96 | 293.94 | W:31 7/8'' H:6 1/4'' E:7 3/8'' | 6.4 |  |  | 31.875 | 6.25 | Cap Nuts |  |  |  |  | 7.375 |  | No |  | No | [21 empty] | D:5'' DP:7/8'' OB UP:3 3/4'' OB DOWN:2 1/2'' Round |  |  |  | 6.5 | Black/White |  |  | Hardwired | 0 | 1 | 0 | 1 | 1 | 0 | 0 | 0 | 0 | 0 | 0 | 785652049507 | 31.5 | 12 | 8.5 | 8 | 1.859 | 175 | Yes | [9 empty] | cETL Damp | EMMONS 4L BATH-962 | Four Light Wall / Bath |  | 4439004EN3-962.jpg | 4439004.jpg
4439102-05 | Two Light Wall / Bath | The Hettinger lighting collection by Sea Gull Lighting combines a traditional look with chic, modern charm. The minimalism of the tubular glass shades balances with the unique, outward-curve of the semi-circular arm detail. It’s available in three finishes - Burnt Sienna and Brushed Nickel for the whole collection, and Chrome for the bath vanities. The assortment includes six- and nine-light chandeliers; a one-light wall sconce; two-, three- and four-light bath vanity fixtures; a three-light pendant and two- light semi-flush convertible pendant. Incandescent and ENERGY STAR-qualified LED lamping are available; all fixtures are California Title 24 compliant. | BATH | Hettinger | Wall / Bath Lighting | Chrome | 5 | Steel | Etched / White Inside Glass | D:3.5" H:6.125" |  |  | 2 Medium A19 100w |  | 2 | No | [14 empty] | 0 | [12 empty] | 46.48 | 92.96 | 139.44 | W:13 1/2'' H:7 7/8'' E:5 3/4'' | 3 |  |  | 13.5 | 7.875 | Cap Nuts |  |  |  |  | 5.75 |  | No |  | No | [21 empty] | DP:3/4'' W:5'' H:4 1/2'' OB UP:5 3/4'' OB DOWN:2 1/4'' Rectangular |  |  |  | 6.5 | Black/White |  |  | Hardwired | 0 | 1 | 0 | 0 | 1 | 0 | 0 | 1 | 0 | 0 | 0 | 785652002069 | 16 | 12 | 9.25 | 3.7 | 1.028 | 250 | Yes | [9 empty] | cETL Damp | HETTINGER 2L BATH-05 | Two Light Wall / Bath |  | 4439102-05.jpg | 4439102.jpg
4439102-710 | Two Light Wall / Bath | The Hettinger lighting collection by Sea Gull Lighting combines a traditional look with chic, modern charm. The minimalism of the tubular glass shades balances with the unique, outward-curve of the semi-circular arm detail. It’s available in three finishes - Burnt Sienna and Brushed Nickel for the whole collection, and Chrome for the bath vanities. The assortment includes six- and nine-light chandeliers; a one-light wall sconce; two-, three- and four-light bath vanity fixtures; a three-light pendant and two- light semi-flush convertible pendant. Incandescent and ENERGY STAR-qualified LED lamping are available; all fixtures are California Title 24 compliant. | BATH | Hettinger | Wall / Bath Lighting | Burnt Sienna | 710 | Steel | Etched / White Inside Glass | D:3.5" H:6.125" |  |  | 2 Medium A19 100w |  | 2 | No | [14 empty] | 0 | [12 empty] | 46.48 | 92.96 | 139.44 | W:13 1/2'' H:7 7/8'' E:5 3/4'' | 3 |  |  | 13.5 | 7.875 | Cap Nuts |  |  |  |  | 5.75 |  | No |  | No | [21 empty] | DP:3/4'' W:5'' H:4 1/2'' OB UP:5 3/4'' OB DOWN:2 1/4'' Rectangular |  |  |  | 6.5 | Black/White |  |  | Hardwired | 0 | 1 | 0 | 0 | 1 | 0 | 0 | 1 | 0 | 0 | 0 | 785652002076 | 16 | 12 | 9.25 | 3.7 | 1.028 | 250 | Yes | [9 empty] | cETL Damp | HETTINGER 2L BATH-710 | Two Light Wall / Bath |  | 4439102-710.jpg | 4439102.jpg
4439102-962 | Two Light Wall / Bath | The Hettinger lighting collection by Sea Gull Lighting combines a traditional look with chic, modern charm. The minimalism of the tubular glass shades balances with the unique, outward-curve of the semi-circular arm detail. It’s available in three finishes - Burnt Sienna and Brushed Nickel for the whole collection, and Chrome for the bath vanities. The assortment includes six- and nine-light chandeliers; a one-light wall sconce; two-, three- and four-light bath vanity fixtures; a three-light pendant and two- light semi-flush convertible pendant. Incandescent and ENERGY STAR-qualified LED lamping are available; all fixtures are California Title 24 compliant. | BATH | Hettinger | Wall / Bath Lighting | Brushed Nickel | 962 | Steel | Etched / White Inside Glass | D:3.5" H:6.125" |  |  | 2 Medium A19 100w |  | 2 | No | [14 empty] | 0 | [12 empty] | 46.48 | 92.96 | 139.44 | W:13 1/2'' H:7 7/8'' E:5 3/4'' | 3 |  |  | 13.5 | 7.875 | Cap Nuts |  |  |  |  | 5.75 |  | No |  | No | [21 empty] | DP:3/4'' W:5'' H:4 1/2'' OB UP:5 3/4'' OB DOWN:2 1/4'' Rectangular |  |  |  | 6.5 | Black/White |  |  | Hardwired | 0 | 1 | 0 | 0 | 1 | 0 | 0 | 1 | 0 | 0 | 0 | 785652002083 | 16 | 12 | 9.25 | 3.7 | 1.028 | 250 | Yes | [9 empty] | cETL Damp | HETTINGER 2L BATH-962 | Two Light Wall / Bath |  | 4439102-962.jpg | 4439102.jpg
4439102EN3-05 | Two Light Wall / Bath | The Hettinger lighting collection by Sea Gull Lighting combines a traditional look with chic, modern charm. The minimalism of the tubular glass shades balances with the unique, outward-curve of the semi-circular arm detail. It’s available in three finishes - Burnt Sienna and Brushed Nickel for the whole collection, and Chrome for the bath vanities. The assortment includes six- and nine-light chandeliers; a one-light wall sconce; two-, three- and four-light bath vanity fixtures; a three-light pendant and two- light semi-flush convertible pendant. Incandescent and ENERGY STAR-qualified LED lamping are available; all fixtures are California Title 24 compliant. | BATH | Hettinger | Wall / Bath Lighting | Chrome | 5 | Steel | Etched / White Inside Glass | D:3.5" H:6.125" |  |  | 2 Medium A19 9.3w |  | 2 | Yes | [14 empty] | 0 | [12 empty] | 57.48 | 114.96 | 172.44 | W:13 1/2'' H:7 7/8'' E:5 3/4'' | 3 |  |  | 13.5 | 7.875 | Cap Nuts |  |  |  |  | 5.75 |  | No |  | No | [21 empty] | DP:3/4'' W:5'' H:4 1/2'' OB UP:5 3/4'' OB DOWN:2 1/4'' Rectangular |  |  |  | 6.5 | Black/White |  |  | Hardwired | 0 | 1 | 0 | 1 | 1 | 0 | 0 | 0 | 0 | 0 | 0 | 785652049514 | 16 | 12 | 9.25 | 3.7 | 1.028 | 250 | Yes | [9 empty] | cETL Damp | HETTINGER 2L BATH-05 | Two Light Wall / Bath |  | 4439102EN3-05.jpg | 4439102.jpg
4439102EN3-710 | Two Light Wall / Bath | The Hettinger lighting collection by Sea Gull Lighting combines a traditional look with chic, modern charm. The minimalism of the tubular glass shades balances with the unique, outward-curve of the semi-circular arm detail. It’s available in three finishes - Burnt Sienna and Brushed Nickel for the whole collection, and Chrome for the bath vanities. The assortment includes six- and nine-light chandeliers; a one-light wall sconce; two-, three- and four-light bath vanity fixtures; a three-light pendant and two- light semi-flush convertible pendant. Incandescent and ENERGY STAR-qualified LED lamping are available; all fixtures are California Title 24 compliant. | BATH | Hettinger | Wall / Bath Lighting | Burnt Sienna | 710 | Steel | Etched / White Inside Glass | D:3.5" H:6.125" |  |  | 2 Medium A19 9.3w |  | 2 | Yes | [14 empty] | 0 | [12 empty] | 57.48 | 114.96 | 172.44 | W:13 1/2'' H:7 7/8'' E:5 3/4'' | 3 |  |  | 13.5 | 7.875 | Cap Nuts |  |  |  |  | 5.75 |  | No |  | No | [21 empty] | DP:3/4'' W:5'' H:4 1/2'' OB UP:5 3/4'' OB DOWN:2 1/4'' Rectangular |  |  |  | 6.5 | Black/White |  |  | Hardwired | 0 | 1 | 0 | 1 | 1 | 0 | 0 | 0 | 0 | 0 | 0 | 785652049521 | 16 | 12 | 9.25 | 3.7 | 1.028 | 250 | Yes | [9 empty] | cETL Damp | HETTINGER 2L BATH-710 | Two Light Wall / Bath |  | 4439102EN3-710.jpg | 4439102.jpg
4439102EN3-962 | Two Light Wall / Bath | The Hettinger lighting collection by Sea Gull Lighting combines a traditional look with chic, modern charm. The minimalism of the tubular glass shades balances with the unique, outward-curve of the semi-circular arm detail. It’s available in three finishes - Burnt Sienna and Brushed Nickel for the whole collection, and Chrome for the bath vanities. The assortment includes six- and nine-light chandeliers; a one-light wall sconce; two-, three- and four-light bath vanity fixtures; a three-light pendant and two- light semi-flush convertible pendant. Incandescent and ENERGY STAR-qualified LED lamping are available; all fixtures are California Title 24 compliant. | BATH | Hettinger | Wall / Bath Lighting | Brushed Nickel | 962 | Steel | Etched / White Inside Glass | D:3.5" H:6.125" |  |  | 2 Medium A19 9.3w |  | 2 | Yes | [14 empty] | 0 | [12 empty] | 57.48 | 114.96 | 172.44 | W:13 1/2'' H:7 7/8'' E:5 3/4'' | 3 |  |  | 13.5 | 7.875 | Cap Nuts |  |  |  |  | 5.75 |  | No |  | No | [21 empty] | DP:3/4'' W:5'' H:4 1/2'' OB UP:5 3/4'' OB DOWN:2 1/4'' Rectangular |  |  |  | 6.5 | Black/White |  |  | Hardwired | 0 | 1 | 0 | 1 | 1 | 0 | 0 | 0 | 0 | 0 | 0 | 785652049538 | 16 | 12 | 9.25 | 3.7 | 1.028 | 250 | Yes | [9 empty] | cETL Damp | HETTINGER 2L BATH-962 | Two Light Wall / Bath |  | 4439102EN3-962.jpg | 4439102.jpg
4439103-05 | Three Light Wall / Bath | The Hettinger lighting collection by Sea Gull Lighting combines a traditional look with chic, modern charm. The minimalism of the tubular glass shades balances with the unique, outward-curve of the semi-circular arm detail. It’s available in three finishes - Burnt Sienna and Brushed Nickel for the whole collection, and Chrome for the bath vanities. The assortment includes six- and nine-light chandeliers; a one-light wall sconce; two-, three- and four-light bath vanity fixtures; a three-light pendant and two- light semi-flush convertible pendant. Incandescent and ENERGY STAR-qualified LED lamping are available; all fixtures are California Title 24 compliant. | BATH | Hettinger | Wall / Bath Lighting | Chrome | 5 | Steel | Etched / White Inside Glass | D:3.5" H:6.125" |  |  | 3 Medium A19 100w |  | 3 | No | [14 empty] | 0 | [12 empty] | 64.98 | 129.96 | 194.94 | W:20 1/2'' H:7 7/8'' E:6 1/4'' | 4.3 |  |  | 20.5 | 7.875 | Cap Nuts |  |  |  |  | 6.25 |  | No |  | No | [21 empty] | DP:3/4'' W:6'' H:4 1/2'' OB UP:5 3/4'' OB DOWN:2 1/4'' Rectangular |  |  |  | 6.5 | Black/White |  |  | Hardwired | 0 | 1 | 0 | 0 | 1 | 0 | 0 | 1 | 0 | 0 | 0 | 785652002090 | 25.25 | 12 | 9.5 | 5.4 | 1.666 | 250 | Yes | [9 empty] | cETL Damp | HETTINGER 3L BATH-05 | Three Light Wall / Bath |  | 4439103-05.jpg | 4439103.jpg
4439103-710 | Three Light Wall / Bath | The Hettinger lighting collection by Sea Gull Lighting combines a traditional look with chic, modern charm. The minimalism of the tubular glass shades balances with the unique, outward-curve of the semi-circular arm detail. It’s available in three finishes - Burnt Sienna and Brushed Nickel for the whole collection, and Chrome for the bath vanities. The assortment includes six- and nine-light chandeliers; a one-light wall sconce; two-, three- and four-light bath vanity fixtures; a three-light pendant and two- light semi-flush convertible pendant. Incandescent and ENERGY STAR-qualified LED lamping are available; all fixtures are California Title 24 compliant. | BATH | Hettinger | Wall / Bath Lighting | Burnt Sienna | 710 | Steel | Etched / White Inside Glass | D:3.5" H:6.125" |  |  | 3 Medium A19 100w |  | 3 | No | [14 empty] | 0 | [12 empty] | 64.98 | 129.96 | 194.94 | W:20 1/2'' H:7 7/8'' E:6 1/4'' | 4.3 |  |  | 20.5 | 7.875 | Cap Nuts |  |  |  |  | 6.25 |  | No |  | No | [21 empty] | DP:3/4'' W:6'' H:4 1/2'' OB UP:5 3/4'' OB DOWN:2 1/4'' Rectangular |  |  |  | 6.5 | Black/White |  |  | Hardwired | 0 | 1 | 0 | 0 | 1 | 0 | 0 | 1 | 0 | 0 | 0 | 785652002106 | 25.25 | 12 | 9.5 | 5.4 | 1.666 | 250 | Yes | [9 empty] | cETL Damp | HETTINGER 3L BATH-710 | Three Light Wall / Bath |  | 4439103-710.jpg | 4439103.jpg
4439103-962 | Three Light Wall / Bath | The Hettinger lighting collection by Sea Gull Lighting combines a traditional look with chic, modern charm. The minimalism of the tubular glass shades balances with the unique, outward-curve of the semi-circular arm detail. It’s available in three finishes - Burnt Sienna and Brushed Nickel for the whole collection, and Chrome for the bath vanities. The assortment includes six- and nine-light chandeliers; a one-light wall sconce; two-, three- and four-light bath vanity fixtures; a three-light pendant and two- light semi-flush convertible pendant. Incandescent and ENERGY STAR-qualified LED lamping are available; all fixtures are California Title 24 compliant. | BATH | Hettinger | Wall / Bath Lighting | Brushed Nickel | 962 | Steel | Etched / White Inside Glass | D:3.5" H:6.125" |  |  | 3 Medium A19 100w |  | 3 | No | [14 empty] | 0 | [12 empty] | 64.98 | 129.96 | 194.94 | W:20 1/2'' H:7 7/8'' E:6 1/4'' | 4.3 |  |  | 20.5 | 7.875 | Cap Nuts |  |  |  |  | 6.25 |  | No |  | No | [21 empty] | DP:3/4'' W:6'' H:4 1/2'' OB UP:5 3/4'' OB DOWN:2 1/4'' Rectangular |  |  |  | 6.5 | Black/White |  |  | Hardwired | 0 | 1 | 0 | 0 | 1 | 0 | 0 | 1 | 0 | 0 | 0 | 785652001239 | 25.25 | 12 | 9.5 | 5.4 | 1.666 | 250 | Yes | [9 empty] | cETL Damp | HETTINGER 3L BATH-962 | Three Light Wall / Bath |  | 4439103-962.jpg | 4439103.jpg
4439103EN3-05 | Three Light Wall / Bath | The Hettinger lighting collection by Sea Gull Lighting combines a traditional look with chic, modern charm. The minimalism of the tubular glass shades balances with the unique, outward-curve of the semi-circular arm detail. It’s available in three finishes - Burnt Sienna and Brushed Nickel for the whole collection, and Chrome for the bath vanities. The assortment includes six- and nine-light chandeliers; a one-light wall sconce; two-, three- and four-light bath vanity fixtures; a three-light pendant and two- light semi-flush convertible pendant. Incandescent and ENERGY STAR-qualified LED lamping are available; all fixtures are California Title 24 compliant. | BATH | Hettinger | Wall / Bath Lighting | Chrome | 5 | Steel | Etched / White Inside Glass | D:3.5" H:6.125" |  |  | 3 Medium A19 9.3w |  | 3 | Yes | [14 empty] | 0 | [12 empty] | 82.48 | 164.96 | 247.44 | W:20 1/2'' H:7 7/8'' E:6 1/4'' | 4.3 |  |  | 20.5 | 7.875 | Cap Nuts |  |  |  |  | 6.25 |  | No |  | No | [21 empty] | DP:3/4'' W:6'' H:4 1/2'' OB UP:5 3/4'' OB DOWN:2 1/4'' Rectangular |  |  |  | 6.5 | Black/White |  |  | Hardwired | 0 | 1 | 0 | 1 | 1 | 0 | 0 | 0 | 0 | 0 | 0 | 785652049545 | 25.25 | 12 | 9.5 | 5.4 | 1.666 | 250 | Yes | [9 empty] | cETL Damp | HETTINGER 3L BATH-05 | Three Light Wall / Bath |  | 4439103EN3-05.jpg | 4439103.jpg
4439103EN3-710 | Three Light Wall / Bath | The Hettinger lighting collection by Sea Gull Lighting combines a traditional look with chic, modern charm. The minimalism of the tubular glass shades balances with the unique, outward-curve of the semi-circular arm detail. It’s available in three finishes - Burnt Sienna and Brushed Nickel for the whole collection, and Chrome for the bath vanities. The assortment includes six- and nine-light chandeliers; a one-light wall sconce; two-, three- and four-light bath vanity fixtures; a three-light pendant and two- light semi-flush convertible pendant. Incandescent and ENERGY STAR-qualified LED lamping are available; all fixtures are California Title 24 compliant. | BATH | Hettinger | Wall / Bath Lighting | Burnt Sienna | 710 | Steel | Etched / White Inside Glass | D:3.5" H:6.125" |  |  | 3 Medium A19 9.3w |  | 3 | Yes | [14 empty] | 0 | [12 empty] | 82.48 | 164.96 | 247.44 | W:20 1/2'' H:7 7/8'' E:6 1/4'' | 4.3 |  |  | 20.5 | 7.875 | Cap Nuts |  |  |  |  | 6.25 |  | No |  | No | [21 empty] | DP:3/4'' W:6'' H:4 1/2'' OB UP:5 3/4'' OB DOWN:2 1/4'' Rectangular |  |  |  | 6.5 | Black/White |  |  | Hardwired | 0 | 1 | 0 | 1 | 1 | 0 | 0 | 0 | 0 | 0 | 0 | 785652049552 | 25.25 | 12 | 9.5 | 5.4 | 1.666 | 250 | Yes | [9 empty] | cETL Damp | HETTINGER 3L BATH-710 | Three Light Wall / Bath |  | 4439103EN3-710.jpg | 4439103.jpg
4439103EN3-962 | Three Light Wall / Bath | The Hettinger lighting collection by Sea Gull Lighting combines a traditional look with chic, modern charm. The minimalism of the tubular glass shades balances with the unique, outward-curve of the semi-circular arm detail. It’s available in three finishes - Burnt Sienna and Brushed Nickel for the whole collection, and Chrome for the bath vanities. The assortment includes six- and nine-light chandeliers; a one-light wall sconce; two-, three- and four-light bath vanity fixtures; a three-light pendant and two- light semi-flush convertible pendant. Incandescent and ENERGY STAR-qualified LED lamping are available; all fixtures are California Title 24 compliant. | BATH | Hettinger | Wall / Bath Lighting | Brushed Nickel | 962 | Steel | Etched / White Inside Glass | D:3.5" H:6.125" |  |  | 3 Medium A19 9.3w |  | 3 | Yes | [14 empty] | 0 | [12 empty] | 82.48 | 164.96 | 247.44 | W:20 1/2'' H:7 7/8'' E:6 1/4'' | 4.3 |  |  | 20.5 | 7.875 | Cap Nuts |  |  |  |  | 6.25 |  | No |  | No | [21 empty] | DP:3/4'' W:6'' H:4 1/2'' OB UP:5 3/4'' OB DOWN:2 1/4'' Rectangular |  |  |  | 6.5 | Black/White |  |  | Hardwired | 0 | 1 | 0 | 1 | 1 | 0 | 0 | 0 | 0 | 0 | 0 | 785652049569 | 25.25 | 12 | 9.5 | 5.4 | 1.666 | 250 | Yes | [9 empty] | cETL Damp | HETTINGER 3L BATH-962 | Three Light Wall / Bath |  | 4439103EN3-962.jpg | 4439103.jpg
4439104-05 | Four Light Wall / Bath | The Hettinger lighting collection by Sea Gull Lighting combines a traditional look with chic, modern charm. The minimalism of the tubular glass shades balances with the unique, outward-curve of the semi-circular arm detail. It’s available in three finishes - Burnt Sienna and Brushed Nickel for the whole collection, and Chrome for the bath vanities. The assortment includes six- and nine-light chandeliers; a one-light wall sconce; two-, three- and four-light bath vanity fixtures; a three-light pendant and two- light semi-flush convertible pendant. Incandescent and ENERGY STAR-qualified LED lamping are available; all fixtures are California Title 24 compliant. | BATH | Hettinger | Wall / Bath Lighting | Chrome | 5 | Steel | Etched / White Inside Glass | D:3.5" H:6.125" |  |  | 4 Medium A19 100w |  | 4 | No | [14 empty] | 0 | [12 empty] | 88.48 | 176.96 | 265.44 | W:29'' H:7 7/8'' E:6 1/4'' | 5.5 |  |  | 29 | 7.875 | Cap Nuts |  |  |  |  | 6.25 |  | No |  | No | [21 empty] | DP:3/4'' W:6'' H:4 1/2'' OB UP:5 3/4'' OB DOWN:2 1/4'' Rectangular |  |  |  | 6.5 | Black/White |  |  | Hardwired | 0 | 1 | 0 | 0 | 1 | 0 | 0 | 1 | 0 | 0 | 0 | 785652002113 | 25.25 | 12 | 9.5 | 5.4 | 1.666 | 250 | Yes | [9 empty] | cETL Damp | HETTINGER 4L BATH-05 | Four Light Wall / Bath |  | 4439104-05.jpg | 4439104.jpg
4439104-710 | Four Light Wall / Bath | The Hettinger lighting collection by Sea Gull Lighting combines a traditional look with chic, modern charm. The minimalism of the tubular glass shades balances with the unique, outward-curve of the semi-circular arm detail. It’s available in three finishes - Burnt Sienna and Brushed Nickel for the whole collection, and Chrome for the bath vanities. The assortment includes six- and nine-light chandeliers; a one-light wall sconce; two-, three- and four-light bath vanity fixtures; a three-light pendant and two- light semi-flush convertible pendant. Incandescent and ENERGY STAR-qualified LED lamping are available; all fixtures are California Title 24 compliant. | BATH | Hettinger | Wall / Bath Lighting | Burnt Sienna | 710 | Steel | Etched / White Inside Glass | D:3.5" H:6.125" |  |  | 4 Medium A19 100w |  | 4 | No | [14 empty] | 0 | [12 empty] | 88.48 | 176.96 | 265.44 | W:29'' H:7 7/8'' E:6 1/4'' | 5.5 |  |  | 29 | 7.875 | Cap Nuts |  |  |  |  | 6.25 |  | No |  | No | [21 empty] | DP:3/4'' W:6'' H:4 1/2'' OB UP:5 3/4'' OB DOWN:2 1/4'' Rectangular |  |  |  | 6.5 | Black/White |  |  | Hardwired | 0 | 1 | 0 | 0 | 1 | 0 | 0 | 1 | 0 | 0 | 0 | 785652002120 | 31 | 12 | 9 | 6.9 | 1.938 | 250 | Yes | [9 empty] | cETL Damp | HETTINGER 4L BATH-710 | Four Light Wall / Bath |  | 4439104-710.jpg | 4439104.jpg
4439104-962 | Four Light Wall / Bath | The Hettinger lighting collection by Sea Gull Lighting combines a traditional look with chic, modern charm. The minimalism of the tubular glass shades balances with the unique, outward-curve of the semi-circular arm detail. It’s available in three finishes - Burnt Sienna and Brushed Nickel for the whole collection, and Chrome for the bath vanities. The assortment includes six- and nine-light chandeliers; a one-light wall sconce; two-, three- and four-light bath vanity fixtures; a three-light pendant and two- light semi-flush convertible pendant. Incandescent and ENERGY STAR-qualified LED lamping are available; all fixtures are California Title 24 compliant. | BATH | Hettinger | Wall / Bath Lighting | Brushed Nickel | 962 | Steel | Etched / White Inside Glass | D:3.5" H:6.125" |  |  | 4 Medium A19 100w |  | 4 | No | [14 empty] | 0 | [12 empty] | 88.48 | 176.96 | 265.44 | W:29'' H:7 7/8'' E:6 1/4'' | 5.5 |  |  | 29 | 7.875 | Cap Nuts |  |  |  |  | 6.25 |  | No |  | No | [21 empty] | DP:3/4'' W:6'' H:4 1/2'' OB UP:5 3/4'' OB DOWN:2 1/4'' Rectangular |  |  |  | 6.5 | Black/White |  |  | Hardwired | 0 | 1 | 0 | 0 | 1 | 0 | 0 | 1 | 0 | 0 | 0 | 785652002137 | 31 | 12 | 9 | 6.9 | 1.938 | 250 | Yes | [9 empty] | cETL Damp | HETTINGER 4L BATH-962 | Four Light Wall / Bath |  | 4439104-962.jpg | 4439104.jpg
4439104EN3-05 | Four Light Wall / Bath | The Hettinger lighting collection by Sea Gull Lighting combines a traditional look with chic, modern charm. The minimalism of the tubular glass shades balances with the unique, outward-curve of the semi-circular arm detail. It’s available in three finishes - Burnt Sienna and Brushed Nickel for the whole collection, and Chrome for the bath vanities. The assortment includes six- and nine-light chandeliers; a one-light wall sconce; two-, three- and four-light bath vanity fixtures; a three-light pendant and two- light semi-flush convertible pendant. Incandescent and ENERGY STAR-qualified LED lamping are available; all fixtures are California Title 24 compliant. | BATH | Hettinger | Wall / Bath Lighting | Chrome | 5 | Steel | Etched / White Inside Glass | D:3.5" H:6.125" |  |  | 4 Medium A19 9.3w |  | 4 | Yes | [14 empty] | 0 | [12 empty] | 111.98 | 223.96 | 335.94 | W:29'' H:7 7/8'' E:6 1/4'' | 5.5 |  |  | 29 | 7.875 | Cap Nuts |  |  |  |  | 6.25 |  | No |  | No | [21 empty] | DP:3/4'' W:6'' H:4 1/2'' OB UP:5 3/4'' OB DOWN:2 1/4'' Rectangular |  |  |  | 6.5 | Black/White |  |  | Hardwired | 0 | 1 | 0 | 1 | 1 | 0 | 0 | 0 | 0 | 0 | 0 | 785652049576 | 25.25 | 12 | 9.5 | 5.4 | 1.666 | 250 | Yes | [9 empty] | cETL Damp | HETTINGER 4L BATH-05 | Four Light Wall / Bath |  | 4439104EN3-05.jpg | 4439104.jpg
4439104EN3-710 | Four Light Wall / Bath | The Hettinger lighting collection by Sea Gull Lighting combines a traditional look with chic, modern charm. The minimalism of the tubular glass shades balances with the unique, outward-curve of the semi-circular arm detail. It’s available in three finishes - Burnt Sienna and Brushed Nickel for the whole collection, and Chrome for the bath vanities. The assortment includes six- and nine-light chandeliers; a one-light wall sconce; two-, three- and four-light bath vanity fixtures; a three-light pendant and two- light semi-flush convertible pendant. Incandescent and ENERGY STAR-qualified LED lamping are available; all fixtures are California Title 24 compliant. | BATH | Hettinger | Wall / Bath Lighting | Burnt Sienna | 710 | Steel | Etched / White Inside Glass | D:3.5" H:6.125" |  |  | 4 Medium A19 9.3w |  | 4 | Yes | [14 empty] | 0 | [12 empty] | 111.98 | 223.96 | 335.94 | W:29'' H:7 7/8'' E:6 1/4'' | 5.5 |  |  | 29 | 7.875 | Cap Nuts |  |  |  |  | 6.25 |  | No |  | No | [21 empty] | DP:3/4'' W:6'' H:4 1/2'' OB UP:5 3/4'' OB DOWN:2 1/4'' Rectangular |  |  |  | 6.5 | Black/White |  |  | Hardwired | 0 | 1 | 0 | 1 | 1 | 0 | 0 | 0 | 0 | 0 | 0 | 785652049583 | 31 | 12 | 9 | 6.9 | 1.938 | 250 | Yes | [9 empty] | cETL Damp | HETTINGER 4L BATH-710 | Four Light Wall / Bath |  | 4439104EN3-710.jpg | 4439104.jpg
4439104EN3-962 | Four Light Wall / Bath | The Hettinger lighting collection by Sea Gull Lighting combines a traditional look with chic, modern charm. The minimalism of the tubular glass shades balances with the unique, outward-curve of the semi-circular arm detail. It’s available in three finishes - Burnt Sienna and Brushed Nickel for the whole collection, and Chrome for the bath vanities. The assortment includes six- and nine-light chandeliers; a one-light wall sconce; two-, three- and four-light bath vanity fixtures; a three-light pendant and two- light semi-flush convertible pendant. Incandescent and ENERGY STAR-qualified LED lamping are available; all fixtures are California Title 24 compliant. | BATH | Hettinger | Wall / Bath Lighting | Brushed Nickel | 962 | Steel | Etched / White Inside Glass | D:3.5" H:6.125" |  |  | 4 Medium A19 9.3w |  | 4 | Yes | [14 empty] | 0 | [12 empty] | 111.98 | 223.96 | 335.94 | W:29'' H:7 7/8'' E:6 1/4'' | 5.5 |  |  | 29 | 7.875 | Cap Nuts |  |  |  |  | 6.25 |  | No |  | No | [21 empty] | DP:3/4'' W:6'' H:4 1/2'' OB UP:5 3/4'' OB DOWN:2 1/4'' Rectangular |  |  |  | 6.5 | Black/White |  |  | Hardwired | 0 | 1 | 0 | 1 | 1 | 0 | 0 | 0 | 0 | 0 | 0 | 785652049590 | 31 | 12 | 9 | 6.9 | 1.938 | 250 | Yes | [9 empty] | cETL Damp | HETTINGER 4L BATH-962 | Four Light Wall / Bath |  | 4439104EN3-962.jpg | 4439104.jpg
4439802-05 | Two Light Wall / Bath |  | BATH | Norwood | Wall / Bath Lighting | Chrome | 5 | Steel | Clear Highlighted Satin Etched Glass | D:4.375" H:5.25" |  |  | 2 Medium A19 75w |  | 2 | No | [14 empty] | 0 | [12 empty] | 59.5 | 119 | 178.5 | W:14 1/8'' H:7 7/8'' E:7 1/2'' |  |  |  | 14.125 | 7.875 | Cap Nuts |  |  |  |  | 7.5 |  | No |  | No | [21 empty] | DP:7/8'' W:7'' H:5'' OB UP:3 7/16'' OB DOWN:4 7/16'' Rectangular |  |  |  | 6.5 | Black/White |  |  | Hardwired | 0 | 1 | 0 | 0 | 1 | 0 | 0 | 1 | 0 | 0 | 0 | 785652076107 | [16 empty] | cETL Damp | NORWOOD 2L BATH-05 | Two Light Wall / Bath |  | 4439802-05.jpg | 4439802.jpg
4439802-710 | Two Light Wall / Bath |  | BATH | Norwood | Wall / Bath Lighting | Burnt Sienna | 710 | Steel | Clear Highlighted Satin Etched Glass | D:4.375" H:5.25" |  |  | 2 Medium A19 75w |  | 2 | No | [14 empty] | 0 | [12 empty] | 59.5 | 119 | 178.5 | W:14 1/8'' H:7 7/8'' E:7 1/2'' |  |  |  | 14.125 | 7.875 | Cap Nuts |  |  |  |  | 7.5 |  | No |  | No | [21 empty] | DP:7/8'' W:7'' H:5'' OB UP:3 7/16'' OB DOWN:4 7/16'' Rectangular |  |  |  | 6.5 | Black/White |  |  | Hardwired | 0 | 1 | 0 | 0 | 1 | 0 | 0 | 1 | 0 | 0 | 0 | 785652076121 | [16 empty] | cETL Damp | NORWOOD 2L BATH-710 | Two Light Wall / Bath |  | 4439802-710.jpg | 4439802.jpg
4439802-962 | Two Light Wall / Bath |  | BATH | Norwood | Wall / Bath Lighting | Brushed Nickel | 962 | Steel | Clear Highlighted Satin Etched Glass | D:4.375" H:5.25" |  |  | 2 Medium A19 75w |  | 2 | No | [14 empty] | 0 | [12 empty] | 59.5 | 119 | 178.5 | W:14 1/8'' H:7 7/8'' E:7 1/2'' |  |  |  | 14.125 | 7.875 | Cap Nuts |  |  |  |  | 7.5 |  | No |  | No | [21 empty] | DP:7/8'' W:7'' H:5'' OB UP:3 7/16'' OB DOWN:4 7/16'' Rectangular |  |  |  | 6.5 | Black/White |  |  | Hardwired | 0 | 1 | 0 | 0 | 1 | 0 | 0 | 1 | 0 | 0 | 0 | 785652076442 | [16 empty] | cETL Damp | NORWOOD 2L BATH-962 | Two Light Wall / Bath |  | 4439802-962.jpg | 4439802.jpg
4439802EN3-05 | Two Light Wall / Bath |  | BATH | Norwood | Wall / Bath Lighting | Chrome | 5 | Steel | Clear Highlighted Satin Etched Glass | D:4.375" H:5.25" |  |  | 2 Medium A19 9.3w |  | 2 | Yes | [14 empty] | 0 | [12 empty] | 69.5 | 139 | 208.5 | W:14 1/8'' H:7 7/8'' E:7 1/2'' |  |  |  | 14.125 | 7.875 | Cap Nuts |  |  |  |  | 7.5 |  | No |  | No | [21 empty] | DP:7/8'' W:7'' H:5'' OB UP:3 7/16'' OB DOWN:4 7/16'' Rectangular |  |  |  | 6.5 | Black/White |  |  | Hardwired | 0 | 1 | 0 | 1 | 1 | 0 | 0 | 0 | 0 | 0 | 0 | 785652080265 | [16 empty] | cETL Damp | NORWOOD 2L BATH-05 | Two Light Wall / Bath |  | 4439802EN3-05.jpg | 4439802EN3.jpg
4439802EN3-710 | Two Light Wall / Bath |  | BATH | Norwood | Wall / Bath Lighting | Burnt Sienna | 710 | Steel | Clear Highlighted Satin Etched Glass | D:4.375" H:5.25" |  |  | 2 Medium A19 9.3w |  | 2 | Yes | [14 empty] | 0 | [12 empty] | 69.5 | 139 | 208.5 | W:14 1/8'' H:7 7/8'' E:7 1/2'' |  |  |  | 14.125 | 7.875 | Cap Nuts |  |  |  |  | 7.5 |  | No |  | No | [21 empty] | DP:7/8'' W:7'' H:5'' OB UP:3 7/16'' OB DOWN:4 7/16'' Rectangular |  |  |  | 6.5 | Black/White |  |  | Hardwired | 0 | 1 | 0 | 1 | 1 | 0 | 0 | 0 | 0 | 0 | 0 | 785652080272 | [16 empty] | cETL Damp | NORWOOD 2L BATH-710 | Two Light Wall / Bath |  | 4439802EN3-710.jpg | 4439802EN3.jpg
4439802EN3-962 | Two Light Wall / Bath |  | BATH | Norwood | Wall / Bath Lighting | Brushed Nickel | 962 | Steel | Clear Highlighted Satin Etched Glass | D:4.375" H:5.25" |  |  | 2 Medium A19 9.3w |  | 2 | Yes | [14 empty] | 0 | [12 empty] | 69.5 | 139 | 208.5 | W:14 1/8'' H:7 7/8'' E:7 1/2'' |  |  |  | 14.125 | 7.875 | Cap Nuts |  |  |  |  | 7.5 |  | No |  | No | [21 empty] | DP:7/8'' W:7'' H:5'' OB UP:3 7/16'' OB DOWN:4 7/16'' Rectangular |  |  |  | 6.5 | Black/White |  |  | Hardwired | 0 | 1 | 0 | 1 | 1 | 0 | 0 | 0 | 0 | 0 | 0 | 785652080289 | [16 empty] | cETL Damp | NORWOOD 2L BATH-962 | Two Light Wall / Bath |  | 4439802EN3-962.jpg | 4439802EN3.jpg
4439803-05 | Three Light Wall / Bath |  | BATH | Norwood | Wall / Bath Lighting | Chrome | 5 | Steel | Clear Highlighted Satin Etched Glass | D:4.375" H:5.25" |  |  | 3 Medium A19 75w |  | 3 | No | [14 empty] | 0 | [12 empty] | 79.5 | 159 | 238.5 | W:24'' H:7 7/8'' E:7 1/2'' |  |  |  | 24 | 7.875 | Cap Nuts |  |  |  |  | 7.5 |  | No |  | No | [21 empty] | DP:7/8'' W:7'' H:5'' OB UP:3 7/16'' OB DOWN:4 7/16'' Rectangular |  |  |  | 6.5 | Black/White |  |  | Hardwired | 0 | 1 | 0 | 0 | 1 | 0 | 0 | 1 | 0 | 0 | 0 | 785652076459 | [16 empty] | cETL Damp | NORWOOD 3L BATH-05 | Three Light Wall / Bath |  | 4439803-05.jpg | 4439803.jpg
4439803-710 | Three Light Wall / Bath |  | BATH | Norwood | Wall / Bath Lighting | Burnt Sienna | 710 | Steel | Clear Highlighted Satin Etched Glass | D:4.375" H:5.25" |  |  | 3 Medium A19 75w |  | 3 | No | [14 empty] | 0 | [12 empty] | 79.5 | 159 | 238.5 | W:24'' H:7 7/8'' E:7 1/2'' |  |  |  | 24 | 7.875 | Cap Nuts |  |  |  |  | 7.5 |  | No |  | No | [21 empty] | DP:7/8'' W:7'' H:5'' OB UP:3 7/16'' OB DOWN:4 7/16'' Rectangular |  |  |  | 6.5 | Black/White |  |  | Hardwired | 0 | 1 | 0 | 0 | 1 | 0 | 0 | 1 | 0 | 0 | 0 | 785652076466 | 25.75 | 11.5 | 16.25 | 8.2 | 2.785 | 250 | Yes | [9 empty] | cETL Damp | NORWOOD 3L BATH-710 | Three Light Wall / Bath |  | 4439803-710.jpg | 4439803.jpg
4439803-962 | Three Light Wall / Bath |  | BATH | Norwood | Wall / Bath Lighting | Brushed Nickel | 962 | Steel | Clear Highlighted Satin Etched Glass | D:4.375" H:5.25" |  |  | 3 Medium A19 75w |  | 3 | No | [14 empty] | 0 | [12 empty] | 79.5 | 159 | 238.5 | W:24'' H:7 7/8'' E:7 1/2'' |  |  |  | 24 | 7.875 | Cap Nuts |  |  |  |  | 7.5 |  | No |  | No | [21 empty] | DP:7/8'' W:7'' H:5'' OB UP:3 7/16'' OB DOWN:4 7/16'' Rectangular |  |  |  | 6.5 | Black/White |  |  | Hardwired | 0 | 1 | 0 | 0 | 1 | 0 | 0 | 1 | 0 | 0 | 0 | 785652076473 | [16 empty] | cETL Damp | NORWOOD 3L BATH-962 | Three Light Wall / Bath |  | 4439803-962.jpg | 4439803.jpg
4439803EN3-05 | Three Light Wall / Bath |  | BATH | Norwood | Wall / Bath Lighting | Chrome | 5 | Steel | Clear Highlighted Satin Etched Glass | D:4.375" H:5.25" |  |  | 3 Medium A19 9.3w |  | 3 | Yes | [14 empty] | 0 | [12 empty] | 94.5 | 189 | 283.5 | W:24'' H:7 7/8'' E:7 1/2'' |  |  |  | 24 | 7.875 | Cap Nuts |  |  |  |  | 7.5 |  | No |  | No | [21 empty] | DP:7/8'' W:7'' H:5'' OB UP:3 7/16'' OB DOWN:4 7/16'' Rectangular |  |  |  | 6.5 | Black/White |  |  | Hardwired | 0 | 1 | 0 | 1 | 1 | 0 | 0 | 0 | 0 | 0 | 0 | 785652080296 | [16 empty] | cETL Damp | NORWOOD 3L BATH-05 | Three Light Wall / Bath |  | 4439803EN3-05.jpg | 4439803EN3.jpg
4439803EN3-710 | Three Light Wall / Bath |  | BATH | Norwood | Wall / Bath Lighting | Burnt Sienna | 710 | Steel | Clear Highlighted Satin Etched Glass | D:4.375" H:5.25" |  |  | 3 Medium A19 9.3w |  | 3 | Yes | [14 empty] | 0 | [12 empty] | 94.5 | 189 | 283.5 | W:24'' H:7 7/8'' E:7 1/2'' |  |  |  | 24 | 7.875 | Cap Nuts |  |  |  |  | 7.5 |  | No |  | No | [21 empty] | DP:7/8'' W:7'' H:5'' OB UP:3 7/16'' OB DOWN:4 7/16'' Rectangular |  |  |  | 6.5 | Black/White |  |  | Hardwired | 0 | 1 | 0 | 1 | 1 | 0 | 0 | 0 | 0 | 0 | 0 | 785652080302 | [16 empty] | cETL Damp | NORWOOD 3L BATH-710 | Three Light Wall / Bath |  | 4439803EN3-710.jpg | 4439803EN3.jpg
4439803EN3-962 | Three Light Wall / Bath |  | BATH | Norwood | Wall / Bath Lighting | Brushed Nickel | 962 | Steel | Clear Highlighted Satin Etched Glass | D:4.375" H:5.25" |  |  | 3 Medium A19 9.3w |  | 3 | Yes | [14 empty] | 0 | [12 empty] | 94.5 | 189 | 283.5 | W:24'' H:7 7/8'' E:7 1/2'' |  |  |  | 24 | 7.875 | Cap Nuts |  |  |  |  | 7.5 |  | No |  | No | [21 empty] | DP:7/8'' W:7'' H:5'' OB UP:3 7/16'' OB DOWN:4 7/16'' Rectangular |  |  |  | 6.5 | Black/White |  |  | Hardwired | 0 | 1 | 0 | 1 | 1 | 0 | 0 | 0 | 0 | 0 | 0 | 785652080319 | [16 empty] | cETL Damp | NORWOOD 3L BATH-962 | Three Light Wall / Bath |  | 4439803EN3-962.jpg | 4439803EN3.jpg
4439804-05 | Four Light Wall / Bath |  | BATH | Norwood | Wall / Bath Lighting | Chrome | 5 | Steel | Clear Highlighted Satin Etched Glass | D:4.375" H:5.25" |  |  | 4 Medium A19 75w |  | 4 | No | [14 empty] | 0 | [12 empty] | 99.5 | 199 | 298.5 | W:33 7/8'' H:7 7/8'' E:7 1/2'' |  |  |  | 33.875 | 7.875 | Cap Nuts |  |  |  |  | 7.5 |  | No |  | No | [21 empty] | DP:7/8'' W:7'' H:5'' OB UP:3 7/16'' OB DOWN:4 7/16'' Rectangular |  |  |  | 6.5 | Black/White |  |  | Hardwired | 0 | 1 | 0 | 0 | 1 | 0 | 0 | 1 | 0 | 0 | 0 | 785652076480 | [16 empty] | cETL Damp | NORWOOD 4L BATH-05 | Four Light Wall / Bath |  | 4439804-05.jpg | 4439804.jpg
4439804-710 | Four Light Wall / Bath |  | BATH | Norwood | Wall / Bath Lighting | Burnt Sienna | 710 | Steel | Clear Highlighted Satin Etched Glass | D:4.375" H:5.25" |  |  | 4 Medium A19 75w |  | 4 | No | [14 empty] | 0 | [12 empty] | 99.5 | 199 | 298.5 | W:33 7/8'' H:7 7/8'' E:7 1/2'' |  |  |  | 33.875 | 7.875 | Cap Nuts |  |  |  |  | 7.5 |  | No |  | No | [21 empty] | DP:7/8'' W:7'' H:5'' OB UP:3 7/16'' OB DOWN:4 7/16'' Rectangular |  |  |  | 6.5 | Black/White |  |  | Hardwired | 0 | 1 | 0 | 0 | 1 | 0 | 0 | 1 | 0 | 0 | 0 | 785652076688 | [16 empty] | cETL Damp | NORWOOD 4L BATH-710 | Four Light Wall / Bath |  | 4439804-710.jpg | 4439804.jpg
4439804-962 | Four Light Wall / Bath |  | BATH | Norwood | Wall / Bath Lighting | Brushed Nickel | 962 | Steel | Clear Highlighted Satin Etched Glass | D:4.375" H:5.25" |  |  | 4 Medium A19 75w |  | 4 | No | [14 empty] | 0 | [12 empty] | 99.5 | 199 | 298.5 | W:33 7/8'' H:7 7/8'' E:7 1/2'' |  |  |  | 33.875 | 7.875 | Cap Nuts |  |  |  |  | 7.5 |  | No |  | No | [21 empty] | DP:7/8'' W:7'' H:5'' OB UP:3 7/16'' OB DOWN:4 7/16'' Rectangular |  |  |  | 6.5 | Black/White |  |  | Hardwired | 0 | 1 | 0 | 0 | 1 | 0 | 0 | 1 | 0 | 0 | 0 | 785652076695 | [16 empty] | cETL Damp | NORWOOD 4L BATH-962 | Four Light Wall / Bath |  | 4439804-962.jpg | 4439804.jpg
4439804EN3-05 | Four Light Wall / Bath |  | BATH | Norwood | Wall / Bath Lighting | Chrome | 5 | Steel | Clear Highlighted Satin Etched Glass | D:4.375" H:5.25" |  |  | 4 Medium A19 9.3w |  | 4 | Yes | [14 empty] | 0 | [12 empty] | 119.5 | 239 | 358.5 | W:33 7/8'' H:7 7/8'' E:7 1/2'' |  |  |  | 33.875 | 7.875 | Cap Nuts |  |  |  |  | 7.5 |  | No |  | No | [21 empty] | DP:7/8'' W:7'' H:5'' OB UP:3 7/16'' OB DOWN:4 7/16'' Rectangular |  |  |  | 6.5 | Black/White |  |  | Hardwired | 0 | 1 | 0 | 1 | 1 | 0 | 0 | 0 | 0 | 0 | 0 | 785652080326 | [16 empty] | cETL Damp | NORWOOD 4L BATH-05 | Four Light Wall / Bath |  | 4439804EN3-05.jpg | 4439804EN3.jpg
4439804EN3-710 | Four Light Wall / Bath |  | BATH | Norwood | Wall / Bath Lighting | Burnt Sienna | 710 | Steel | Clear Highlighted Satin Etched Glass | D:4.375" H:5.25" |  |  | 4 Medium A19 9.3w |  | 4 | Yes | [14 empty] | 0 | [12 empty] | 119.5 | 239 | 358.5 | W:33 7/8'' H:7 7/8'' E:7 1/2'' |  |  |  | 33.875 | 7.875 | Cap Nuts |  |  |  |  | 7.5 |  | No |  | No | [21 empty] | DP:7/8'' W:7'' H:5'' OB UP:3 7/16'' OB DOWN:4 7/16'' Rectangular |  |  |  | 6.5 | Black/White |  |  | Hardwired | 0 | 1 | 0 | 1 | 1 | 0 | 0 | 0 | 0 | 0 | 0 | 785652080333 | [16 empty] | cETL Damp | NORWOOD 4L BATH-710 | Four Light Wall / Bath |  | 4439804EN3-710.jpg | 4439804EN3.jpg
4439804EN3-962 | Four Light Wall / Bath |  | BATH | Norwood | Wall / Bath Lighting | Brushed Nickel | 962 | Steel | Clear Highlighted Satin Etched Glass | D:4.375" H:5.25" |  |  | 4 Medium A19 9.3w |  | 4 | Yes | [14 empty] | 0 | [12 empty] | 119.5 | 239 | 358.5 | W:33 7/8'' H:7 7/8'' E:7 1/2'' |  |  |  | 33.875 | 7.875 | Cap Nuts |  |  |  |  | 7.5 |  | No |  | No | [21 empty] | DP:7/8'' W:7'' H:5'' OB UP:3 7/16'' OB DOWN:4 7/16'' Rectangular |  |  |  | 6.5 | Black/White |  |  | Hardwired | 0 | 1 | 0 | 1 | 1 | 0 | 0 | 0 | 0 | 0 | 0 | 785652080340 | [16 empty] | cETL Damp | NORWOOD 4L BATH-962 | Four Light Wall / Bath |  | 4439804EN3-962.jpg | 4439804EN3.jpg
4440402-05 | Two Light Wall / Bath | The 1960’s-inspired Driscoll collection by Sea Gull Lighting features the clean lines of tapered stems and glass shades. Simplicity combined with sophistication creates this strikingly modern look. Offered in a Brushed Nickel finish in addition to the Chrome finish also offered for wall/bath fixtures – all of which feature Etched White glass shades. The assortment includes nine-light, five-light and three-light chandeliers, a mini pendant, as well as one-light, two-light, three-light and four-light wall/bath fixtures. Both incandescent lamping and ENERGY STAR-qualified LED lamping are available; all fixtures are California Title 24 compliant. | BATH | Driscoll | Wall / Bath Lighting | Chrome | 5 | Steel | Cased Opal Etched Glass | D:5.0625" H:6.5" | D:3.6875" |  | 2 Medium A19 100w |  | 2 | No | [14 empty] | 0 | [12 empty] | 71.48 | 142.96 | 214.44 | W:15 1/2'' H:12'' E:7'' | 4.3 |  |  | 15.5 | 12 | Wall / Bath |  |  |  |  | 7 |  | No |  | No | [21 empty] | D:5'' DP:1'' OB UP:3 1/4'' OB DOWN:8 3/4'' Round |  |  |  | 6.5 |  |  |  | Hardwired | 0 | 1 | 0 | 0 | 1 | 0 | 0 | 1 | 0 | 0 | 0 | 785652239700 | 19 | 12 | 9.25 | 5.7 | 1.22 | 175 | Yes | [8 empty] | ETL Damp |  | DRISCOLL 2L BATH-05 | Two Light Wall / Bath |  | 4440402-05.jpg | 4440402.jpg
4440402-848 | Two Light Wall / Bath | The 1960’s-inspired Driscoll collection by Sea Gull Lighting features the clean lines of tapered stems and glass shades. Simplicity combined with sophistication creates this strikingly modern look. Offered in a Brushed Nickel finish in addition to the Chrome finish also offered for wall/bath fixtures – all of which feature Etched White glass shades. The assortment includes nine-light, five-light and three-light chandeliers, a mini pendant, as well as one-light, two-light, three-light and four-light wall/bath fixtures. Both incandescent lamping and ENERGY STAR-qualified LED lamping are available; all fixtures are California Title 24 compliant. | BATH | Driscoll | Wall / Bath Lighting | Satin Bronze | 848 | Steel | Cased Opal Etched Glass | D:5.0625" H:6.5" | D:3.6875" |  | 2 Medium A19 100w |  | 2 | No | [14 empty] | 0 | [12 empty] | 71.48 | 142.96 | 214.44 | W:15 1/2'' H:12'' E:7'' | 4.3 |  |  | 15.5 | 12 | Wall / Bath |  |  |  |  | 7 |  | No |  | No | [21 empty] | D:5'' DP:1'' OB UP:3 1/4'' OB DOWN:8 3/4'' Round |  |  |  | 6.5 |  |  |  | Hardwired | 0 | 1 | 0 | 0 | 1 | 0 | 0 | 1 | 0 | 0 | 0 | 785652239779 | 19 | 12 | 9.25 | 5.7 | 1.22 | 175 | Yes | [8 empty] | ETL Damp |  | DRISCOLL 2L BATH-848 | Two Light Wall / Bath |  | 4440402-848.jpg | 4440402.jpg
4440402-962 | Two Light Wall / Bath | The 1960’s-inspired Driscoll collection by Sea Gull Lighting features the clean lines of tapered stems and glass shades. Simplicity combined with sophistication creates this strikingly modern look. Offered in a Brushed Nickel finish in addition to the Chrome finish also offered for wall/bath fixtures – all of which feature Etched White glass shades. The assortment includes nine-light, five-light and three-light chandeliers, a mini pendant, as well as one-light, two-light, three-light and four-light wall/bath fixtures. Both incandescent lamping and ENERGY STAR-qualified LED lamping are available; all fixtures are California Title 24 compliant. | BATH | Driscoll | Wall / Bath Lighting | Brushed Nickel | 962 | Steel | Cased Opal Etched Glass | D:5.0625" H:6.5" | D:3.6875" |  | 2 Medium A19 100w |  | 2 | No | [14 empty] | 0 | [12 empty] | 71.48 | 142.96 | 214.44 | W:15 1/2'' H:12'' E:7'' | 4.3 |  |  | 15.5 | 12 | Wall / Bath |  |  |  |  | 7 |  | No |  | No | [21 empty] | D:5'' DP:1'' OB UP:3 1/4'' OB DOWN:8 3/4'' Round |  |  |  | 6.5 |  |  |  | Hardwired | 0 | 1 | 0 | 0 | 1 | 0 | 0 | 1 | 0 | 0 | 0 | 785652244032 | 19 | 12 | 9.25 | 5.7 | 1.22 | 175 | Yes | [8 empty] | ETL Damp |  | DRISCOLL 2L BATH-962 | Two Light Wall / Bath |  | 4440402-962.jpg | 4440402.jpg
4440402EN3-05 | Two Light Wall / Bath | The 1960’s-inspired Driscoll collection by Sea Gull Lighting features the clean lines of tapered stems and glass shades. Simplicity combined with sophistication creates this strikingly modern look. Offered in a Brushed Nickel finish in addition to the Chrome finish also offered for wall/bath fixtures – all of which feature Etched White glass shades. The assortment includes nine-light, five-light and three-light chandeliers, a mini pendant, as well as one-light, two-light, three-light and four-light wall/bath fixtures. Both incandescent lamping and ENERGY STAR-qualified LED lamping are available; all fixtures are California Title 24 compliant. | BATH | Driscoll | Wall / Bath Lighting | Chrome | 5 | Steel | Cased Opal Etched Glass | D:5.0625" H:6.5" | D:3.6875" |  | 2 Medium A19 9.3w |  | 2 | Yes | [14 empty] | 0 | [12 empty] | 83.48 | 166.96 | 250.44 | W:15 1/2'' H:12'' E:7'' | 4.3 |  |  | 15.5 | 12 | Wall / Bath |  |  |  |  | 7 |  | No |  | No | [21 empty] | D:5'' DP:1'' OB UP:3 1/4'' OB DOWN:8 3/4'' Round |  |  |  | 6.5 | Black/White |  |  | Hardwired | 0 | 1 | 0 | 1 | 1 | 0 | 0 | 0 | 0 | 0 | 0 | 785652045370 | 19 | 12 | 9.25 | 5.7 | 1.22 | 175 | Yes | [8 empty] | ETL Damp |  | DRISCOLL 2L BATH-05 | Two Light Wall / Bath |  | 4440402EN3-05.jpg | 4440402.jpg
4440402EN3-848 | Two Light Wall / Bath | The 1960’s-inspired Driscoll collection by Sea Gull Lighting features the clean lines of tapered stems and glass shades. Simplicity combined with sophistication creates this strikingly modern look. Offered in a Brushed Nickel finish in addition to the Chrome finish also offered for wall/bath fixtures – all of which feature Etched White glass shades. The assortment includes nine-light, five-light and three-light chandeliers, a mini pendant, as well as one-light, two-light, three-light and four-light wall/bath fixtures. Both incandescent lamping and ENERGY STAR-qualified LED lamping are available; all fixtures are California Title 24 compliant. | BATH | Driscoll | Wall / Bath Lighting | Satin Bronze | 848 | Steel | Cased Opal Etched Glass | D:5.0625" H:6.5" | D:3.6875" |  | 2 Medium A19 9.3w |  | 2 | Yes | [14 empty] | 0 | [12 empty] | 83.48 | 166.96 | 250.44 | W:15 1/2'' H:12'' E:7'' | 4.3 |  |  | 15.5 | 12 | Wall / Bath |  |  |  |  | 7 |  | No |  | No | [21 empty] | D:5'' DP:1'' OB UP:3 1/4'' OB DOWN:8 3/4'' Round |  |  |  | 6.5 | Black/White |  |  | Hardwired | 0 | 1 | 0 | 1 | 1 | 0 | 0 | 0 | 0 | 0 | 0 | 785652045387 | 19 | 12 | 9.25 | 5.7 | 1.22 | 175 | Yes | [8 empty] | ETL Damp |  | DRISCOLL 2L BATH-848 | Two Light Wall / Bath |  | 4440402EN3-848.jpg | 4440402.jpg
4440402EN3-962 | Two Light Wall / Bath | The 1960’s-inspired Driscoll collection by Sea Gull Lighting features the clean lines of tapered stems and glass shades. Simplicity combined with sophistication creates this strikingly modern look. Offered in a Brushed Nickel finish in addition to the Chrome finish also offered for wall/bath fixtures – all of which feature Etched White glass shades. The assortment includes nine-light, five-light and three-light chandeliers, a mini pendant, as well as one-light, two-light, three-light and four-light wall/bath fixtures. Both incandescent lamping and ENERGY STAR-qualified LED lamping are available; all fixtures are California Title 24 compliant. | BATH | Driscoll | Wall / Bath Lighting | Brushed Nickel | 962 | Steel | Cased Opal Etched Glass | D:5.0625" H:6.5" | D:3.6875" |  | 2 Medium A19 9.3w |  | 2 | Yes | [14 empty] | 0 | [12 empty] | 83.48 | 166.96 | 250.44 | W:15 1/2'' H:12'' E:7'' | 4.3 |  |  | 15.5 | 12 | Wall / Bath |  |  |  |  | 7 |  | No |  | No | [21 empty] | D:5'' DP:1'' OB UP:3 1/4'' OB DOWN:8 3/4'' Round |  |  |  | 6.5 | Black/White |  |  | Hardwired | 0 | 1 | 0 | 1 | 1 | 0 | 0 | 0 | 0 | 0 | 0 | 785652045394 | 19 | 12 | 9.25 | 5.7 | 1.22 | 175 | Yes | [8 empty] | ETL Damp |  | DRISCOLL 2L BATH-962 | Two Light Wall / Bath |  | 4440402EN3-962.jpg | 4440402.jpg
4440403-05 | Three Light Wall / Bath | The 1960’s-inspired Driscoll collection by Sea Gull Lighting features the clean lines of tapered stems and glass shades. Simplicity combined with sophistication creates this strikingly modern look. Offered in a Brushed Nickel finish in addition to the Chrome finish also offered for wall/bath fixtures – all of which feature Etched White glass shades. The assortment includes nine-light, five-light and three-light chandeliers, a mini pendant, as well as one-light, two-light, three-light and four-light wall/bath fixtures. Both incandescent lamping and ENERGY STAR-qualified LED lamping are available; all fixtures are California Title 24 compliant. | BATH | Driscoll | Wall / Bath Lighting | Chrome | 5 | Steel | Cased Opal Etched Glass | D:5.0625" H:6.5" | D:3.6875" |  | 3 Medium A19 100w |  | 3 | No | [14 empty] | 0 | [12 empty] | 110.98 | 221.96 | 332.94 | W:24 1/2'' H:12'' E:7'' | 6.2 |  |  | 24.5 | 12 | Wall / Bath |  |  |  |  | 7 |  | No |  | No | [21 empty] | D:5'' DP:1'' OB UP:3 1/4'' OB DOWN:8 3/4'' Round |  |  |  | 6.5 |  |  |  | Hardwired | 0 | 1 | 0 | 0 | 1 | 0 | 0 | 1 | 0 | 0 | 0 | 785652239786 | 27 | 13.75 | 10 | 8.2 | 2.148 | 250 | Yes | [8 empty] | ETL Damp |  | DRISCOLL 3L BATH-05 | Three Light Wall / Bath |  | 4440403-05.jpg | 4440403.jpg
4440403-848 | Three Light Wall / Bath | The 1960’s-inspired Driscoll collection by Sea Gull Lighting features the clean lines of tapered stems and glass shades. Simplicity combined with sophistication creates this strikingly modern look. Offered in a Brushed Nickel finish in addition to the Chrome finish also offered for wall/bath fixtures – all of which feature Etched White glass shades. The assortment includes nine-light, five-light and three-light chandeliers, a mini pendant, as well as one-light, two-light, three-light and four-light wall/bath fixtures. Both incandescent lamping and ENERGY STAR-qualified LED lamping are available; all fixtures are California Title 24 compliant. | BATH | Driscoll | Wall / Bath Lighting | Satin Bronze | 848 | Steel | Cased Opal Etched Glass | D:5.0625" H:6.5" | D:3.6875" |  | 3 Medium A19 100w |  | 3 | No | [14 empty] | 0 | [12 empty] | 110.98 | 221.96 | 332.94 | W:24 1/2'' H:12'' E:7'' | 6.2 |  |  | 24.5 | 12 | Wall / Bath |  |  |  |  | 7 |  | No |  | No | [21 empty] | D:5'' DP:1'' OB UP:3 1/4'' OB DOWN:8 3/4'' Round |  |  |  | 6.5 |  |  |  | Hardwired | 0 | 1 | 0 | 0 | 1 | 0 | 0 | 1 | 0 | 0 | 0 | 785652239793 | 27 | 13.75 | 10 | 8.2 | 2.148 | 250 | Yes | [8 empty] | ETL Damp |  | DRISCOLL 3L BATH-848 | Three Light Wall / Bath |  | 4440403-848.jpg | 4440403.jpg
4440403-962 | Three Light Wall / Bath | The 1960’s-inspired Driscoll collection by Sea Gull Lighting features the clean lines of tapered stems and glass shades. Simplicity combined with sophistication creates this strikingly modern look. Offered in a Brushed Nickel finish in addition to the Chrome finish also offered for wall/bath fixtures – all of which feature Etched White glass shades. The assortment includes nine-light, five-light and three-light chandeliers, a mini pendant, as well as one-light, two-light, three-light and four-light wall/bath fixtures. Both incandescent lamping and ENERGY STAR-qualified LED lamping are available; all fixtures are California Title 24 compliant. | BATH | Driscoll | Wall / Bath Lighting | Brushed Nickel | 962 | Steel | Cased Opal Etched Glass | D:5.0625" H:6.5" | D:3.6875" |  | 3 Medium A19 100w |  | 3 | No | [14 empty] | 0 | [12 empty] | 110.98 | 221.96 | 332.94 | W:24 1/2'' H:12'' E:7'' | 6.2 |  |  | 24.5 | 12 | Wall / Bath |  |  |  |  | 7 |  | No |  | No | [21 empty] | D:5'' DP:1'' OB UP:3 1/4'' OB DOWN:8 3/4'' Round |  |  |  | 6.5 |  |  |  | Hardwired | 0 | 1 | 0 | 0 | 1 | 0 | 0 | 1 | 0 | 0 | 0 | 785652243035 | 27 | 13.75 | 10 | 8.2 | 2.148 | 250 | Yes | [8 empty] | ETL Damp |  | DRISCOLL 3L BATH-962 | Three Light Wall / Bath |  | 4440403-962.jpg | 4440403.jpg
4440403EN3-05 | Three Light Wall / Bath | The 1960’s-inspired Driscoll collection by Sea Gull Lighting features the clean lines of tapered stems and glass shades. Simplicity combined with sophistication creates this strikingly modern look. Offered in a Brushed Nickel finish in addition to the Chrome finish also offered for wall/bath fixtures – all of which feature Etched White glass shades. The assortment includes nine-light, five-light and three-light chandeliers, a mini pendant, as well as one-light, two-light, three-light and four-light wall/bath fixtures. Both incandescent lamping and ENERGY STAR-qualified LED lamping are available; all fixtures are California Title 24 compliant. | BATH | Driscoll | Wall / Bath Lighting | Chrome | 5 | Steel | Cased Opal Etched Glass | D:5.0625" H:6.5" | D:3.6875" |  | 3 Medium A19 9.3w |  | 3 | Yes | [14 empty] | 0 | [12 empty] | 124.98 | 249.96 | 374.94 | W:24 1/2'' H:12'' E:7'' | 6.2 |  |  | 24.5 | 12 | Wall / Bath |  |  |  |  | 7 |  | No |  | No | [21 empty] | D:5'' DP:1'' OB UP:3 1/4'' OB DOWN:8 3/4'' Round |  |  |  | 6.5 | Black/White |  |  | Hardwired | 0 | 1 | 0 | 1 | 1 | 0 | 0 | 0 | 0 | 0 | 0 | 785652045400 | 27 | 13.75 | 10 | 8.2 | 2.148 | 250 | Yes | [8 empty] | ETL Damp |  | DRISCOLL 3L BATH-05 | Three Light Wall / Bath |  | 4440403EN3-05.jpg | 4440403.jpg
4440403EN3-848 | Three Light Wall / Bath | The 1960’s-inspired Driscoll collection by Sea Gull Lighting features the clean lines of tapered stems and glass shades. Simplicity combined with sophistication creates this strikingly modern look. Offered in a Brushed Nickel finish in addition to the Chrome finish also offered for wall/bath fixtures – all of which feature Etched White glass shades. The assortment includes nine-light, five-light and three-light chandeliers, a mini pendant, as well as one-light, two-light, three-light and four-light wall/bath fixtures. Both incandescent lamping and ENERGY STAR-qualified LED lamping are available; all fixtures are California Title 24 compliant. | BATH | Driscoll | Wall / Bath Lighting | Satin Bronze | 848 | Steel | Cased Opal Etched Glass | D:5.0625" H:6.5" | D:3.6875" |  | 3 Medium A19 9.3w |  | 3 | Yes | [14 empty] | 0 | [12 empty] | 124.98 | 249.96 | 374.94 | W:24 1/2'' H:12'' E:7'' | 6.2 |  |  | 24.5 | 12 | Wall / Bath |  |  |  |  | 7 |  | No |  | No | [21 empty] | D:5'' DP:1'' OB UP:3 1/4'' OB DOWN:8 3/4'' Round |  |  |  | 6.5 | Black/White |  |  | Hardwired | 0 | 1 | 0 | 1 | 1 | 0 | 0 | 0 | 0 | 0 | 0 | 785652045417 | 27 | 13.75 | 10 | 8.2 | 2.148 | 250 | Yes | [8 empty] | ETL Damp |  | DRISCOLL 3L BATH-848 | Three Light Wall / Bath |  | 4440403EN3-848.jpg | 4440403.jpg
4440403EN3-962 | Three Light Wall / Bath | The 1960’s-inspired Driscoll collection by Sea Gull Lighting features the clean lines of tapered stems and glass shades. Simplicity combined with sophistication creates this strikingly modern look. Offered in a Brushed Nickel finish in addition to the Chrome finish also offered for wall/bath fixtures – all of which feature Etched White glass shades. The assortment includes nine-light, five-light and three-light chandeliers, a mini pendant, as well as one-light, two-light, three-light and four-light wall/bath fixtures. Both incandescent lamping and ENERGY STAR-qualified LED lamping are available; all fixtures are California Title 24 compliant. | BATH | Driscoll | Wall / Bath Lighting | Brushed Nickel | 962 | Steel | Cased Opal Etched Glass | D:5.0625" H:6.5" | D:3.6875" |  | 3 Medium A19 9.3w |  | 3 | Yes | [14 empty] | 0 | [12 empty] | 124.98 | 249.96 | 374.94 | W:24 1/2'' H:12'' E:7'' | 6.2 |  |  | 24.5 | 12 | Wall / Bath |  |  |  |  | 7 |  | No |  | No | [21 empty] | D:5'' DP:1'' OB UP:3 1/4'' OB DOWN:8 3/4'' Round |  |  |  | 6.5 | Black/White |  |  | Hardwired | 0 | 1 | 0 | 1 | 1 | 0 | 0 | 0 | 0 | 0 | 0 | 785652045424 | 27 | 13.75 | 10 | 8.2 | 2.148 | 250 | Yes | [8 empty] | ETL Damp |  | DRISCOLL 3L BATH-962 | Three Light Wall / Bath |  | 4440403EN3-962.jpg | 4440403.jpg
4440404-05 | Four Light Wall / Bath | The 1960’s-inspired Driscoll collection by Sea Gull Lighting features the clean lines of tapered stems and glass shades. Simplicity combined with sophistication creates this strikingly modern look. Offered in a Brushed Nickel finish in addition to the Chrome finish also offered for wall/bath fixtures – all of which feature Etched White glass shades. The assortment includes nine-light, five-light and three-light chandeliers, a mini pendant, as well as one-light, two-light, three-light and four-light wall/bath fixtures. Both incandescent lamping and ENERGY STAR-qualified LED lamping are available; all fixtures are California Title 24 compliant. | BATH | Driscoll | Wall / Bath Lighting | Chrome | 5 | Steel | Cased Opal Etched Glass | D:5.0625" H:6.5" | D:3.6875" |  | 4 Medium A19 100w |  | 4 | No | [14 empty] | 0 | [12 empty] | 137.48 | 274.96 | 412.44 | W:30 3/4'' H:12'' E:7'' | 8 |  |  | 30.75 | 12 | Wall / Bath |  |  |  |  | 7 |  | No |  | No | [21 empty] | D:5'' DP:1'' OB UP:3'' OB DOWN:8 3/4'' Round |  |  |  | 6.5 |  |  |  | Hardwired | 0 | 1 | 0 | 0 | 1 | 0 | 0 | 1 | 0 | 0 | 0 | 785652239809 | 32.5 | 12.4 | 9.5 | 10.6 | 2.216 | 175 | Yes | [8 empty] | ETL Damp |  | DRISCOLL 4L BATH-05 | Four Light Wall / Bath |  | 4440404-05.jpg | 4440404.jpg
4440404-848 | Four Light Wall / Bath | The 1960’s-inspired Driscoll collection by Sea Gull Lighting features the clean lines of tapered stems and glass shades. Simplicity combined with sophistication creates this strikingly modern look. Offered in a Brushed Nickel finish in addition to the Chrome finish also offered for wall/bath fixtures – all of which feature Etched White glass shades. The assortment includes nine-light, five-light and three-light chandeliers, a mini pendant, as well as one-light, two-light, three-light and four-light wall/bath fixtures. Both incandescent lamping and ENERGY STAR-qualified LED lamping are available; all fixtures are California Title 24 compliant. | BATH | Driscoll | Wall / Bath Lighting | Satin Bronze | 848 | Steel | Cased Opal Etched Glass | D:5.0625" H:6.5" | D:3.6875" |  | 4 Medium A19 100w |  | 4 | No | [14 empty] | 0 | [12 empty] | 137.48 | 274.96 | 412.44 | W:30 3/4'' H:12'' E:7'' | 8 |  |  | 30.75 | 12 | Wall / Bath |  |  |  |  | 7 |  | No |  | No | [21 empty] | D:5'' DP:1'' OB UP:3'' OB DOWN:8 3/4'' Round |  |  |  | 6.5 |  |  |  | Hardwired | 0 | 1 | 0 | 0 | 1 | 0 | 0 | 1 | 0 | 0 | 0 | 785652239816 | 32.5 | 12.25 | 9.25 | 10.7 | 2.131 | 175 | Yes | [8 empty] | ETL Damp |  | DRISCOLL 4L BATH-848 | Four Light Wall / Bath |  | 4440404-848.jpg | 4440404.jpg
4440404-962 | Four Light Wall / Bath | The 1960’s-inspired Driscoll collection by Sea Gull Lighting features the clean lines of tapered stems and glass shades. Simplicity combined with sophistication creates this strikingly modern look. Offered in a Brushed Nickel finish in addition to the Chrome finish also offered for wall/bath fixtures – all of which feature Etched White glass shades. The assortment includes nine-light, five-light and three-light chandeliers, a mini pendant, as well as one-light, two-light, three-light and four-light wall/bath fixtures. Both incandescent lamping and ENERGY STAR-qualified LED lamping are available; all fixtures are California Title 24 compliant. | BATH | Driscoll | Wall / Bath Lighting | Brushed Nickel | 962 | Steel | Cased Opal Etched Glass | D:5.0625" H:6.5" | D:3.6875" |  | 4 Medium A19 100w |  | 4 | No | [14 empty] | 0 | [12 empty] | 137.48 | 274.96 | 412.44 | W:30 3/4'' H:12'' E:7'' | 8 |  |  | 30.75 | 12 | Wall / Bath |  |  |  |  | 7 |  | No |  | No | [21 empty] | D:5'' DP:1'' OB UP:3'' OB DOWN:8 3/4'' Round |  |  |  | 6.5 |  |  |  | Hardwired | 0 | 1 | 0 | 0 | 1 | 0 | 0 | 1 | 0 | 0 | 0 | 785652243042 | 32.5 | 12.38 | 9.5 | 10 | 2.212 | 175 | Yes | [8 empty] | ETL Damp |  | DRISCOLL 4L BATH-962 | Four Light Wall / Bath |  | 4440404-962.jpg | 4440404.jpg
4440404EN3-05 | Four Light Wall / Bath | The 1960’s-inspired Driscoll collection by Sea Gull Lighting features the clean lines of tapered stems and glass shades. Simplicity combined with sophistication creates this strikingly modern look. Offered in a Brushed Nickel finish in addition to the Chrome finish also offered for wall/bath fixtures – all of which feature Etched White glass shades. The assortment includes nine-light, five-light and three-light chandeliers, a mini pendant, as well as one-light, two-light, three-light and four-light wall/bath fixtures. Both incandescent lamping and ENERGY STAR-qualified LED lamping are available; all fixtures are California Title 24 compliant. | BATH | Driscoll | Wall / Bath Lighting | Chrome | 5 | Steel | Cased Opal Etched Glass | D:5.0625" H:6.5" | D:3.6875" |  | 4 Medium A19 9.3w |  | 4 | Yes | [14 empty] | 0 | [12 empty] | 158.98 | 317.96 | 476.94 | W:30 3/4'' H:12'' E:7'' | 8 |  |  | 30.75 | 12 | Wall / Bath |  |  |  |  | 7 |  | No |  | No | [21 empty] | D:5'' DP:1'' OB UP:3'' OB DOWN:8 3/4'' Round |  |  |  | 6.5 | Black/White |  |  | Hardwired | 0 | 1 | 0 | 1 | 1 | 0 | 0 | 0 | 0 | 0 | 0 | 785652045448 | 32.5 | 12.4 | 9.5 | 10.6 | 2.216 | 175 | Yes | [8 empty] | ETL Damp |  | DRISCOLL 4L BATH-05 | Four Light Wall / Bath |  | 4440404EN3-05.jpg | 4440404.jpg
4440404EN3-848 | Four Light Wall / Bath | The 1960’s-inspired Driscoll collection by Sea Gull Lighting features the clean lines of tapered stems and glass shades. Simplicity combined with sophistication creates this strikingly modern look. Offered in a Brushed Nickel finish in addition to the Chrome finish also offered for wall/bath fixtures – all of which feature Etched White glass shades. The assortment includes nine-light, five-light and three-light chandeliers, a mini pendant, as well as one-light, two-light, three-light and four-light wall/bath fixtures. Both incandescent lamping and ENERGY STAR-qualified LED lamping are available; all fixtures are California Title 24 compliant. | BATH | Driscoll | Wall / Bath Lighting | Satin Bronze | 848 | Steel | Cased Opal Etched Glass | D:5.0625" H:6.5" | D:3.6875" |  | 4 Medium A19 9.3w |  | 4 | Yes | [14 empty] | 0 | [12 empty] | 158.98 | 317.96 | 476.94 | W:30 3/4'' H:12'' E:7'' | 8 |  |  | 30.75 | 12 | Wall / Bath |  |  |  |  | 7 |  | No |  | No | [21 empty] | D:5'' DP:1'' OB UP:3'' OB DOWN:8 3/4'' Round |  |  |  | 6.5 | Black/White |  |  | Hardwired | 0 | 1 | 0 | 1 | 1 | 0 | 0 | 0 | 0 | 0 | 0 | 785652049606 | 32.5 | 12.25 | 9.25 | 10.7 | 2.131 | 175 | Yes | [8 empty] | ETL Damp |  | DRISCOLL 4L BATH-848 | Four Light Wall / Bath |  | 4440404EN3-848.jpg | 4440404.jpg
4440404EN3-962 | Four Light Wall / Bath | The 1960’s-inspired Driscoll collection by Sea Gull Lighting features the clean lines of tapered stems and glass shades. Simplicity combined with sophistication creates this strikingly modern look. Offered in a Brushed Nickel finish in addition to the Chrome finish also offered for wall/bath fixtures – all of which feature Etched White glass shades. The assortment includes nine-light, five-light and three-light chandeliers, a mini pendant, as well as one-light, two-light, three-light and four-light wall/bath fixtures. Both incandescent lamping and ENERGY STAR-qualified LED lamping are available; all fixtures are California Title 24 compliant. | BATH | Driscoll | Wall / Bath Lighting | Brushed Nickel | 962 | Steel | Cased Opal Etched Glass | D:5.0625" H:6.5" | D:3.6875" |  | 4 Medium A19 9.3w |  | 4 | Yes | [14 empty] | 0 | [12 empty] | 158.98 | 317.96 | 476.94 | W:30 3/4'' H:12'' E:7'' | 8 |  |  | 30.75 | 12 | Wall / Bath |  |  |  |  | 7 |  | No |  | No | [21 empty] | D:5'' DP:1'' OB UP:3'' OB DOWN:8 3/4'' Round |  |  |  | 6.5 | Black/White |  |  | Hardwired | 0 | 1 | 0 | 1 | 1 | 0 | 0 | 0 | 0 | 0 | 0 | 785652045455 | 32.5 | 12.38 | 9.5 | 10 | 2.212 | 175 | Yes | [8 empty] | ETL Damp |  | DRISCOLL 4L BATH-962 | Four Light Wall / Bath |  | 4440404EN3-962.jpg | 4440404.jpg
4441302-848 | Two Light Wall / Bath | The Towner lighting collection by Sea Gull Lighting brings mid-century, retro style to the traditional circular silhouette, creating a bold statement that would accent any space in your home. The conical light shades deliver a fun design statement along with the textured cloth cords, which are adjustable for leveling. These fixtures are ideal for dining room lighting, living room lighting and kitchen lighting. The assortment includes three-, five- and seven-light chandeliers, three- and five-light cluster pendants, eight-light island pendants, one-light mini pendants, and one-light wall sconces. The Towner Collection is available in two finishes, Satin Bronze and Brushed Nickel to complete the look. All fixtures are available as ENERGY STAR®-qualified and California Title 24 compliant. | BATH | Towner | Wall / Bath Lighting | Black / Satin Bronze | 12 / 848 | Steel | Black Steel | D:6" H:6.875" |  |  | 2 Medium A19 60w |  | 2 | No | [14 empty] | 0 | [12 empty] | 49.5 | 99 | 148.5 | W:15 3/4'' H:7 1/4'' E:7 1/2'' |  |  |  | 15.75 | 7.25 | Cap Nuts |  |  |  |  | 7.5 |  | No |  | No | [21 empty] | DP:3/4'' W:7'' H:5'' OB UP:4 3/4'' OB DOWN:2 1/2'' Rectangular |  |  |  | 6.5 | Black/White |  |  | Hardwired | 0 | 1 | 0 | 0 | 1 | 0 | 0 | 1 | 0 | 0 | 0 | 785652077692 | [16 empty] | cETL Damp | TOWNER 2L BATH-848 | Two Light Wall / Bath |  | 4441302-848.jpg | 4441302.jpg
4441302-962 | Two Light Wall / Bath | The Towner lighting collection by Sea Gull Lighting brings mid-century, retro style to the traditional circular silhouette, creating a bold statement that would accent any space in your home. The conical light shades deliver a fun design statement along with the textured cloth cords, which are adjustable for leveling. These fixtures are ideal for dining room lighting, living room lighting and kitchen lighting. The assortment includes three-, five- and seven-light chandeliers, three- and five-light cluster pendants, eight-light island pendants, one-light mini pendants, and one-light wall sconces. The Towner Collection is available in two finishes, Satin Bronze and Brushed Nickel to complete the look. All fixtures are available as ENERGY STAR®-qualified and California Title 24 compliant. | BATH | Towner | Wall / Bath Lighting | Black / Brushed Nickel | 12 / 962 | Steel | Black Steel | D:6" H:6.875" |  |  | 2 Medium A19 60w |  | 2 | No | [14 empty] | 0 | [12 empty] | 49.5 | 99 | 148.5 | W:15 3/4'' H:7 1/4'' E:7 1/2'' |  |  |  | 15.75 | 7.25 | Cap Nuts |  |  |  |  | 7.5 |  | No |  | No | [21 empty] | DP:3/4'' W:7'' H:5'' OB UP:4 3/4'' OB DOWN:2 1/2'' Rectangular |  |  |  | 6.5 | Black/White |  |  | Hardwired | 0 | 1 | 0 | 0 | 1 | 0 | 0 | 1 | 0 | 0 | 0 | 785652077708 | 18.25 | 15.25 | 13.25 | 3.5 | 2.134 | 300 | Yes | [9 empty] | cETL Damp | TOWNER 2L BATH-962 | Two Light Wall / Bath |  | 4441302-962.jpg | 4441302.jpg
4441302EN3-848 | Two Light Wall / Bath | The Towner lighting collection by Sea Gull Lighting brings mid-century, retro style to the traditional circular silhouette, creating a bold statement that would accent any space in your home. The conical light shades deliver a fun design statement along with the textured cloth cords, which are adjustable for leveling. These fixtures are ideal for dining room lighting, living room lighting and kitchen lighting. The assortment includes three-, five- and seven-light chandeliers, three- and five-light cluster pendants, eight-light island pendants, one-light mini pendants, and one-light wall sconces. The Towner Collection is available in two finishes, Satin Bronze and Brushed Nickel to complete the look. All fixtures are available as ENERGY STAR®-qualified and California Title 24 compliant. | BATH | Towner | Wall / Bath Lighting | Black / Satin Bronze | 12 / 848 | Steel | Black Steel | D:6" H:6.875" |  |  | 2 Medium A19 9.2w |  | 2 | Yes | [14 empty] | 0 | [12 empty] | 59.5 | 119 | 178.5 | W:15 3/4'' H:7 1/4'' E:7 1/2'' |  |  |  | 15.75 | 7.25 | Cap Nuts |  |  |  |  | 7.5 |  | No |  | No | [21 empty] | DP:3/4'' W:7'' H:5'' OB UP:4 3/4'' OB DOWN:2 1/2'' Rectangular |  |  |  | 6.5 | Black/White |  |  | Hardwired | 0 | 1 | 0 | 1 | 1 | 0 | 0 | 0 | 0 | 0 | 0 | 785652081163 | [16 empty] | cETL Damp | TOWNER 2L BATH-848 | Two Light Wall / Bath |  | 4441302EN3-848.jpg | 4441302EN3.jpg
4441302EN3-962 | Two Light Wall / Bath | The Towner lighting collection by Sea Gull Lighting brings mid-century, retro style to the traditional circular silhouette, creating a bold statement that would accent any space in your home. The conical light shades deliver a fun design statement along with the textured cloth cords, which are adjustable for leveling. These fixtures are ideal for dining room lighting, living room lighting and kitchen lighting. The assortment includes three-, five- and seven-light chandeliers, three- and five-light cluster pendants, eight-light island pendants, one-light mini pendants, and one-light wall sconces. The Towner Collection is available in two finishes, Satin Bronze and Brushed Nickel to complete the look. All fixtures are available as ENERGY STAR®-qualified and California Title 24 compliant. | BATH | Towner | Wall / Bath Lighting | Black / Brushed Nickel | 12 / 962 | Steel | Black Steel | D:6" H:6.875" |  |  | 2 Medium A19 9.2w |  | 2 | Yes | [14 empty] | 0 | [12 empty] | 59.5 | 119 | 178.5 | W:15 3/4'' H:7 1/4'' E:7 1/2'' |  |  |  | 15.75 | 7.25 | Cap Nuts |  |  |  |  | 7.5 |  | No |  | No | [21 empty] | DP:3/4'' W:7'' H:5'' OB UP:4 3/4'' OB DOWN:2 1/2'' Rectangular |  |  |  | 6.5 | Black/White |  |  | Hardwired | 0 | 1 | 0 | 1 | 1 | 0 | 0 | 0 | 0 | 0 | 0 | 785652081170 | [16 empty] | cETL Damp | TOWNER 2L BATH-962 | Two Light Wall / Bath |  | 4441302EN3-962.jpg | 4441302EN3.jpg
4441303-848 | Three Light Wall / Bath | The Towner lighting collection by Sea Gull Lighting brings mid-century, retro style to the traditional circular silhouette, creating a bold statement that would accent any space in your home. The conical light shades deliver a fun design statement along with the textured cloth cords, which are adjustable for leveling. These fixtures are ideal for dining room lighting, living room lighting and kitchen lighting. The assortment includes three-, five- and seven-light chandeliers, three- and five-light cluster pendants, eight-light island pendants, one-light mini pendants, and one-light wall sconces. The Towner Collection is available in two finishes, Satin Bronze and Brushed Nickel to complete the look. All fixtures are available as ENERGY STAR®-qualified and California Title 24 compliant. | BATH | Towner | Wall / Bath Lighting | Black / Satin Bronze | 12 / 848 | Steel | Black Steel | D:6" H:6.875" |  |  | 3 Medium A19 60w |  | 3 | No | [14 empty] | 0 | [12 empty] | 64.5 | 129 | 193.5 | W:25 5/8'' H:7 1/4'' E:7 1/2'' |  |  |  | 25.625 | 7.25 | Cap Nuts |  |  |  |  | 7.5 |  | No |  | No | [21 empty] | DP:3/4'' W:7'' H:5'' OB UP:4 3/4'' OB DOWN:2 1/2'' Rectangular |  |  |  | 6.5 | Black/White |  |  | Hardwired | 0 | 1 | 0 | 0 | 1 | 0 | 0 | 1 | 0 | 0 | 0 | 785652077715 | 28.5 | 9.25 | 9.5 | 4.8 | 1.449 | 250 | Yes | [9 empty] | cETL Damp | TOWNER 3L BATH-848 | Three Light Wall / Bath |  | 4441303-848.jpg | 4441303.jpg
4441303-962 | Three Light Wall / Bath | The Towner lighting collection by Sea Gull Lighting brings mid-century, retro style to the traditional circular silhouette, creating a bold statement that would accent any space in your home. The conical light shades deliver a fun design statement along with the textured cloth cords, which are adjustable for leveling. These fixtures are ideal for dining room lighting, living room lighting and kitchen lighting. The assortment includes three-, five- and seven-light chandeliers, three- and five-light cluster pendants, eight-light island pendants, one-light mini pendants, and one-light wall sconces. The Towner Collection is available in two finishes, Satin Bronze and Brushed Nickel to complete the look. All fixtures are available as ENERGY STAR®-qualified and California Title 24 compliant. | BATH | Towner | Wall / Bath Lighting | Black / Brushed Nickel | 12 / 962 | Steel | Black Steel | D:6" H:6.875" |  |  | 3 Medium A19 60w |  | 3 | No | [14 empty] | 0 | [12 empty] | 64.5 | 129 | 193.5 | W:25 5/8'' H:7 1/4'' E:7 1/2'' |  |  |  | 25.625 | 7.25 | Cap Nuts |  |  |  |  | 7.5 |  | No |  | No | [21 empty] | DP:3/4'' W:7'' H:5'' OB UP:4 3/4'' OB DOWN:2 1/2'' Rectangular |  |  |  | 6.5 | Black/White |  |  | Hardwired | 0 | 1 | 0 | 0 | 1 | 0 | 0 | 1 | 0 | 0 | 0 | 785652077722 | [16 empty] | cETL Damp | TOWNER 3L BATH-962 | Three Light Wall / Bath |  | 4441303-962.jpg | 4441303.jpg
4441303EN3-848 | Three Light Wall / Bath | The Towner lighting collection by Sea Gull Lighting brings mid-century, retro style to the traditional circular silhouette, creating a bold statement that would accent any space in your home. The conical light shades deliver a fun design statement along with the textured cloth cords, which are adjustable for leveling. These fixtures are ideal for dining room lighting, living room lighting and kitchen lighting. The assortment includes three-, five- and seven-light chandeliers, three- and five-light cluster pendants, eight-light island pendants, one-light mini pendants, and one-light wall sconces. The Towner Collection is available in two finishes, Satin Bronze and Brushed Nickel to complete the look. All fixtures are available as ENERGY STAR®-qualified and California Title 24 compliant. | BATH | Towner | Wall / Bath Lighting | Black / Satin Bronze | 12 / 848 | Steel | Black Steel | D:6" H:6.875" |  |  | 3 Medium A19 9.3w |  | 3 | Yes | [14 empty] | 0 | [12 empty] | 79.5 | 159 | 238.5 | W:25 5/8'' H:7 1/4'' E:7 1/2'' |  |  |  | 25.625 | 7.25 | Cap Nuts |  |  |  |  | 7.5 |  | No |  | No | [21 empty] | DP:3/4'' W:7'' H:5'' OB UP:4 3/4'' OB DOWN:2 1/2'' Rectangular |  |  |  | 6.5 | Black/White |  |  | Hardwired | 0 | 1 | 0 | 1 | 1 | 0 | 0 | 0 | 0 | 0 | 0 | 785652081187 | [16 empty] | cETL Damp | TOWNER 3L BATH-848 | Three Light Wall / Bath |  | 4441303EN3-848.jpg | 4441303EN3.jpg
4441303EN3-962 | Three Light Wall / Bath | The Towner lighting collection by Sea Gull Lighting brings mid-century, retro style to the traditional circular silhouette, creating a bold statement that would accent any space in your home. The conical light shades deliver a fun design statement along with the textured cloth cords, which are adjustable for leveling. These fixtures are ideal for dining room lighting, living room lighting and kitchen lighting. The assortment includes three-, five- and seven-light chandeliers, three- and five-light cluster pendants, eight-light island pendants, one-light mini pendants, and one-light wall sconces. The Towner Collection is available in two finishes, Satin Bronze and Brushed Nickel to complete the look. All fixtures are available as ENERGY STAR®-qualified and California Title 24 compliant. | BATH | Towner | Wall / Bath Lighting | Black / Brushed Nickel | 12 / 962 | Steel | Black Steel | D:6" H:6.875" |  |  | 3 Medium A19 9.3w |  | 3 | Yes | [14 empty] | 0 | [12 empty] | 79.5 | 159 | 238.5 | W:25 5/8'' H:7 1/4'' E:7 1/2'' |  |  |  | 25.625 | 7.25 | Cap Nuts |  |  |  |  | 7.5 |  | No |  | No | [21 empty] | DP:3/4'' W:7'' H:5'' OB UP:4 3/4'' OB DOWN:2 1/2'' Rectangular |  |  |  | 6.5 | Black/White |  |  | Hardwired | 0 | 1 | 0 | 1 | 1 | 0 | 0 | 0 | 0 | 0 | 0 | 785652081194 | [16 empty] | cETL Damp | TOWNER 3L BATH-962 | Three Light Wall / Bath |  | 4441303EN3-962.jpg | 4441303EN3.jpg
4441304-848 | Four Light Wall / Bath | The Towner lighting collection by Sea Gull Lighting brings mid-century, retro style to the traditional circular silhouette, creating a bold statement that would accent any space in your home. The conical light shades deliver a fun design statement along with the textured cloth cords, which are adjustable for leveling. These fixtures are ideal for dining room lighting, living room lighting and kitchen lighting. The assortment includes three-, five- and seven-light chandeliers, three- and five-light cluster pendants, eight-light island pendants, one-light mini pendants, and one-light wall sconces. The Towner Collection is available in two finishes, Satin Bronze and Brushed Nickel to complete the look. All fixtures are available as ENERGY STAR®-qualified and California Title 24 compliant. | BATH | Towner | Wall / Bath Lighting | Black / Satin Bronze | 12 / 848 | Steel | Black Steel | D:6" H:6.875" |  |  | 4 Medium A19 60w |  | 4 | No | [14 empty] | 0 | [12 empty] | 74.5 | 149 | 223.5 | W:35 3/8'' H:7 1/4'' E:7 1/2'' |  |  |  | 35.375 | 7.25 | Cap Nuts |  |  |  |  | 7.5 |  | No |  | No | [21 empty] | DP:3/4'' W:7'' H:5'' OB UP:4 3/4'' OB DOWN:2 1/2'' Rectangular |  |  |  | 6.5 | Black/White |  |  | Hardwired | 0 | 1 | 0 | 0 | 1 | 0 | 0 | 1 | 0 | 0 | 0 | 785652077739 | [16 empty] | cETL Damp | TOWNER 4L BATH-848 | Four Light Wall / Bath |  | 4441304-848.jpg | 4441304.jpg
4441304-962 | Four Light Wall / Bath | The Towner lighting collection by Sea Gull Lighting brings mid-century, retro style to the traditional circular silhouette, creating a bold statement that would accent any space in your home. The conical light shades deliver a fun design statement along with the textured cloth cords, which are adjustable for leveling. These fixtures are ideal for dining room lighting, living room lighting and kitchen lighting. The assortment includes three-, five- and seven-light chandeliers, three- and five-light cluster pendants, eight-light island pendants, one-light mini pendants, and one-light wall sconces. The Towner Collection is available in two finishes, Satin Bronze and Brushed Nickel to complete the look. All fixtures are available as ENERGY STAR®-qualified and California Title 24 compliant. | BATH | Towner | Wall / Bath Lighting | Black / Brushed Nickel | 12 / 962 | Steel | Black Steel | D:6" H:6.875" |  |  | 4 Medium A19 60w |  | 4 | No | [14 empty] | 0 | [12 empty] | 74.5 | 149 | 223.5 | W:35 3/8'' H:7 1/4'' E:7 1/2'' |  |  |  | 35.375 | 7.25 | Cap Nuts |  |  |  |  | 7.5 |  | No |  | No | [21 empty] | DP:3/4'' W:7'' H:5'' OB UP:4 3/4'' OB DOWN:2 1/2'' Rectangular |  |  |  | 6.5 | Black/White |  |  | Hardwired | 0 | 1 | 0 | 0 | 1 | 0 | 0 | 1 | 0 | 0 | 0 | 785652077746 | 38.5 | 9.25 | 9.25 | 6.5 | 1.906 | 250 | Yes | [9 empty] | cETL Damp | TOWNER 4L BATH-962 | Four Light Wall / Bath |  | 4441304-962.jpg | 4441304.jpg
4441304EN3-848 | Four Light Wall / Bath | The Towner lighting collection by Sea Gull Lighting brings mid-century, retro style to the traditional circular silhouette, creating a bold statement that would accent any space in your home. The conical light shades deliver a fun design statement along with the textured cloth cords, which are adjustable for leveling. These fixtures are ideal for dining room lighting, living room lighting and kitchen lighting. The assortment includes three-, five- and seven-light chandeliers, three- and five-light cluster pendants, eight-light island pendants, one-light mini pendants, and one-light wall sconces. The Towner Collection is available in two finishes, Satin Bronze and Brushed Nickel to complete the look. All fixtures are available as ENERGY STAR®-qualified and California Title 24 compliant. | BATH | Towner | Wall / Bath Lighting | Black / Satin Bronze | 12 / 848 | Steel | Black Steel | D:6" H:6.875" |  |  | 4 Medium A19 9.3w |  | 4 | Yes | [14 empty] | 0 | [12 empty] | 94.5 | 189 | 283.5 | W:35 3/8'' H:7 1/4'' E:7 1/2'' |  |  |  | 35.375 | 7.25 | Cap Nuts |  |  |  |  | 7.5 |  | No |  | No | [21 empty] | DP:3/4'' W:7'' H:5'' OB UP:4 3/4'' OB DOWN:2 1/2'' Rectangular |  |  |  | 6.5 | Black/White |  |  | Hardwired | 0 | 1 | 0 | 1 | 1 | 0 | 0 | 0 | 0 | 0 | 0 | 785652081200 | [16 empty] | cETL Damp | TOWNER 4L BATH-848 | Four Light Wall / Bath |  | 4441304EN3-848.jpg | 4441304EN3.jpg
4441304EN3-962 | Four Light Wall / Bath | The Towner lighting collection by Sea Gull Lighting brings mid-century, retro style to the traditional circular silhouette, creating a bold statement that would accent any space in your home. The conical light shades deliver a fun design statement along with the textured cloth cords, which are adjustable for leveling. These fixtures are ideal for dining room lighting, living room lighting and kitchen lighting. The assortment includes three-, five- and seven-light chandeliers, three- and five-light cluster pendants, eight-light island pendants, one-light mini pendants, and one-light wall sconces. The Towner Collection is available in two finishes, Satin Bronze and Brushed Nickel to complete the look. All fixtures are available as ENERGY STAR®-qualified and California Title 24 compliant. | BATH | Towner | Wall / Bath Lighting | Black / Brushed Nickel | 12 / 962 | Steel | Black Steel | D:6" H:6.875" |  |  | 4 Medium A19 9.3w |  | 4 | Yes | [14 empty] | 0 | [12 empty] | 94.5 | 189 | 283.5 | W:35 3/8'' H:7 1/4'' E:7 1/2'' |  |  |  | 35.375 | 7.25 | Cap Nuts |  |  |  |  | 7.5 |  | No |  | No | [21 empty] | DP:3/4'' W:7'' H:5'' OB UP:4 3/4'' OB DOWN:2 1/2'' Rectangular |  |  |  | 6.5 | Black/White |  |  | Hardwired | 0 | 1 | 0 | 1 | 1 | 0 | 0 | 0 | 0 | 0 | 0 | 785652081217 | [16 empty] | cETL Damp | TOWNER 4L BATH-962 | Four Light Wall / Bath |  | 4441304EN3-962.jpg | 4441304EN3.jpg
44436-05 | One Light Wall / Bath | The classic schoolhouse light fixture has been an American icon for almost 90 years. The Academy collection from Sea Gull Lighting is today’s interpretation of these utilitarian lights which have enjoyed resurgence in popularity given their clean, versatile design. Today, top designers regularly select this ubiquitous look for applications in almost every room of the house. Available in Chrome, Brushed Nickel and Heirloom Bronze finishes. Many of the fixtures are available with incandescent lamping or ENERGY STAR-qualified LED lamping. The Academy collection includes pendants in four sizes, semi-flush ceiling fixtures in two sizes, and one-light, two-light, three-light and four-light wall/bath fixtures. Damp Listed. Most of these fixtures easily convert to LED by purchasing LED replacement lamps sold separately. | WALL SCONCE | Academy | Wall / Bath Lighting | Chrome | 5 | Steel | Satin White Glass | D:6.75" H:5" | D:6.75" |  | 1 Medium A19 60w |  | 1 | No | [14 empty] | 0 | [12 empty] | 41.48 | 82.96 | 124.44 | W:6 3/4'' H:10'' E:10'' | 1.8 |  |  | 6.75 | 10 | Wall / Bath |  |  |  |  | 10 |  | No |  | No | [21 empty] | D:6 3/4'' OB DOWN:3'' Round |  |  |  | 6.5 | Black/White |  |  | Hardwired | 0 | 0 | 0 | 0 | 1 | 0 | 0 | 1 | 0 | 0 | 0 | 785652227677 | 16.5 | 9.5 | 11.5 | 5.1 | 1.043 | 175 | Yes | [9 empty] | cETL Damp | ACADEMY 1L SCONCE-05 | One Light Wall / Bath |  | 44436-05.jpg | 44436.jpg
44436-782 | One Light Wall / Bath | The classic schoolhouse light fixture has been an American icon for almost 90 years. The Academy collection from Sea Gull Lighting is today’s interpretation of these utilitarian lights which have enjoyed resurgence in popularity given their clean, versatile design. Today, top designers regularly select this ubiquitous look for applications in almost every room of the house. Available in Chrome, Brushed Nickel and Heirloom Bronze finishes. Many of the fixtures are available with incandescent lamping or ENERGY STAR-qualified LED lamping. The Academy collection includes pendants in four sizes, semi-flush ceiling fixtures in two sizes, and one-light, two-light, three-light and four-light wall/bath fixtures. Damp Listed. Most of these fixtures easily convert to LED by purchasing LED replacement lamps sold separately. | WALL SCONCE | Academy | Wall / Bath Lighting | Heirloom Bronze | 782 | Steel | Satin White Glass | D:6.75" H:5" | D:6.75" |  | 1 Medium A19 60w |  | 1 | No | [14 empty] | 0 | [12 empty] | 41.48 | 82.96 | 124.44 | W:6 3/4'' H:10'' E:10'' | 1.8 |  |  | 6.75 | 10 | Wall / Bath |  |  |  |  | 10 |  | No |  | No | [21 empty] | D:6 3/4'' OB DOWN:3'' Round |  |  |  | 6.5 |  |  |  | Hardwired | 0 | 0 | 0 | 0 | 1 | 0 | 0 | 1 | 0 | 0 | 0 | 785652217111 | 9.58 | 9.78 | 12.5 | 2.7 | 0.678 | 175 | Yes | [9 empty] | cETL Damp | ACADEMY 1L SCONCE-782 | One Light Wall / Bath |  | 44436-782.jpg | 44436.jpg
44436-962 | One Light Wall / Bath | The classic schoolhouse light fixture has been an American icon for almost 90 years. The Academy collection from Sea Gull Lighting is today’s interpretation of these utilitarian lights which have enjoyed resurgence in popularity given their clean, versatile design. Today, top designers regularly select this ubiquitous look for applications in almost every room of the house. Available in Chrome, Brushed Nickel and Heirloom Bronze finishes. Many of the fixtures are available with incandescent lamping or ENERGY STAR-qualified LED lamping. The Academy collection includes pendants in four sizes, semi-flush ceiling fixtures in two sizes, and one-light, two-light, three-light and four-light wall/bath fixtures. Damp Listed. Most of these fixtures easily convert to LED by purchasing LED replacement lamps sold separately. | WALL SCONCE | Academy | Wall / Bath Lighting | Brushed Nickel | 962 | Steel | Satin White Glass | D:6.75" H:5" | D:6.75" |  | 1 Medium A19 60w |  | 1 | No | [14 empty] | 0 | [12 empty] | 41.48 | 82.96 | 124.44 | W:6 3/4'' H:10'' E:10'' | 1.8 |  |  | 6.75 | 10 | Wall / Bath |  |  |  |  | 10 |  | No |  | No | [21 empty] | D:6 3/4'' OB DOWN:3'' Round |  |  |  | 6.5 |  |  |  | Hardwired | 0 | 0 | 0 | 0 | 1 | 0 | 0 | 1 | 0 | 0 | 0 | 785652217128 | 9.5 | 9 | 12 | 2.7 | 0.594 | 175 | Yes | [9 empty] | cETL Damp | ACADEMY 1L SCONCE-962 | One Light Wall / Bath |  | 44436-962.jpg | 44436.jpg
44436EN3-05 | One Light Wall / Bath Sconce | The classic schoolhouse light fixture has been an American icon for almost 90 years. The Academy collection from Sea Gull Lighting is today’s interpretation of these utilitarian lights which have enjoyed resurgence in popularity given their clean, versatile design. Today, top designers regularly select this ubiquitous look for applications in almost every room of the house. Available in Chrome, Brushed Nickel and Heirloom Bronze finishes. Many of the fixtures are available with incandescent lamping or ENERGY STAR-qualified LED lamping. The Academy collection includes pendants in four sizes, semi-flush ceiling fixtures in two sizes, and one-light, two-light, three-light and four-light wall/bath fixtures. Damp Listed. Most of these fixtures easily convert to LED by purchasing LED replacement lamps sold separately. | WALL SCONCE | Academy | Wall / Bath Lighting | Chrome | 5 | Steel | Satin White Glass | D:6.75" H:5" | D:6.75" |  | 1 Medium A19 9.3w |  | 1 | Yes | [14 empty] | 0 | [12 empty] | 45.98 | 91.96 | 137.94 | W:6 3/4'' H:10'' E:10'' | 1.8 |  |  | 6.75 | 10 | Wall / Bath |  |  |  |  | 10 |  | No |  | No | [21 empty] | D:6 5/8'' OB DOWN:3'' Round |  |  |  | 6.5 | Black/White |  |  | Hardwired | 0 | 0 | 0 | 1 | 1 | 0 | 0 | 0 | 0 | 0 | 0 | 785652049613 | 16.5 | 9.5 | 11.5 | 5.1 | 1.043 | 175 | Yes | [9 empty] | cETL Damp | ACADEMY 1L SCONCE-05 | One Light Wall / Bath Sconce |  | 44436EN3-05.jpg | 44436.jpg
44436EN3-782 | One Light Wall / Bath Sconce | The classic schoolhouse light fixture has been an American icon for almost 90 years. The Academy collection from Sea Gull Lighting is today’s interpretation of these utilitarian lights which have enjoyed resurgence in popularity given their clean, versatile design. Today, top designers regularly select this ubiquitous look for applications in almost every room of the house. Available in Chrome, Brushed Nickel and Heirloom Bronze finishes. Many of the fixtures are available with incandescent lamping or ENERGY STAR-qualified LED lamping. The Academy collection includes pendants in four sizes, semi-flush ceiling fixtures in two sizes, and one-light, two-light, three-light and four-light wall/bath fixtures. Damp Listed. Most of these fixtures easily convert to LED by purchasing LED replacement lamps sold separately. | WALL SCONCE | Academy | Wall / Bath Lighting | Heirloom Bronze | 782 | Steel | Satin White Glass | D:6.75" H:5" | D:6.75" |  | 1 Medium A19 9.3w |  | 1 | Yes | [14 empty] | 0 | [12 empty] | 45.98 | 91.96 | 137.94 | W:6 3/4'' H:10'' E:10'' | 1.8 |  |  | 6.75 | 10 | Wall / Bath |  |  |  |  | 10 |  | No |  | No | [21 empty] | D:6 5/8'' OB DOWN:3'' Round |  |  |  | 6.5 | Black/White |  |  | Hardwired | 0 | 0 | 0 | 1 | 1 | 0 | 0 | 0 | 0 | 0 | 0 | 785652049620 | 9.58 | 9.78 | 12.5 | 2.7 | 0.678 | 175 | Yes | [9 empty] | cETL Damp | ACADEMY 1L SCONCE-782 | One Light Wall / Bath Sconce |  | 44436EN3-782.jpg | 44436.jpg
44436EN3-962 | One Light Wall / Bath Sconce | The classic schoolhouse light fixture has been an American icon for almost 90 years. The Academy collection from Sea Gull Lighting is today’s interpretation of these utilitarian lights which have enjoyed resurgence in popularity given their clean, versatile design. Today, top designers regularly select this ubiquitous look for applications in almost every room of the house. Available in Chrome, Brushed Nickel and Heirloom Bronze finishes. Many of the fixtures are available with incandescent lamping or ENERGY STAR-qualified LED lamping. The Academy collection includes pendants in four sizes, semi-flush ceiling fixtures in two sizes, and one-light, two-light, three-light and four-light wall/bath fixtures. Damp Listed. Most of these fixtures easily convert to LED by purchasing LED replacement lamps sold separately. | WALL SCONCE | Academy | Wall / Bath Lighting | Brushed Nickel | 962 | Steel | Satin White Glass | D:6.75" H:5" | D:6.75" |  | 1 Medium A19 9.3w |  | 1 | Yes | [14 empty] | 0 | [12 empty] | 45.98 | 91.96 | 137.94 | W:6 3/4'' H:10'' E:10'' | 1.8 |  |  | 6.75 | 10 | Wall / Bath |  |  |  |  | 10 |  | No |  | No | [21 empty] | D:6 5/8'' OB DOWN:3'' Round |  |  |  | 6.5 | Black/White |  |  | Hardwired | 0 | 0 | 0 | 1 | 1 | 0 | 0 | 0 | 0 | 0 | 0 | 785652049637 | 12 | 9 | 9.5 | 2.7 | 0.594 | 175 | Yes | [9 empty] | cETL Damp | ACADEMY 1L SCONCE-962 | One Light Wall / Bath Sconce |  | 44436EN3-962.jpg | 44436.jpg
44437-05 | Two Light Wall / Bath | The classic schoolhouse light fixture has been an American icon for almost 90 years. The Academy collection from Sea Gull Lighting is today’s interpretation of these utilitarian lights which have enjoyed resurgence in popularity given their clean, versatile design. Today, top designers regularly select this ubiquitous look for applications in almost every room of the house. Available in Chrome, Brushed Nickel and Heirloom Bronze finishes. Many of the fixtures are available with incandescent lamping or ENERGY STAR-qualified LED lamping. The Academy collection includes pendants in four sizes, semi-flush ceiling fixtures in two sizes, and one-light, two-light, three-light and four-light wall/bath fixtures. Damp Listed. Most of these fixtures easily convert to LED by purchasing LED replacement lamps sold separately. | BATH | Academy | Wall / Bath Lighting | Chrome | 5 | Steel | Satin White Glass | D:6.75" H:5" | D:6.75" |  | 2 Medium A19 60w |  | 2 | No | [14 empty] | 0 | [12 empty] | 59.48 | 118.96 | 178.44 | W:17 1/4'' H:10'' E:10'' | 3.1 |  |  | 17.25 | 10 | Wall / Bath |  |  |  |  | 10 |  | No |  | No | [21 empty] | D:6 5/8'' OB DOWN:3'' Round |  |  |  | 6.5 |  |  |  | Hardwired | 0 | 0 | 0 | 0 | 1 | 0 | 0 | 1 | 0 | 0 | 0 | 785652227646 | 16.5 | 9.5 | 11.5 | 5.1 | 1.043 | 175 | Yes | [9 empty] | cETL Damp | ACADEMY 2L BATH-05 | Two Light Wall / Bath |  | 44437-05.jpg | 44437.jpg
44437-782 | Two Light Wall / Bath | The classic schoolhouse light fixture has been an American icon for almost 90 years. The Academy collection from Sea Gull Lighting is today’s interpretation of these utilitarian lights which have enjoyed resurgence in popularity given their clean, versatile design. Today, top designers regularly select this ubiquitous look for applications in almost every room of the house. Available in Chrome, Brushed Nickel and Heirloom Bronze finishes. Many of the fixtures are available with incandescent lamping or ENERGY STAR-qualified LED lamping. The Academy collection includes pendants in four sizes, semi-flush ceiling fixtures in two sizes, and one-light, two-light, three-light and four-light wall/bath fixtures. Damp Listed. Most of these fixtures easily convert to LED by purchasing LED replacement lamps sold separately. | BATH | Academy | Wall / Bath Lighting | Heirloom Bronze | 782 | Steel | Satin White Glass | D:6.75" H:5" | D:6.75" |  | 2 Medium A19 60w |  | 2 | No | [14 empty] | 0 | [12 empty] | 57.98 | 115.96 | 173.94 | W:17 1/4'' H:10'' | 3.1 |  |  | 17.25 | 10 | Wall / Bath | [6 empty] | No |  | No | [21 empty] | D:6 5/8'' OB DOWN:3'' Round |  |  |  | 6.5 |  |  |  | Hardwired | 0 | 0 | 0 | 0 | 1 | 0 | 0 | 1 | 0 | 0 | 0 | 785652217135 | 16.25 | 9.75 | 12 | 4.8 | 1.1 | 175 | Yes | [9 empty] | cETL Damp | ACADEMY 2L BATH-782 | Two Light Wall / Bath |  | 44437-782.jpg | 44437.jpg
44437-962 | Two Light Wall / Bath | The classic schoolhouse light fixture has been an American icon for almost 90 years. The Academy collection from Sea Gull Lighting is today’s interpretation of these utilitarian lights which have enjoyed resurgence in popularity given their clean, versatile design. Today, top designers regularly select this ubiquitous look for applications in almost every room of the house. Available in Chrome, Brushed Nickel and Heirloom Bronze finishes. Many of the fixtures are available with incandescent lamping or ENERGY STAR-qualified LED lamping. The Academy collection includes pendants in four sizes, semi-flush ceiling fixtures in two sizes, and one-light, two-light, three-light and four-light wall/bath fixtures. Damp Listed. Most of these fixtures easily convert to LED by purchasing LED replacement lamps sold separately. | BATH | Academy | Wall / Bath Lighting | Brushed Nickel | 962 | Steel | Satin White Glass | D:6.75" H:5" | D:6.75" |  | 2 Medium A19 60w |  | 2 | No | [14 empty] | 0 | [12 empty] | 61.48 | 122.96 | 184.44 | W:17 1/4'' H:10'' E:10'' | 3.1 |  |  | 17.25 | 10 | Wall / Bath |  |  |  |  | 10 |  | No |  | No | [21 empty] | D:6 5/8'' OB DOWN:3'' Round |  |  |  | 6.5 |  |  |  | Hardwired | 0 | 0 | 0 | 0 | 1 | 0 | 0 | 1 | 0 | 0 | 0 | 785652217142 | 16.5 | 9.5 | 11.5 | 5.1 | 1.043 | 175 | Yes | [9 empty] | cETL Damp | ACADEMY 2L BATH-962 | Two Light Wall / Bath |  | 44437-962.jpg | 44437.jpg
44437EN3-05 | Two Light Wall / Bath | The classic schoolhouse light fixture has been an American icon for almost 90 years. The Academy collection from Sea Gull Lighting is today’s interpretation of these utilitarian lights which have enjoyed resurgence in popularity given their clean, versatile design. Today, top designers regularly select this ubiquitous look for applications in almost every room of the house. Available in Chrome, Brushed Nickel and Heirloom Bronze finishes. Many of the fixtures are available with incandescent lamping or ENERGY STAR-qualified LED lamping. The Academy collection includes pendants in four sizes, semi-flush ceiling fixtures in two sizes, and one-light, two-light, three-light and four-light wall/bath fixtures. Damp Listed. Most of these fixtures easily convert to LED by purchasing LED replacement lamps sold separately. | BATH | Academy | Wall / Bath Lighting | Chrome | 5 | Steel | Satin White Glass | D:6.75" H:5" | D:6.75" |  | 2 Medium A19 9.3w |  | 2 | Yes | [14 empty] | 0 | [12 empty] | 71.48 | 142.96 | 214.44 | W:17 1/4'' H:10'' E:10'' | 3.5 |  |  | 17.25 | 10 | Wall / Bath |  |  |  |  | 10 |  | No |  | No | [21 empty] | D:6 5/8'' OB DOWN:3'' Round |  |  |  | 6.5 | Black/White |  |  | Hardwired | 0 | 0 | 0 | 1 | 1 | 0 | 0 | 0 | 0 | 0 | 0 | 785652049644 | 16.5 | 9.5 | 11.5 | 5.1 | 1.043 | 175 | Yes | [9 empty] | cETL Damp | ACADEMY 2L BATH-05 | Two Light Wall / Bath |  | 44437EN3-05.jpg | 44437.jpg
44437EN3-782 | Two Light Wall / Bath | The classic schoolhouse light fixture has been an American icon for almost 90 years. The Academy collection from Sea Gull Lighting is today’s interpretation of these utilitarian lights which have enjoyed resurgence in popularity given their clean, versatile design. Today, top designers regularly select this ubiquitous look for applications in almost every room of the house. Available in Chrome, Brushed Nickel and Heirloom Bronze finishes. Many of the fixtures are available with incandescent lamping or ENERGY STAR-qualified LED lamping. The Academy collection includes pendants in four sizes, semi-flush ceiling fixtures in two sizes, and one-light, two-light, three-light and four-light wall/bath fixtures. Damp Listed. Most of these fixtures easily convert to LED by purchasing LED replacement lamps sold separately. | BATH | Academy | Wall / Bath Lighting | Heirloom Bronze | 782 | Steel | Satin White Glass | D:6.75" H:5" | D:6.75" |  | 2 Medium A19 9.3w |  | 2 | Yes | [14 empty] | 0 | [12 empty] | 70.48 | 140.96 | 211.44 | W:17 1/4'' H:10'' E:10'' | 3.5 |  |  | 17.25 | 10 | Wall / Bath |  |  |  |  | 10 |  | No |  | No | [21 empty] | D:6 5/8'' OB DOWN:3'' Round |  |  |  | 6.5 | Black/White |  |  | Hardwired | 0 | 0 | 0 | 1 | 1 | 0 | 0 | 0 | 0 | 0 | 0 | 785652049651 | 16.5 | 9.5 | 11.5 | 5.1 | 1.043 | 175 | Yes | [9 empty] | cETL Damp | ACADEMY 2L BATH-782 | Two Light Wall / Bath |  | 44437EN3-782.jpg | 44437.jpg
44437EN3-962 | Two Light Wall / Bath | The classic schoolhouse light fixture has been an American icon for almost 90 years. The Academy collection from Sea Gull Lighting is today’s interpretation of these utilitarian lights which have enjoyed resurgence in popularity given their clean, versatile design. Today, top designers regularly select this ubiquitous look for applications in almost every room of the house. Available in Chrome, Brushed Nickel and Heirloom Bronze finishes. Many of the fixtures are available with incandescent lamping or ENERGY STAR-qualified LED lamping. The Academy collection includes pendants in four sizes, semi-flush ceiling fixtures in two sizes, and one-light, two-light, three-light and four-light wall/bath fixtures. Damp Listed. Most of these fixtures easily convert to LED by purchasing LED replacement lamps sold separately. | BATH | Academy | Wall / Bath Lighting | Brushed Nickel | 962 | Steel | Satin White Glass | D:6.75" H:5" | D:6.75" |  | 2 Medium A19 9.3w |  | 2 | Yes | [14 empty] | 0 | [12 empty] | 72.98 | 145.96 | 218.94 | W:17 1/4'' H:10'' E:10'' | 3.1 |  |  | 17.25 | 10 | Wall / Bath |  |  |  |  | 10 |  | No |  | No | [21 empty] | D:6 5/8'' OB DOWN:3'' Round |  |  |  | 6.5 | Black/White |  |  | Hardwired | 0 | 0 | 0 | 1 | 1 | 0 | 0 | 0 | 0 | 0 | 0 | 785652049675 | 16.5 | 9.5 | 11.5 | 5.1 | 1.043 | 175 | Yes | [9 empty] | cETL Damp | ACADEMY 2L BATH-962 | Two Light Wall / Bath |  | 44437EN3-962.jpg | 44437.jpg
44438-05 | Three Light Wall / Bath | The classic schoolhouse light fixture has been an American icon for almost 90 years. The Academy collection from Sea Gull Lighting is today’s interpretation of these utilitarian lights which have enjoyed resurgence in popularity given their clean, versatile design. Today, top designers regularly select this ubiquitous look for applications in almost every room of the house. Available in Chrome, Brushed Nickel and Heirloom Bronze finishes. Many of the fixtures are available with incandescent lamping or ENERGY STAR-qualified LED lamping. The Academy collection includes pendants in four sizes, semi-flush ceiling fixtures in two sizes, and one-light, two-light, three-light and four-light wall/bath fixtures. Damp Listed. Most of these fixtures easily convert to LED by purchasing LED replacement lamps sold separately. | BATH | Academy | Wall / Bath Lighting | Chrome | 5 | Steel | Satin White Glass | D:6.75" H:5" | D:6.75" |  | 3 Medium A19 60w |  | 3 | No | [14 empty] | 0 | [12 empty] | 81.48 | 162.96 | 244.44 | W:23 1/4'' H:10'' E:10'' | 5.1 |  |  | 23.25 | 10 | Wall / Bath |  |  |  |  | 10 |  | No |  | No | [21 empty] | D:6 5/8'' OB DOWN:3'' Round |  |  |  | 6.5 |  |  |  | Hardwired | 0 | 0 | 0 | 0 | 1 | 0 | 0 | 1 | 0 | 0 | 0 | 785652227691 | 23.5 | 9.5 | 11.5 | 7 | 1.486 | 175 | Yes | [9 empty] | cETL Damp | ACADEMY 3L BATH-05 | Three Light Wall / Bath |  | 44438-05.jpg | 44438.jpg
44438-782 | Three Light Wall / Bath | The classic schoolhouse light fixture has been an American icon for almost 90 years. The Academy collection from Sea Gull Lighting is today’s interpretation of these utilitarian lights which have enjoyed resurgence in popularity given their clean, versatile design. Today, top designers regularly select this ubiquitous look for applications in almost every room of the house. Available in Chrome, Brushed Nickel and Heirloom Bronze finishes. Many of the fixtures are available with incandescent lamping or ENERGY STAR-qualified LED lamping. The Academy collection includes pendants in four sizes, semi-flush ceiling fixtures in two sizes, and one-light, two-light, three-light and four-light wall/bath fixtures. Damp Listed. Most of these fixtures easily convert to LED by purchasing LED replacement lamps sold separately. | BATH | Academy | Wall / Bath Lighting | Heirloom Bronze | 782 | Steel | Satin White Glass | D:6.75" H:5" | D:6.75" |  | 3 Medium A19 60w |  | 3 | No | [14 empty] | 0 | [12 empty] | 74.95 | 149.9 | 224.85 | W:23 1/4'' H:10'' E:10'' | 5.1 |  |  | 23.25 | 10 | Wall / Bath |  |  |  |  | 10 |  | No |  | No | [21 empty] | D:6 5/8'' OB DOWN:3'' Round |  |  |  | 6.5 |  |  |  | Hardwired | 0 | 0 | 0 | 0 | 1 | 0 | 0 | 1 | 0 | 0 | 0 | 785652217159 | 23.75 | 9.75 | 12 | 6.3 | 1.608 | 250 | Yes | [9 empty] | cETL Damp | ACADEMY 3L BATH-782 | Three Light Wall / Bath |  | 44438-782.jpg | 44438.jpg
44438-962 | Three Light Wall / Bath | The classic schoolhouse light fixture has been an American icon for almost 90 years. The Academy collection from Sea Gull Lighting is today’s interpretation of these utilitarian lights which have enjoyed resurgence in popularity given their clean, versatile design. Today, top designers regularly select this ubiquitous look for applications in almost every room of the house. Available in Chrome, Brushed Nickel and Heirloom Bronze finishes. Many of the fixtures are available with incandescent lamping or ENERGY STAR-qualified LED lamping. The Academy collection includes pendants in four sizes, semi-flush ceiling fixtures in two sizes, and one-light, two-light, three-light and four-light wall/bath fixtures. Damp Listed. Most of these fixtures easily convert to LED by purchasing LED replacement lamps sold separately. | BATH | Academy | Wall / Bath Lighting | Brushed Nickel | 962 | Steel | Satin White Glass | D:6.75" H:5" | D:6.75" |  | 3 Medium A19 60w |  | 3 | No | [14 empty] | 0 | [12 empty] | 81.48 | 162.96 | 244.44 | W:23 1/4'' H:10'' E:10'' | 5.1 |  |  | 23.25 | 10 | Wall / Bath |  |  |  |  | 10 |  | No |  | No | [21 empty] | D:6 5/8'' OB DOWN:3'' Round |  |  |  | 6.5 |  |  |  | Hardwired | 0 | 0 | 0 | 0 | 1 | 0 | 0 | 1 | 0 | 0 | 0 | 785652217166 | 23.5 | 9.5 | 11.5 | 7 | 1.486 | 175 | Yes | [9 empty] | cETL Damp | ACADEMY 3L BATH-962 | Three Light Wall / Bath |  | 44438-962.jpg | 44438.jpg
44438EN3-05 | Three Light Wall / Bath | The classic schoolhouse light fixture has been an American icon for almost 90 years. The Academy collection from Sea Gull Lighting is today’s interpretation of these utilitarian lights which have enjoyed resurgence in popularity given their clean, versatile design. Today, top designers regularly select this ubiquitous look for applications in almost every room of the house. Available in Chrome, Brushed Nickel and Heirloom Bronze finishes. Many of the fixtures are available with incandescent lamping or ENERGY STAR-qualified LED lamping. The Academy collection includes pendants in four sizes, semi-flush ceiling fixtures in two sizes, and one-light, two-light, three-light and four-light wall/bath fixtures. Damp Listed. Most of these fixtures easily convert to LED by purchasing LED replacement lamps sold separately. | BATH | Academy | Wall / Bath Lighting | Chrome | 5 | Steel | Satin White Glass | D:6.75" H:5" | D:6.75" |  | 3 Medium A19 9.3w |  | 3 | Yes | [14 empty] | 0 | [12 empty] | 97.98 | 195.96 | 293.94 | W:23 1/4'' H:10'' E:10'' | 5.1 |  |  | 23.25 | 10 | Wall / Bath |  |  |  |  | 10 |  | No |  | No | [21 empty] | D:6 5/8'' OB DOWN:3'' Round |  |  |  | 6.5 | Black/White |  |  | Hardwired | 0 | 0 | 0 | 1 | 1 | 0 | 0 | 0 | 0 | 0 | 0 | 785652049682 | 23.5 | 9.5 | 11.5 | 7 | 1.486 | 175 | Yes | [9 empty] | cETL Damp | ACADEMY 3L BATH-05 | Three Light Wall / Bath |  | 44438EN3-05.jpg | 44438.jpg
44438EN3-782 | Three Light Wall / Bath | The classic schoolhouse light fixture has been an American icon for almost 90 years. The Academy collection from Sea Gull Lighting is today’s interpretation of these utilitarian lights which have enjoyed resurgence in popularity given their clean, versatile design. Today, top designers regularly select this ubiquitous look for applications in almost every room of the house. Available in Chrome, Brushed Nickel and Heirloom Bronze finishes. Many of the fixtures are available with incandescent lamping or ENERGY STAR-qualified LED lamping. The Academy collection includes pendants in four sizes, semi-flush ceiling fixtures in two sizes, and one-light, two-light, three-light and four-light wall/bath fixtures. Damp Listed. Most of these fixtures easily convert to LED by purchasing LED replacement lamps sold separately. | BATH | Academy | Wall / Bath Lighting | Heirloom Bronze | 782 | Steel | Satin White Glass | D:6.75" H:5" | D:6.75" |  | 3 Medium A19 9.3w |  | 3 | Yes | [14 empty] | 0 | [12 empty] | 95.48 | 190.96 | 286.44 | W:23 1/4'' H:10'' E:10'' | 5.1 |  |  | 23.25 | 10 | Wall / Bath |  |  |  |  | 10 |  | No |  | No | [21 empty] | D:6 5/8'' OB DOWN:3'' Round |  |  |  | 6.5 | Black/White |  |  | Hardwired | 0 | 0 | 0 | 1 | 1 | 0 | 0 | 0 | 0 | 0 | 0 | 785652049699 | 23.75 | 9.75 | 12 | 6.3 | 1.608 | 250 | Yes | [9 empty] | cETL Damp | ACADEMY 3L BATH-782 | Three Light Wall / Bath |  | 44438EN3-782.jpg | 44438.jpg
44438EN3-962 | Three Light Wall / Bath | The classic schoolhouse light fixture has been an American icon for almost 90 years. The Academy collection from Sea Gull Lighting is today’s interpretation of these utilitarian lights which have enjoyed resurgence in popularity given their clean, versatile design. Today, top designers regularly select this ubiquitous look for applications in almost every room of the house. Available in Chrome, Brushed Nickel and Heirloom Bronze finishes. Many of the fixtures are available with incandescent lamping or ENERGY STAR-qualified LED lamping. The Academy collection includes pendants in four sizes, semi-flush ceiling fixtures in two sizes, and one-light, two-light, three-light and four-light wall/bath fixtures. Damp Listed. Most of these fixtures easily convert to LED by purchasing LED replacement lamps sold separately. | BATH | Academy | Wall / Bath Lighting | Brushed Nickel | 962 | Steel | Satin White Glass | D:6.75" H:5" | D:6.75" |  | 3 Medium A19 9.3w |  | 3 | Yes | [14 empty] | 0 | [12 empty] | 97.98 | 195.96 | 293.94 | W:23 1/4'' H:10'' E:10'' | 5.1 |  |  | 23.25 | 10 | Wall / Bath |  |  |  |  | 10 |  | No |  | No | [21 empty] | D:6 5/8'' OB DOWN:3'' Round |  |  |  | 6.5 | Black/White |  |  | Hardwired | 0 | 0 | 0 | 1 | 1 | 0 | 0 | 0 | 0 | 0 | 0 | 785652049705 | 23.5 | 9.5 | 11.5 | 7 | 1.486 | 175 | Yes | [9 empty] | cETL Damp | ACADEMY 3L BATH-962 | Three Light Wall / Bath |  | 44438EN3-962.jpg | 44438.jpg
44439-05 | Four Light Wall / Bath | The classic schoolhouse light fixture has been an American icon for almost 90 years. The Academy collection from Sea Gull Lighting is today’s interpretation of these utilitarian lights which have enjoyed resurgence in popularity given their clean, versatile design. Today, top designers regularly select this ubiquitous look for applications in almost every room of the house. Available in Chrome, Brushed Nickel and Heirloom Bronze finishes. Many of the fixtures are available with incandescent lamping or ENERGY STAR-qualified LED lamping. The Academy collection includes pendants in four sizes, semi-flush ceiling fixtures in two sizes, and one-light, two-light, three-light and four-light wall/bath fixtures. Damp Listed. Most of these fixtures easily convert to LED by purchasing LED replacement lamps sold separately. | BATH | Academy | Wall / Bath Lighting | Chrome | 5 | Steel | Satin White Glass | D:6.75" H:5" | D:6.75" |  | 4 Medium A19 60w |  | 4 | No | [14 empty] | 0 | [12 empty] | 110.98 | 221.96 | 332.94 | W:31 1/2'' H:10'' E:10'' | 6.45 |  |  | 31.5 | 10 | Wall / Bath |  |  |  |  | 10 |  | No |  | No | [21 empty] | D:6 5/8'' OB DOWN:3'' Round |  |  |  | 6.5 |  |  |  | Hardwired | 0 | 0 | 0 | 0 | 1 | 0 | 0 | 1 | 0 | 0 | 0 | 785652227714 | 31 | 9.5 | 11.75 | 8.6 | 2.003 | 175 | Yes | [9 empty] | cETL Damp | ACADEMY 4L BATH-05 | Four Light Wall / Bath |  | 44439-05.jpg | 44439.jpg
44439-782 | Four Light Wall / Bath | The classic schoolhouse light fixture has been an American icon for almost 90 years. The Academy collection from Sea Gull Lighting is today’s interpretation of these utilitarian lights which have enjoyed resurgence in popularity given their clean, versatile design. Today, top designers regularly select this ubiquitous look for applications in almost every room of the house. Available in Chrome, Brushed Nickel and Heirloom Bronze finishes. Many of the fixtures are available with incandescent lamping or ENERGY STAR-qualified LED lamping. The Academy collection includes pendants in four sizes, semi-flush ceiling fixtures in two sizes, and one-light, two-light, three-light and four-light wall/bath fixtures. Damp Listed. Most of these fixtures easily convert to LED by purchasing LED replacement lamps sold separately. | BATH | Academy | Wall / Bath Lighting | Heirloom Bronze | 782 | Steel | Satin White Glass | D:6.75" H:5" | D:6.75" |  | 4 Medium A19 60w |  | 4 | No | [14 empty] | 0 | [12 empty] | 110.98 | 221.96 | 332.94 | W:31 1/2'' H:10'' E:10'' | 6.45 |  |  | 31.5 | 10 | Wall / Bath |  |  |  |  | 10 |  | No |  | No | [21 empty] | D:6 5/8'' OB DOWN:3'' Round |  |  |  | 6.5 |  |  |  | Hardwired | 0 | 0 | 0 | 0 | 1 | 0 | 0 | 1 | 0 | 0 | 0 | 785652217173 | 31.25 | 9.75 | 11.5 | 8.6 | 2.028 | 175 | Yes | [9 empty] | cETL Damp | ACADEMY 3L BATH-782 | Four Light Wall / Bath |  | 44439-782.jpg | 44439.jpg
44439-962 | Four Light Wall / Bath | The classic schoolhouse light fixture has been an American icon for almost 90 years. The Academy collection from Sea Gull Lighting is today’s interpretation of these utilitarian lights which have enjoyed resurgence in popularity given their clean, versatile design. Today, top designers regularly select this ubiquitous look for applications in almost every room of the house. Available in Chrome, Brushed Nickel and Heirloom Bronze finishes. Many of the fixtures are available with incandescent lamping or ENERGY STAR-qualified LED lamping. The Academy collection includes pendants in four sizes, semi-flush ceiling fixtures in two sizes, and one-light, two-light, three-light and four-light wall/bath fixtures. Damp Listed. Most of these fixtures easily convert to LED by purchasing LED replacement lamps sold separately. | BATH | Academy | Wall / Bath Lighting | Brushed Nickel | 962 | Steel | Satin White Glass | D:6.75" H:5" | D:6.75" |  | 4 Medium A19 60w |  | 4 | No | [14 empty] | 0 | [12 empty] | 110.98 | 221.96 | 332.94 | W:31 1/2'' H:10'' E:10'' | 6.45 |  |  | 31.5 | 10 | Wall / Bath |  |  |  |  | 10 |  | No |  | No | [21 empty] | D:6 5/8'' OB DOWN:3'' Round |  |  |  | 6.5 |  |  |  | Hardwired | 0 | 0 | 0 | 0 | 1 | 0 | 0 | 1 | 0 | 0 | 0 | 785652217180 | 31 | 9.5 | 11.75 | 8.6 | 2.003 | 175 | Yes | [9 empty] | cETL Damp | ACADEMY 3L BATH-962 | Four Light Wall / Bath |  | 44439-962.jpg | 44439.jpg
44439EN3-05 | Four Light Wall / Bath | The classic schoolhouse light fixture has been an American icon for almost 90 years. The Academy collection from Sea Gull Lighting is today’s interpretation of these utilitarian lights which have enjoyed resurgence in popularity given their clean, versatile design. Today, top designers regularly select this ubiquitous look for applications in almost every room of the house. Available in Chrome, Brushed Nickel and Heirloom Bronze finishes. Many of the fixtures are available with incandescent lamping or ENERGY STAR-qualified LED lamping. The Academy collection includes pendants in four sizes, semi-flush ceiling fixtures in two sizes, and one-light, two-light, three-light and four-light wall/bath fixtures. Damp Listed. Most of these fixtures easily convert to LED by purchasing LED replacement lamps sold separately. | BATH | Academy | Wall / Bath Lighting | Chrome | 5 | Steel | Satin White Glass | D:6.75" H:5" | D:6.75" |  | 4 Medium A19 9.3w |  | 4 | Yes | [14 empty] | 0 | [12 empty] | 133.48 | 266.96 | 400.44 | W:31 1/2'' H:10'' E:10'' | 6.45 |  |  | 31.5 | 10 | Wall / Bath |  |  |  |  | 10 |  | No |  | No | [21 empty] | D:6 5/8'' OB DOWN:3'' Round |  |  |  | 6.5 | Black/White |  |  | Hardwired | 0 | 0 | 0 | 1 | 1 | 0 | 0 | 0 | 0 | 0 | 0 | 785652049712 | 31 | 9.5 | 11.75 | 8.6 | 2.003 | 175 | Yes | [9 empty] | cETL Damp | ACADEMY 3L BATH-05 | Four Light Wall / Bath |  | 44439EN3-05.jpg | 44439.jpg
44439EN3-782 | Four Light Wall / Bath | The classic schoolhouse light fixture has been an American icon for almost 90 years. The Academy collection from Sea Gull Lighting is today’s interpretation of these utilitarian lights which have enjoyed resurgence in popularity given their clean, versatile design. Today, top designers regularly select this ubiquitous look for applications in almost every room of the house. Available in Chrome, Brushed Nickel and Heirloom Bronze finishes. Many of the fixtures are available with incandescent lamping or ENERGY STAR-qualified LED lamping. The Academy collection includes pendants in four sizes, semi-flush ceiling fixtures in two sizes, and one-light, two-light, three-light and four-light wall/bath fixtures. Damp Listed. Most of these fixtures easily convert to LED by purchasing LED replacement lamps sold separately. | BATH | Academy | Wall / Bath Lighting | Heirloom Bronze | 782 | Steel | Satin White Glass | D:6.75" H:5" | D:6.75" |  | 4 Medium A19 9.3w |  | 4 | Yes | [14 empty] | 0 | [12 empty] | 133.48 | 266.96 | 400.44 | W:31 1/2'' H:10'' E:10'' | 6.45 |  |  | 31.5 | 10 | Wall / Bath |  |  |  |  | 10 |  | No |  | No | [21 empty] | D:6 5/8'' OB DOWN:3'' Round |  |  |  | 6.5 | Black/White |  |  | Hardwired | 0 | 0 | 0 | 1 | 1 | 0 | 0 | 0 | 0 | 0 | 0 | 785652049729 | 31 | 9.5 | 11.75 | 8.6 | 2.003 | 175 | Yes | [9 empty] | cETL Damp | ACADEMY 3L BATH-782 | Four Light Wall / Bath |  | 44439EN3-782.jpg | 44439.jpg
44439EN3-962 | Four Light Wall / Bath | The classic schoolhouse light fixture has been an American icon for almost 90 years. The Academy collection from Sea Gull Lighting is today’s interpretation of these utilitarian lights which have enjoyed resurgence in popularity given their clean, versatile design. Today, top designers regularly select this ubiquitous look for applications in almost every room of the house. Available in Chrome, Brushed Nickel and Heirloom Bronze finishes. Many of the fixtures are available with incandescent lamping or ENERGY STAR-qualified LED lamping. The Academy collection includes pendants in four sizes, semi-flush ceiling fixtures in two sizes, and one-light, two-light, three-light and four-light wall/bath fixtures. Damp Listed. Most of these fixtures easily convert to LED by purchasing LED replacement lamps sold separately. | BATH | Academy | Wall / Bath Lighting | Brushed Nickel | 962 | Steel | Satin White Glass | D:6.75" H:5" | D:6.75" |  | 4 Medium A19 9.3w |  | 4 | Yes | [14 empty] | 0 | [12 empty] | 133.48 | 266.96 | 400.44 | W:31 1/2'' H:10'' E:10'' | 6.45 |  |  | 31.5 | 10 | Wall / Bath |  |  |  |  | 10 |  | No |  | No | [21 empty] | D:6 5/8'' OB DOWN:3'' Round |  |  |  | 6.5 | Black/White |  |  | Hardwired | 0 | 0 | 0 | 1 | 1 | 0 | 0 | 0 | 0 | 0 | 0 | 785652049736 | 31 | 9.5 | 11.75 | 8.6 | 2.003 | 175 | Yes | [9 empty] | cETL Damp | ACADEMY 3L BATH-962 | Four Light Wall / Bath |  | 44439EN3-962.jpg | 44439.jpg
4450402-05 | Two Light Wall / Bath | Inspired by the Craftsman style, the Denhelm collection by Sea Gull Lighting has a strong presence with its robust, angular design and substantial, die-cast zinc construction. Available in Brushed Nickel and Burnt Sienna finishes, in addition to a Chrome finish also offered for wall fixtures – all of which feature Etched White glass shades. The assortment includes a one-light mini-pendant, and one-light, two-light, three-light and four-light wall/bath fixtures. Both incandescent lamping and ENERGY STAR-qualified LED lamping are available; all fixtures are California Title 24 compliant. | BATH | Denhelm | Wall / Bath Lighting | Chrome | 5 | Steel / Zinc | Etched / White Inside Glass | L:5.75" W:5.75" H:5.5" | L:5.75" W:5.75" |  | 2 Medium A19 100w |  | 2 | No | [14 empty] | 0 | [12 empty] | 72.98 | 145.96 | 218.94 | W:16 1/2'' H:10'' E:7 1/2'' | 5.8 |  |  | 16.5 | 10 | Wall / Bath |  |  |  |  | 7.5 |  | No |  | No | [21 empty] | DP:2 1/4'' W:4 3/4'' H:4 3/4'' OB UP:7 1/2'' OB DOWN:2 1/2'' Square |  |  |  | 6.5 |  |  |  | Hardwired | 0 | 1 | 0 | 0 | 1 | 0 | 0 | 1 | 0 | 0 | 0 | 785652242120 | 16 | 10.25 | 12.5 | 7.8 | 1.186 | 125 | Yes | [8 empty] | ETL Damp |  | DENHELM 2L BATH-05 | Two Light Wall / Bath |  | 4450402-05.jpg | 4450402.jpg
4450402-710 | Two Light Wall / Bath | Inspired by the Craftsman style, the Denhelm collection by Sea Gull Lighting has a strong presence with its robust, angular design and substantial, die-cast zinc construction. Available in Brushed Nickel and Burnt Sienna finishes, in addition to a Chrome finish also offered for wall fixtures – all of which feature Etched White glass shades. The assortment includes a one-light mini-pendant, and one-light, two-light, three-light and four-light wall/bath fixtures. Both incandescent lamping and ENERGY STAR-qualified LED lamping are available; all fixtures are California Title 24 compliant. | BATH | Denhelm | Wall / Bath Lighting | Burnt Sienna | 710 | Steel / Zinc | Etched / White Inside Glass | L:5.75" W:5.75" H:5.5" | L:5.75" W:5.75" |  | 2 Medium A19 100w |  | 2 | No | [14 empty] | 0 | [12 empty] | 69.45 | 138.9 | 208.35 | W:16 1/2'' H:10'' E:7 1/2'' | 5.8 |  |  | 16.5 | 10 | Wall / Bath |  |  |  |  | 7.5 |  | No |  | No | [21 empty] | DP:2 1/4'' W:4 3/4'' H:4 3/4'' OB UP:7 1/2'' OB DOWN:2 1/2'' Square |  |  |  | 6.5 |  |  |  | Hardwired | 0 | 1 | 0 | 0 | 1 | 0 | 0 | 1 | 0 | 0 | 0 | 785652242113 | 16 | 10.25 | 12.5 | 7.8 | 1.186 | 125 | Yes | [8 empty] | ETL Damp |  | DENHELM 2L BATH-710 | Two Light Wall / Bath |  | 4450402-710.jpg | 4450402.jpg
4450402-962 | Two Light Wall / Bath | Inspired by the Craftsman style, the Denhelm collection by Sea Gull Lighting has a strong presence with its robust, angular design and substantial, die-cast zinc construction. Available in Brushed Nickel and Burnt Sienna finishes, in addition to a Chrome finish also offered for wall fixtures – all of which feature Etched White glass shades. The assortment includes a one-light mini-pendant, and one-light, two-light, three-light and four-light wall/bath fixtures. Both incandescent lamping and ENERGY STAR-qualified LED lamping are available; all fixtures are California Title 24 compliant. | BATH | Denhelm | Wall / Bath Lighting | Brushed Nickel | 962 | Steel / Zinc | Etched / White Inside Glass | L:5.75" W:5.75" H:5.5" | L:5.75" W:5.75" |  | 2 Medium A19 100w |  | 2 | No | [14 empty] | 0 | [12 empty] | 72.98 | 145.96 | 218.94 | W:16 1/2'' H:10'' E:7 1/2'' | 5.8 |  |  | 16.5 | 10 | Wall / Bath |  |  |  |  | 7.5 |  | No |  | No | [21 empty] | DP:2 1/4'' W:4 3/4'' H:4 3/4'' OB UP:7 1/2'' OB DOWN:2 1/2'' Square |  |  |  | 6.5 |  |  |  | Hardwired | 0 | 1 | 0 | 0 | 1 | 0 | 0 | 1 | 0 | 0 | 0 | 785652242106 | 16 | 10.25 | 12.5 | 7.8 | 1.186 | 125 | Yes | [8 empty] | ETL Damp |  | DENHELM 2L BATH-962 | Two Light Wall / Bath |  | 4450402-962.jpg | 4450402.jpg
4450402EN3-05 | Two Light Wall / Bath | Inspired by the Craftsman style, the Denhelm collection by Sea Gull Lighting has a strong presence with its robust, angular design and substantial, die-cast zinc construction. Available in Brushed Nickel and Burnt Sienna finishes, in addition to a Chrome finish also offered for wall fixtures – all of which feature Etched White glass shades. The assortment includes a one-light mini-pendant, and one-light, two-light, three-light and four-light wall/bath fixtures. Both incandescent lamping and ENERGY STAR-qualified LED lamping are available; all fixtures are California Title 24 compliant. | BATH | Denhelm | Wall / Bath Lighting | Chrome | 5 | Steel / Zinc | Etched / White Inside Glass | L:5.75" W:5.75" H:5.5" | L:5.75" W:5.75" |  | 2 Medium A19 9.3w |  | 2 | Yes | [14 empty] | 0 | [12 empty] | 83.48 | 166.96 | 250.44 | W:16 1/2'' H:10'' E:7 1/2'' | 5.8 |  |  | 16.5 | 10 | Wall / Bath |  |  |  |  | 7.5 |  | No |  | No | [21 empty] | DP:2 1/4'' W:4 3/4'' H:4 3/4'' OB UP:7 1/2'' OB DOWN:2 1/2'' Square |  |  |  | 6.5 | Black/White |  |  | Hardwired | 0 | 1 | 0 | 1 | 1 | 0 | 0 | 0 | 0 | 0 | 0 | 785652045219 | 20 | 10 | 8.25 | 7.1 | 0.955 | 125 | Yes | [8 empty] | ETL Damp |  | DENHELM 2L BATH-05 | Two Light Wall / Bath |  | 4450402EN3-05.jpg | 4450402.jpg
4450402EN3-710 | Two Light Wall / Bath | Inspired by the Craftsman style, the Denhelm collection by Sea Gull Lighting has a strong presence with its robust, angular design and substantial, die-cast zinc construction. Available in Brushed Nickel and Burnt Sienna finishes, in addition to a Chrome finish also offered for wall fixtures – all of which feature Etched White glass shades. The assortment includes a one-light mini-pendant, and one-light, two-light, three-light and four-light wall/bath fixtures. Both incandescent lamping and ENERGY STAR-qualified LED lamping are available; all fixtures are California Title 24 compliant. | BATH | Denhelm | Wall / Bath Lighting | Burnt Sienna | 710 | Steel / Zinc | Etched / White Inside Glass | L:5.75" W:5.75" H:5.5" | L:5.75" W:5.75" |  | 2 Medium A19 9.3w |  | 2 | Yes | [14 empty] | 0 | [12 empty] | 79.95 | 159.9 | 239.85 | W:16 1/2'' H:10'' E:7 1/2'' | 5.8 |  |  | 16.5 | 10 | Wall / Bath |  |  |  |  | 7.5 |  | No |  | No | [21 empty] | DP:2 1/4'' W:4 3/4'' H:4 3/4'' OB UP:7 1/2'' OB DOWN:2 1/2'' Square |  |  |  | 6.5 | Black/White |  |  | Hardwired | 0 | 1 | 0 | 1 | 1 | 0 | 0 | 0 | 0 | 0 | 0 | 785652045226 | 16 | 10.25 | 12.5 | 7.8 | 1.186 | 125 | Yes | [8 empty] | ETL Damp |  | DENHELM 2L BATH-710 | Two Light Wall / Bath |  | 4450402EN3-710.jpg | 4450402.jpg
4450402EN3-962 | Two Light Wall / Bath | Inspired by the Craftsman style, the Denhelm collection by Sea Gull Lighting has a strong presence with its robust, angular design and substantial, die-cast zinc construction. Available in Brushed Nickel and Burnt Sienna finishes, in addition to a Chrome finish also offered for wall fixtures – all of which feature Etched White glass shades. The assortment includes a one-light mini-pendant, and one-light, two-light, three-light and four-light wall/bath fixtures. Both incandescent lamping and ENERGY STAR-qualified LED lamping are available; all fixtures are California Title 24 compliant. | BATH | Denhelm | Wall / Bath Lighting | Brushed Nickel | 962 | Steel / Zinc | Etched / White Inside Glass | L:5.75" W:5.75" H:5.5" | L:5.75" W:5.75" |  | 2 Medium A19 9.3w |  | 2 | Yes | [14 empty] | 0 | [12 empty] | 83.48 | 166.96 | 250.44 | W:16 1/2'' H:10'' E:7 1/2'' | 5.8 |  |  | 16.5 | 10 | Wall / Bath |  |  |  |  | 7.5 |  | No |  | No | [21 empty] | DP:2 1/4'' W:4 3/4'' H:4 3/4'' OB UP:7 1/2'' OB DOWN:2 1/2'' Square |  |  |  | 6.5 | Black/White |  |  | Hardwired | 0 | 1 | 0 | 1 | 1 | 0 | 0 | 0 | 0 | 0 | 0 | 785652045233 | 16 | 10.25 | 12.5 | 7.8 | 1.186 | 125 | Yes | [8 empty] | ETL Damp |  | DENHELM 2L BATH-962 | Two Light Wall / Bath |  | 4450402EN3-962.jpg | 4450402.jpg
4450403-05 | Three Light Wall / Bath | Inspired by the Craftsman style, the Denhelm collection by Sea Gull Lighting has a strong presence with its robust, angular design and substantial, die-cast zinc construction. Available in Brushed Nickel and Burnt Sienna finishes, in addition to a Chrome finish also offered for wall fixtures – all of which feature Etched White glass shades. The assortment includes a one-light mini-pendant, and one-light, two-light, three-light and four-light wall/bath fixtures. Both incandescent lamping and ENERGY STAR-qualified LED lamping are available; all fixtures are California Title 24 compliant. | BATH | Denhelm | Wall / Bath Lighting | Chrome | 5 | Steel / Zinc | Etched / White Inside Glass | L:5.75" W:5.75" H:5.5" | L:5.75" W:5.75" |  | 3 Medium A19 100w |  | 3 | No | [14 empty] | 0 | [12 empty] | 90.48 | 180.96 | 271.44 | W:24 1/4'' H:10'' E:7 1/2'' | 5.8 |  |  | 24.25 | 10 | Wall / Bath |  |  |  |  | 7.5 |  | No |  | No | [21 empty] | DP:2 1/4'' W:4 3/4'' H:4 3/4'' OB UP:7 1/2'' OB DOWN:2 1/2'' Square |  |  |  | 6.5 |  |  |  | Hardwired | 0 | 1 | 0 | 0 | 1 | 0 | 0 | 1 | 0 | 0 | 0 | 785652242151 | 24.5 | 10.6 | 9.25 | 10.1 | 1.39 | 125 | Yes | [8 empty] | ETL Damp |  | DENHELM 3L BATH-05 | Three Light Wall / Bath |  | 4450403-05.jpg | 4450403.jpg
4450403-710 | Three Light Wall / Bath | Inspired by the Craftsman style, the Denhelm collection by Sea Gull Lighting has a strong presence with its robust, angular design and substantial, die-cast zinc construction. Available in Brushed Nickel and Burnt Sienna finishes, in addition to a Chrome finish also offered for wall fixtures – all of which feature Etched White glass shades. The assortment includes a one-light mini-pendant, and one-light, two-light, three-light and four-light wall/bath fixtures. Both incandescent lamping and ENERGY STAR-qualified LED lamping are available; all fixtures are California Title 24 compliant. | BATH | Denhelm | Wall / Bath Lighting | Burnt Sienna | 710 | Steel / Zinc | Etched / White Inside Glass | L:5.75" W:5.75" H:5.5" | L:5.75" W:5.75" |  | 3 Medium A19 100w |  | 3 | No | [14 empty] | 0 | [12 empty] | 86.95 | 173.9 | 260.85 | W:24 1/4'' H:10'' E:7 1/2'' | 7.8 |  |  | 24.25 | 10 | Wall / Bath |  |  |  |  | 7.5 |  | No |  | No | [21 empty] | DP:2 1/4'' W:4 3/4'' H:4 3/4'' OB UP:7 1/2'' OB DOWN:2 1/2'' Square |  |  |  | 6.5 |  |  |  | Hardwired | 0 | 1 | 0 | 0 | 1 | 0 | 0 | 1 | 0 | 0 | 0 | 785652242144 | 24.5 | 10.5 | 9.25 | 10.4 | 1.377 | 125 | Yes | [8 empty] | ETL Damp |  | DENHELM 3L BATH-710 | Three Light Wall / Bath |  | 4450403-710.jpg | 4450403.jpg
4450403-962 | Three Light Wall / Bath | Inspired by the Craftsman style, the Denhelm collection by Sea Gull Lighting has a strong presence with its robust, angular design and substantial, die-cast zinc construction. Available in Brushed Nickel and Burnt Sienna finishes, in addition to a Chrome finish also offered for wall fixtures – all of which feature Etched White glass shades. The assortment includes a one-light mini-pendant, and one-light, two-light, three-light and four-light wall/bath fixtures. Both incandescent lamping and ENERGY STAR-qualified LED lamping are available; all fixtures are California Title 24 compliant. | BATH | Denhelm | Wall / Bath Lighting | Brushed Nickel | 962 | Steel / Zinc | Etched / White Inside Glass | L:5.75" W:5.75" H:5.5" | L:5.75" W:5.75" |  | 3 Medium A19 100w |  | 3 | No | [14 empty] | 0 | [12 empty] | 90.48 | 180.96 | 271.44 | W:24 1/4'' H:10'' E:7 1/2'' | 7.8 |  |  | 24.25 | 10 | Wall / Bath |  |  |  |  | 7.5 |  | No |  | No | [21 empty] | DP:2 1/4'' W:4 3/4'' H:4 3/4'' OB UP:7 1/2'' OB DOWN:2 1/2'' Square |  |  |  | 6.5 |  |  |  | Hardwired | 0 | 1 | 0 | 0 | 1 | 0 | 0 | 1 | 0 | 0 | 0 | 785652242137 | 22.5 | 9.75 | 9.5 | 9.2 | 1.206 | 125 | Yes | [8 empty] | ETL Damp |  | DENHELM 3L BATH-962 | Three Light Wall / Bath |  | 4450403-962.jpg | 4450403.jpg
4450403EN3-05 | Three Light Wall / Bath | Inspired by the Craftsman style, the Denhelm collection by Sea Gull Lighting has a strong presence with its robust, angular design and substantial, die-cast zinc construction. Available in Brushed Nickel and Burnt Sienna finishes, in addition to a Chrome finish also offered for wall fixtures – all of which feature Etched White glass shades. The assortment includes a one-light mini-pendant, and one-light, two-light, three-light and four-light wall/bath fixtures. Both incandescent lamping and ENERGY STAR-qualified LED lamping are available; all fixtures are California Title 24 compliant. | BATH | Denhelm | Wall / Bath Lighting | Chrome | 5 | Steel / Zinc | Etched / White Inside Glass | L:5.75" W:5.75" H:5.5" | L:5.75" W:5.75" |  | 3 Medium A19 9.3w |  | 3 | Yes | [14 empty] | 0 | [12 empty] | 107.48 | 214.96 | 322.44 | W:24 1/4'' H:10'' E:7 1/2'' | 7.8 |  |  | 24.25 | 10 | Wall / Bath |  |  |  |  | 7.5 |  | No |  | No | [21 empty] | DP:2 1/4'' W:4 3/4'' H:4 3/4'' OB UP:7 1/2'' OB DOWN:2 1/2'' Square |  |  |  | 6.5 | Black/White |  |  | Hardwired | 0 | 1 | 0 | 1 | 1 | 0 | 0 | 0 | 0 | 0 | 0 | 785652045240 | 24.5 | 10.6 | 9.25 | 10.1 | 1.39 | 125 | Yes | [8 empty] | ETL Damp |  | DENHELM 3L BATH-05 | Three Light Wall / Bath |  | 4450403EN3-05.jpg | 4450403.jpg
4450403EN3-710 | Three Light Wall / Bath | Inspired by the Craftsman style, the Denhelm collection by Sea Gull Lighting has a strong presence with its robust, angular design and substantial, die-cast zinc construction. Available in Brushed Nickel and Burnt Sienna finishes, in addition to a Chrome finish also offered for wall fixtures – all of which feature Etched White glass shades. The assortment includes a one-light mini-pendant, and one-light, two-light, three-light and four-light wall/bath fixtures. Both incandescent lamping and ENERGY STAR-qualified LED lamping are available; all fixtures are California Title 24 compliant. | BATH | Denhelm | Wall / Bath Lighting | Burnt Sienna | 710 | Steel / Zinc | Etched / White Inside Glass | L:5.75" W:5.75" H:5.5" | L:5.75" W:5.75" |  | 3 Medium A19 9.3w |  | 3 | Yes | [14 empty] | 0 | [12 empty] | 102.95 | 205.9 | 308.85 | W:24 1/4'' H:10'' E:7 1/2'' | 7.8 |  |  | 24.25 | 10 | Wall / Bath |  |  |  |  | 7.5 |  | No |  | No | [21 empty] | DP:2 1/4'' W:4 3/4'' H:4 3/4'' OB UP:7 1/2'' OB DOWN:2 1/2'' Square |  |  |  | 6.5 | Black/White |  |  | Hardwired | 0 | 1 | 0 | 1 | 1 | 0 | 0 | 0 | 0 | 0 | 0 | 785652045257 | 24.5 | 10.5 | 9.25 | 10.4 | 1.377 | 125 | Yes | [8 empty] | ETL Damp |  | DENHELM 3L BATH-710 | Three Light Wall / Bath |  | 4450403EN3-710.jpg | 4450403.jpg
4450403EN3-962 | Three Light Wall / Bath | Inspired by the Craftsman style, the Denhelm collection by Sea Gull Lighting has a strong presence with its robust, angular design and substantial, die-cast zinc construction. Available in Brushed Nickel and Burnt Sienna finishes, in addition to a Chrome finish also offered for wall fixtures – all of which feature Etched White glass shades. The assortment includes a one-light mini-pendant, and one-light, two-light, three-light and four-light wall/bath fixtures. Both incandescent lamping and ENERGY STAR-qualified LED lamping are available; all fixtures are California Title 24 compliant. | BATH | Denhelm | Wall / Bath Lighting | Brushed Nickel | 962 | Steel / Zinc | Etched / White Inside Glass | L:5.75" W:5.75" H:5.5" | L:5.75" W:5.75" |  | 3 Medium A19 9.3w |  | 3 | Yes | [14 empty] | 0 | [12 empty] | 107.48 | 214.96 | 322.44 | W:24 1/4'' H:10'' E:7 1/2'' | 7.8 |  |  | 24.25 | 10 | Wall / Bath |  |  |  |  | 7.5 |  | No |  | No | [21 empty] | DP:2 1/4'' W:4 3/4'' H:4 3/4'' OB UP:7 1/2'' OB DOWN:2 1/2'' Square |  |  |  | 6.5 | Black/White |  |  | Hardwired | 0 | 1 | 0 | 1 | 1 | 0 | 0 | 0 | 0 | 0 | 0 | 785652045264 | 24.5 | 10.6 | 9.25 | 10.1 | 1.39 | 125 | Yes | [8 empty] | ETL Damp |  | DENHELM 3L BATH-962 | Three Light Wall / Bath |  | 4450403EN3-962.jpg | 4450403.jpg
4450404-05 | Four Light Wall / Bath | Inspired by the Craftsman style, the Denhelm collection by Sea Gull Lighting has a strong presence with its robust, angular design and substantial, die-cast zinc construction. Available in Brushed Nickel and Burnt Sienna finishes, in addition to a Chrome finish also offered for wall fixtures – all of which feature Etched White glass shades. The assortment includes a one-light mini-pendant, and one-light, two-light, three-light and four-light wall/bath fixtures. Both incandescent lamping and ENERGY STAR-qualified LED lamping are available; all fixtures are California Title 24 compliant. | BATH | Denhelm | Wall / Bath Lighting | Chrome | 5 | Steel / Zinc | Etched / White Inside Glass | L:5.75" W:5.75" H:5.5" | L:5.75" W:5.75" |  | 4 Medium A19 100w |  | 4 | No | [14 empty] | 0 | [12 empty] | 124.98 | 249.96 | 374.94 | W:31 3/4'' H:10'' E:7 1/2'' | 7.8 |  |  | 31.75 | 10 | Wall / Bath |  |  |  |  | 7.5 |  | No |  | No | [21 empty] | DP:2 1/4'' W:4 3/4'' H:4 3/4'' OB UP:7 1/2'' OB DOWN:2 1/2'' Square |  |  |  | 6.5 |  |  |  | Hardwired | 0 | 1 | 0 | 0 | 1 | 0 | 0 | 1 | 0 | 0 | 0 | 785652242182 | 31.5 | 10.6 | 9.2 | 13.2 | 1.778 | 125 | Yes | [8 empty] | ETL Damp |  | DENHELM 4L BATH-05 | Four Light Wall / Bath |  | 4450404-05.jpg | 4450404.jpg
4450404-710 | Four Light Wall / Bath | Inspired by the Craftsman style, the Denhelm collection by Sea Gull Lighting has a strong presence with its robust, angular design and substantial, die-cast zinc construction. Available in Brushed Nickel and Burnt Sienna finishes, in addition to a Chrome finish also offered for wall fixtures – all of which feature Etched White glass shades. The assortment includes a one-light mini-pendant, and one-light, two-light, three-light and four-light wall/bath fixtures. Both incandescent lamping and ENERGY STAR-qualified LED lamping are available; all fixtures are California Title 24 compliant. | BATH | Denhelm | Wall / Bath Lighting | Burnt Sienna | 710 | Steel / Zinc | Etched / White Inside Glass | L:5.75" W:5.75" H:5.5" | L:5.75" W:5.75" |  | 4 Medium A19 100w |  | 4 | No | [14 empty] | 0 | [12 empty] | 124.45 | 248.9 | 373.35 | W:31 3/4'' H:10'' E:7 1/2'' | 9.9 |  |  | 31.75 | 10 | Wall / Bath |  |  |  |  | 7.5 |  | No |  | No | [21 empty] | DP:2 1/4'' W:4 3/4'' H:4 3/4'' OB UP:7 1/2'' OB DOWN:2 1/2'' Square |  |  |  | 6.5 |  |  |  | Hardwired | 0 | 1 | 0 | 0 | 1 | 0 | 0 | 1 | 0 | 0 | 0 | 785652242175 | 32 | 10.75 | 10 | 13.2 | 1.991 | 125 | Yes | [8 empty] | ETL Damp |  | DENHELM 4L BATH-710 | Four Light Wall / Bath |  | 4450404-710.jpg | 4450404.jpg
4450404-962 | Four Light Wall / Bath | Inspired by the Craftsman style, the Denhelm collection by Sea Gull Lighting has a strong presence with its robust, angular design and substantial, die-cast zinc construction. Available in Brushed Nickel and Burnt Sienna finishes, in addition to a Chrome finish also offered for wall fixtures – all of which feature Etched White glass shades. The assortment includes a one-light mini-pendant, and one-light, two-light, three-light and four-light wall/bath fixtures. Both incandescent lamping and ENERGY STAR-qualified LED lamping are available; all fixtures are California Title 24 compliant. | BATH | Denhelm | Wall / Bath Lighting | Brushed Nickel | 962 | Steel / Zinc | Etched / White Inside Glass | L:5.75" W:5.75" H:5.5" | L:5.75" W:5.75" |  | 4 Medium A19 100w |  | 4 | No | [14 empty] | 0 | [12 empty] | 124.98 | 249.96 | 374.94 | W:31 3/4'' H:10'' E:7 1/2'' | 9.9 |  |  | 31.75 | 10 | Wall / Bath |  |  |  |  | 7.5 |  | No |  | No | [21 empty] | DP:2 1/4'' W:4 3/4'' H:4 3/4'' OB UP:7 1/2'' OB DOWN:2 1/2'' Square |  |  |  | 6.5 |  |  |  | Hardwired | 0 | 1 | 0 | 0 | 1 | 0 | 0 | 1 | 0 | 0 | 0 | 785652242168 | 38.75 | 10.75 | 9.125 | 13.3 | 2.2 | 125 | Yes | [8 empty] | ETL Damp |  | DENHELM 4L BATH-962 | Four Light Wall / Bath |  | 4450404-962.jpg | 4450404.jpg
4450404EN3-05 | Four Light Wall / Bath | Inspired by the Craftsman style, the Denhelm collection by Sea Gull Lighting has a strong presence with its robust, angular design and substantial, die-cast zinc construction. Available in Brushed Nickel and Burnt Sienna finishes, in addition to a Chrome finish also offered for wall fixtures – all of which feature Etched White glass shades. The assortment includes a one-light mini-pendant, and one-light, two-light, three-light and four-light wall/bath fixtures. Both incandescent lamping and ENERGY STAR-qualified LED lamping are available; all fixtures are California Title 24 compliant. | BATH | Denhelm | Wall / Bath Lighting | Chrome | 5 | Steel / Zinc | Etched / White Inside Glass | L:5.75" W:5.75" H:5.5" | L:5.75" W:5.75" |  | 4 Medium A19 9.3w |  | 4 | Yes | [14 empty] | 0 | [12 empty] | 149.98 | 299.96 | 449.94 | W:31 3/4'' H:10'' E:7 1/2'' | 9.9 |  |  | 31.75 | 10 | Wall / Bath |  |  |  |  | 7.5 |  | No |  | No | [21 empty] | DP:2 1/4'' W:4 3/4'' H:4 3/4'' OB UP:7 1/2'' OB DOWN:2 1/2'' Square |  |  |  | 6.5 | Black/White |  |  | Hardwired | 0 | 1 | 0 | 1 | 1 | 0 | 0 | 0 | 0 | 0 | 0 | 785652045271 | 31.5 | 10.6 | 13.2 | 9.2 | 2.551 | 250 | Yes | [8 empty] | ETL Damp |  | DENHELM 4L BATH-05 | Four Light Wall / Bath |  | 4450404EN3-05.jpg | 4450404.jpg
4450404EN3-710 | Four Light Wall / Bath | Inspired by the Craftsman style, the Denhelm collection by Sea Gull Lighting has a strong presence with its robust, angular design and substantial, die-cast zinc construction. Available in Brushed Nickel and Burnt Sienna finishes, in addition to a Chrome finish also offered for wall fixtures – all of which feature Etched White glass shades. The assortment includes a one-light mini-pendant, and one-light, two-light, three-light and four-light wall/bath fixtures. Both incandescent lamping and ENERGY STAR-qualified LED lamping are available; all fixtures are California Title 24 compliant. | BATH | Denhelm | Wall / Bath Lighting | Burnt Sienna | 710 | Steel / Zinc | Etched / White Inside Glass | L:5.75" W:5.75" H:5.5" | L:5.75" W:5.75" |  | 4 Medium A19 9.3w |  | 4 | Yes | [14 empty] | 0 | [12 empty] | 145.45 | 290.9 | 436.35 | W:31 3/4'' H:10'' E:7 1/2'' | 9.9 |  |  | 31.75 | 10 | Wall / Bath |  |  |  |  | 7.5 |  | No |  | No | [21 empty] | DP:2 1/4'' W:4 3/4'' H:4 3/4'' OB UP:7 1/2'' OB DOWN:2 1/2'' Square |  |  |  | 6.5 | Black/White |  |  | Hardwired | 0 | 1 | 0 | 1 | 1 | 0 | 0 | 0 | 0 | 0 | 0 | 785652045288 | 32 | 10.75 | 10 | 13.2 | 1.991 | 125 | Yes | [8 empty] | ETL Damp |  | DENHELM 4L BATH-710 | Four Light Wall / Bath |  | 4450404EN3-710.jpg | 4450404.jpg
4450404EN3-962 | Four Light Wall / Bath | Inspired by the Craftsman style, the Denhelm collection by Sea Gull Lighting has a strong presence with its robust, angular design and substantial, die-cast zinc construction. Available in Brushed Nickel and Burnt Sienna finishes, in addition to a Chrome finish also offered for wall fixtures – all of which feature Etched White glass shades. The assortment includes a one-light mini-pendant, and one-light, two-light, three-light and four-light wall/bath fixtures. Both incandescent lamping and ENERGY STAR-qualified LED lamping are available; all fixtures are California Title 24 compliant. | BATH | Denhelm | Wall / Bath Lighting | Brushed Nickel | 962 | Steel / Zinc | Etched / White Inside Glass | L:5.75" W:5.75" H:5.5" | L:5.75" W:5.75" |  | 4 Medium A19 9.3w |  | 4 | Yes | [14 empty] | 0 | [12 empty] | 149.98 | 299.96 | 449.94 | W:31 3/4'' H:10'' E:7 1/2'' | 9.9 |  |  | 31.75 | 10 | Wall / Bath |  |  |  |  | 7.5 |  | No |  | No | [21 empty] | DP:2 1/4'' W:4 3/4'' H:4 3/4'' OB UP:7 1/2'' OB DOWN:2 1/2'' Square |  |  |  | 6.5 | Black/White |  |  | Hardwired | 0 | 1 | 0 | 1 | 1 | 0 | 0 | 0 | 0 | 0 | 0 | 785652045295 | 38.75 | 10.75 | 9.125 | 13.3 | 2.2 | 125 | Yes | [8 empty] | ETL Damp |  | DENHELM 4L BATH-962 | Four Light Wall / Bath |  | 4450404EN3-962.jpg | 4450404.jpg
4450502-782 | Two Light Wall / Bath | The Clement bathroom lighting collection from Sea Gull is inspired by classic bath hardware design, with a fresh, transitional style and curved lines in the rounded backplates, fitters and shades. Satin Etched glass shades are subtlety concave and ever-so-slightly tapered in the center for visual appeal. With four size options of a 1-Light Sconce, a 2-Light Vanity, a 3-Light Vanity and a 4-Light Vanity, the Clement collection can fit bathrooms both large and small. The fixtures can be mounted either up or down, and are available in Heirloom Bronze finish for a more contemporary look, or Brushed Nickel for a more transitional look. | BATH | Clement | Wall / Bath Lighting | Heirloom Bronze | 782 | Steel | Satin Etched Glass | D:6.3125" H:5.125" |  |  | 2 Medium A19 100w |  | 2 | No | [14 empty] | 0 | [12 empty] | 36 | 72 | 108 | W:14 7/16'' H:8 7/16'' E:8 3/4'' | 3.43 |  |  | 14.4375 | 8.4375 | Cap Nuts |  |  |  |  | 8.75 |  | No |  | No | [21 empty] | DP:1'' W:10 1/2'' H:5 1/2'' OB UP:5 1/8'' OB DOWN:3 5/16'' Oval |  |  |  | 6.5 | Black/White |  |  | Hardwired | 0 | 1 | 0 | 0 | 1 | 0 | 0 | 1 | 0 | 0 | 0 | 785652058936 | 14.75 | 12.75 | 9.25 | 5.1 | 1.007 | 175 | Yes | [9 empty] | cETL Damp | CLEMENT 2L SCONCE-782 | Two Light Wall / Bath |  | 4450502-782.png | 4450502.jpg
4450502-962 | Two Light Wall / Bath | The Clement bathroom lighting collection from Sea Gull is inspired by classic bath hardware design, with a fresh, transitional style and curved lines in the rounded backplates, fitters and shades. Satin Etched glass shades are subtlety concave and ever-so-slightly tapered in the center for visual appeal. With four size options of a 1-Light Sconce, a 2-Light Vanity, a 3-Light Vanity and a 4-Light Vanity, the Clement collection can fit bathrooms both large and small. The fixtures can be mounted either up or down, and are available in Heirloom Bronze finish for a more contemporary look, or Brushed Nickel for a more transitional look. | BATH | Clement | Wall / Bath Lighting | Brushed Nickel | 962 | Steel | Satin Etched Glass | D:6.3125" H:5.125" |  |  | 2 Medium A19 100w |  | 2 | No | [14 empty] | 0 | [12 empty] | 36 | 72 | 108 | W:14 7/16'' H:8 7/16'' E:8 3/4'' | 3.43 |  |  | 14.4375 | 8.4375 | Cap Nuts |  |  |  |  | 8.75 |  | No |  | No | [21 empty] | DP:1'' W:10 1/2'' H:5 1/2'' OB UP:5 1/8'' OB DOWN:3 5/16'' Oval |  |  |  | 6.5 | Black/White |  |  | Hardwired | 0 | 1 | 0 | 0 | 1 | 0 | 0 | 1 | 0 | 0 | 0 | 785652058943 | 14.75 | 12.75 | 9.25 | 5.1 | 1.007 | 175 | Yes | [9 empty] | cETL Damp | CLEMENT 2L SCONCE-962 | Two Light Wall / Bath |  | 4450502-962.png | 4450502.jpg
4450502EN3-782 | Two Light Wall / Bath | The Clement bathroom lighting collection from Sea Gull is inspired by classic bath hardware design, with a fresh, transitional style and curved lines in the rounded backplates, fitters and shades. Satin Etched glass shades are subtlety concave and ever-so-slightly tapered in the center for visual appeal. With four size options of a 1-Light Sconce, a 2-Light Vanity, a 3-Light Vanity and a 4-Light Vanity, the Clement collection can fit bathrooms both large and small. The fixtures can be mounted either up or down, and are available in Heirloom Bronze finish for a more contemporary look, or Brushed Nickel for a more transitional look. | BATH | Clement | Wall / Bath Lighting | Heirloom Bronze | 782 | Steel | Satin Etched Glass | D:6.3125" H:5.125" |  |  | 2 Medium A19 9.3w |  | 2 | Yes | [14 empty] | 0 | [12 empty] | 46 | 92 | 138 | W:14 7/16'' H:8 7/16'' E:8 3/4'' | 3.43 |  |  | 14.4375 | 8.4375 | Cap Nuts |  |  |  |  | 8.75 |  | No |  | No | [21 empty] | DP:1'' W:10 1/2'' H:5 1/2'' OB UP:5 1/8'' OB DOWN:3 5/16'' Oval |  |  |  | 6.5 | Black/White |  |  | Hardwired | 0 | 1 | 0 | 1 | 1 | 0 | 0 | 0 | 0 | 0 | 0 | 785652059346 | 14.75 | 12.75 | 9.25 | 5.1 | 1.007 | 175 | Yes | [9 empty] | cETL Damp | CLEMENT 2L SCONCE-782 | Two Light Wall / Bath |  | 4450502EN3-782.png | 4450502EN3.jpg
4450502EN3-962 | Two Light Wall / Bath | The Clement bathroom lighting collection from Sea Gull is inspired by classic bath hardware design, with a fresh, transitional style and curved lines in the rounded backplates, fitters and shades. Satin Etched glass shades are subtlety concave and ever-so-slightly tapered in the center for visual appeal. With four size options of a 1-Light Sconce, a 2-Light Vanity, a 3-Light Vanity and a 4-Light Vanity, the Clement collection can fit bathrooms both large and small. The fixtures can be mounted either up or down, and are available in Heirloom Bronze finish for a more contemporary look, or Brushed Nickel for a more transitional look. | BATH | Clement | Wall / Bath Lighting | Brushed Nickel | 962 | Steel | Satin Etched Glass | D:6.3125" H:5.125" |  |  | 2 Medium A19 9.3w |  | 2 | Yes | [14 empty] | 0 | [12 empty] | 46 | 92 | 138 | W:14 7/16'' H:8 7/16'' E:8 3/4'' | 3.43 |  |  | 14.4375 | 8.4375 | Cap Nuts |  |  |  |  | 8.75 |  | No |  | No | [21 empty] | DP:1'' W:10 1/2'' H:5 1/2'' OB UP:5 1/8'' OB DOWN:3 5/16'' Oval |  |  |  | 6.5 | Black/White |  |  | Hardwired | 0 | 1 | 0 | 1 | 1 | 0 | 0 | 0 | 0 | 0 | 0 | 785652059353 | 14.75 | 12.75 | 9.25 | 5.1 | 1.007 | 175 | Yes | [9 empty] | cETL Damp | CLEMENT 2L SCONCE-962 | Two Light Wall / Bath |  | 4450502EN3-962.png | 4450502EN3.jpg
4450503-782 | Three Light Wall / Bath | The Clement bathroom lighting collection from Sea Gull is inspired by classic bath hardware design, with a fresh, transitional style and curved lines in the rounded backplates, fitters and shades. Satin Etched glass shades are subtlety concave and ever-so-slightly tapered in the center for visual appeal. With four size options of a 1-Light Sconce, a 2-Light Vanity, a 3-Light Vanity and a 4-Light Vanity, the Clement collection can fit bathrooms both large and small. The fixtures can be mounted either up or down, and are available in Heirloom Bronze finish for a more contemporary look, or Brushed Nickel for a more transitional look. | BATH | Clement | Wall / Bath Lighting | Heirloom Bronze | 782 | Steel | Satin Etched Glass | D:6.3125" H:5.125" |  |  | 3 Medium A19 100w |  | 3 | No | [14 empty] | 0 | [12 empty] | 46 | 92 | 138 | W:22 3/4'' H:8 7/16'' E:8 3/4'' | 4.64 |  |  | 22.75 | 8.4375 | Cap Nuts |  |  |  |  | 8.75 |  | No |  | No | [21 empty] | DP:1'' W:10 1/2'' H:5 1/2'' OB UP:5 1/8'' OB DOWN:3 5/16'' Oval |  |  |  | 6.5 | Black/White |  |  | Hardwired | 0 | 1 | 0 | 0 | 1 | 0 | 0 | 1 | 0 | 0 | 0 | 785652058950 | 22 | 14.25 | 9.25 | 7.6 | 1.678 | 175 | Yes | [9 empty] | cETL Damp | CLEMENT 3L SCONCE-782 | Three Light Wall / Bath |  | 4450503-782.png | 4450503.jpg
4450503-962 | Three Light Wall / Bath | The Clement bathroom lighting collection from Sea Gull is inspired by classic bath hardware design, with a fresh, transitional style and curved lines in the rounded backplates, fitters and shades. Satin Etched glass shades are subtlety concave and ever-so-slightly tapered in the center for visual appeal. With four size options of a 1-Light Sconce, a 2-Light Vanity, a 3-Light Vanity and a 4-Light Vanity, the Clement collection can fit bathrooms both large and small. The fixtures can be mounted either up or down, and are available in Heirloom Bronze finish for a more contemporary look, or Brushed Nickel for a more transitional look. | BATH | Clement | Wall / Bath Lighting | Brushed Nickel | 962 | Steel | Satin Etched Glass | D:6.3125" H:5.125" |  |  | 3 Medium A19 100w |  | 3 | No | [14 empty] | 0 | [12 empty] | 46 | 92 | 138 | W:22 3/4'' H:8 7/16'' E:8 3/4'' | 4.64 |  |  | 22.75 | 8.4375 | Cap Nuts |  |  |  |  | 8.75 |  | No |  | No | [21 empty] | DP:1'' W:10 1/2'' H:5 1/2'' OB UP:5 1/8'' OB DOWN:3 5/16'' Oval |  |  |  | 6.5 | Black/White |  |  | Hardwired | 0 | 1 | 0 | 0 | 1 | 0 | 0 | 1 | 0 | 0 | 0 | 785652058967 | 22 | 14.5 | 9.25 | 7.5 | 1.708 | 175 | Yes | [9 empty] | cETL Damp | CLEMENT 3L SCONCE-962 | Three Light Wall / Bath |  | 4450503-962.png | 4450503.jpg
4450503EN3-782 | Three Light Wall / Bath | The Clement bathroom lighting collection from Sea Gull is inspired by classic bath hardware design, with a fresh, transitional style and curved lines in the rounded backplates, fitters and shades. Satin Etched glass shades are subtlety concave and ever-so-slightly tapered in the center for visual appeal. With four size options of a 1-Light Sconce, a 2-Light Vanity, a 3-Light Vanity and a 4-Light Vanity, the Clement collection can fit bathrooms both large and small. The fixtures can be mounted either up or down, and are available in Heirloom Bronze finish for a more contemporary look, or Brushed Nickel for a more transitional look. | BATH | Clement | Wall / Bath Lighting | Heirloom Bronze | 782 | Steel | Satin Etched Glass | D:6.3125" H:5.125" |  |  | 3 Medium A19 9.3w |  | 3 | Yes | [14 empty] | 0 | [12 empty] | 61 | 122 | 183 | W:22 3/4'' H:8 7/16'' E:8 3/4'' | 5.39 |  |  | 22.75 | 8.4375 | Cap Nuts |  |  |  |  | 8.75 |  | No |  | No | [21 empty] | DP:1'' W:10 1/2'' H:5 1/2'' OB UP:5 1/8'' OB DOWN:3 5/16'' Oval |  |  |  | 6.5 | Black/White |  |  | Hardwired | 0 | 1 | 0 | 1 | 1 | 0 | 0 | 0 | 0 | 0 | 0 | 785652059360 | 22 | 14.25 | 9.25 | 7.6 | 1.678 | 175 | Yes | [9 empty] | cETL Damp | CLEMENT 3L SCONCE-782 | Three Light Wall / Bath |  | 4450503EN3-782.png | 4450503EN3.jpg
4450503EN3-962 | Three Light Wall / Bath | The Clement bathroom lighting collection from Sea Gull is inspired by classic bath hardware design, with a fresh, transitional style and curved lines in the rounded backplates, fitters and shades. Satin Etched glass shades are subtlety concave and ever-so-slightly tapered in the center for visual appeal. With four size options of a 1-Light Sconce, a 2-Light Vanity, a 3-Light Vanity and a 4-Light Vanity, the Clement collection can fit bathrooms both large and small. The fixtures can be mounted either up or down, and are available in Heirloom Bronze finish for a more contemporary look, or Brushed Nickel for a more transitional look. | BATH | Clement | Wall / Bath Lighting | Brushed Nickel | 962 | Steel | Satin Etched Glass | D:6.3125" H:5.125" |  |  | 3 Medium A19 9.3w |  | 3 | Yes | [14 empty] | 0 | [12 empty] | 61 | 122 | 183 | W:22 3/4'' H:8 7/16'' E:8 3/4'' | 4.64 |  |  | 22.75 | 8.4375 | Cap Nuts |  |  |  |  | 8.75 |  | No |  | No | [21 empty] | DP:1'' W:10 1/2'' H:5 1/2'' OB UP:5 1/8'' OB DOWN:3 5/16'' Oval |  |  |  | 6.5 | Black/White |  |  | Hardwired | 0 | 1 | 0 | 1 | 1 | 0 | 0 | 0 | 0 | 0 | 0 | 785652059377 | 22 | 14.5 | 9.25 | 7.5 | 1.708 | 175 | Yes | [9 empty] | cETL Damp | CLEMENT 3L SCONCE-962 | Three Light Wall / Bath |  | 4450503EN3-962.png | 4450503EN3.jpg
4450504-782 | Four Light Wall / Bath | The Clement bathroom lighting collection from Sea Gull is inspired by classic bath hardware design, with a fresh, transitional style and curved lines in the rounded backplates, fitters and shades. Satin Etched glass shades are subtlety concave and ever-so-slightly tapered in the center for visual appeal. With four size options of a 1-Light Sconce, a 2-Light Vanity, a 3-Light Vanity and a 4-Light Vanity, the Clement collection can fit bathrooms both large and small. The fixtures can be mounted either up or down, and are available in Heirloom Bronze finish for a more contemporary look, or Brushed Nickel for a more transitional look. | BATH | Clement | Wall / Bath Lighting | Heirloom Bronze | 782 | Steel | Satin Etched Glass | D:6.3125" H:5.125" |  |  | 4 Medium A19 100w |  | 4 | No | [14 empty] | 0 | [12 empty] | 64 | 128 | 192 | W:30 3/4'' H:8 7/16'' E:8 3/4'' | 6.2 |  |  | 30.75 | 8.4375 | Cap Nuts |  |  |  |  | 8.75 |  | No |  | No | [21 empty] | DP:1'' W:10 1/2'' H:5 1/2'' OB UP:5 1/8'' OB DOWN:3 5/16'' Oval |  |  |  | 6.5 | Black/White |  |  | Hardwired | 0 | 1 | 0 | 0 | 1 | 0 | 0 | 1 | 0 | 0 | 0 | 785652058974 | 30.25 | 14.25 | 9.25 | 9.8 | 2.307 | 175 | Yes | [9 empty] | cETL Damp | CLEMENT 4L SCONCE-782 | Four Light Wall / Bath |  | 4450504-782_alt.png | 4450504.jpg
4450504-962 | Four Light Wall / Bath | The Clement bathroom lighting collection from Sea Gull is inspired by classic bath hardware design, with a fresh, transitional style and curved lines in the rounded backplates, fitters and shades. Satin Etched glass shades are subtlety concave and ever-so-slightly tapered in the center for visual appeal. With four size options of a 1-Light Sconce, a 2-Light Vanity, a 3-Light Vanity and a 4-Light Vanity, the Clement collection can fit bathrooms both large and small. The fixtures can be mounted either up or down, and are available in Heirloom Bronze finish for a more contemporary look, or Brushed Nickel for a more transitional look. | BATH | Clement | Wall / Bath Lighting | Brushed Nickel | 962 | Steel | Satin Etched Glass | D:6.3125" H:5.125" |  |  | 4 Medium A19 100w |  | 4 | No | [14 empty] | 0 | [12 empty] | 64 | 128 | 192 | W:30 3/4'' H:8 7/16'' E:8 3/4'' | 6.2 |  |  | 30.75 | 8.4375 | Cap Nuts |  |  |  |  | 8.75 |  | No |  | No | [21 empty] | DP:1'' W:10 1/2'' H:5 1/2'' OB UP:5 1/8'' OB DOWN:3 5/16'' Oval |  |  |  | 6.5 | Black/White |  |  | Hardwired | 0 | 1 | 0 | 0 | 1 | 0 | 0 | 1 | 0 | 0 | 0 | 785652058981 | 30.25 | 14.25 | 9.25 | 9.8 | 2.307 | 175 | Yes | [9 empty] | cETL Damp | CLEMENT 4L SCONCE-962 | Four Light Wall / Bath |  | 4450504-962.png | 4450504.jpg
4450504EN3-782 | Four Light Wall / Bath | The Clement bathroom lighting collection from Sea Gull is inspired by classic bath hardware design, with a fresh, transitional style and curved lines in the rounded backplates, fitters and shades. Satin Etched glass shades are subtlety concave and ever-so-slightly tapered in the center for visual appeal. With four size options of a 1-Light Sconce, a 2-Light Vanity, a 3-Light Vanity and a 4-Light Vanity, the Clement collection can fit bathrooms both large and small. The fixtures can be mounted either up or down, and are available in Heirloom Bronze finish for a more contemporary look, or Brushed Nickel for a more transitional look. | BATH | Clement | Wall / Bath Lighting | Heirloom Bronze | 782 | Steel | Satin Etched Glass | D:6.3125" H:5.125" |  |  | 4 Medium A19 9.3w |  | 4 | Yes | [14 empty] | 0 | [12 empty] | 84 | 168 | 252 | W:30 3/4'' H:8 7/16'' E:8 3/4'' | 6.2 |  |  | 30.75 | 8.4375 | Cap Nuts |  |  |  |  | 8.75 |  | No |  | No | [21 empty] | DP:1'' W:10 1/2'' H:5 1/2'' OB UP:5 1/8'' OB DOWN:3 5/16'' Oval |  |  |  | 6.5 | Black/White |  |  | Hardwired | 0 | 1 | 0 | 1 | 1 | 0 | 0 | 0 | 0 | 0 | 0 | 785652059384 | 29.5 | 9 | 14 | 9.56 | 2.151 |  | Yes | [9 empty] | cETL Damp | CLEMENT 4L SCONCE-782 | Four Light Wall / Bath |  | 4450504EN3-782.png | 4450504EN3.jpg
4450504EN3-962 | Four Light Wall / Bath | The Clement bathroom lighting collection from Sea Gull is inspired by classic bath hardware design, with a fresh, transitional style and curved lines in the rounded backplates, fitters and shades. Satin Etched glass shades are subtlety concave and ever-so-slightly tapered in the center for visual appeal. With four size options of a 1-Light Sconce, a 2-Light Vanity, a 3-Light Vanity and a 4-Light Vanity, the Clement collection can fit bathrooms both large and small. The fixtures can be mounted either up or down, and are available in Heirloom Bronze finish for a more contemporary look, or Brushed Nickel for a more transitional look. | BATH | Clement | Wall / Bath Lighting | Brushed Nickel | 962 | Steel | Satin Etched Glass | D:6.3125" H:5.125" |  |  | 4 Medium A19 9.3w |  | 4 | Yes | [14 empty] | 0 | [12 empty] | 84 | 168 | 252 | W:30 3/4'' H:8 7/16'' E:8 3/4'' | 6.2 |  |  | 30.75 | 8.4375 | Cap Nuts |  |  |  |  | 8.75 |  | No |  | No | [21 empty] | DP:1'' W:10 1/2'' H:5 1/2'' OB UP:5 1/8'' OB DOWN:3 5/16'' Oval |  |  |  | 6.5 | Black/White |  |  | Hardwired | 0 | 1 | 0 | 1 | 1 | 0 | 0 | 0 | 0 | 0 | 0 | 785652059391 | 30.25 | 14.25 | 9.25 | 9.8 | 2.307 | 175 | Yes | [9 empty] | cETL Damp | CLEMENT 4L SCONCE-962 | Four Light Wall / Bath |  | 4450504EN3-962.png | 4450504EN3.jpg
44526BLE-824 | Fluorescent Terranello Two Light Wall/Bath Vanity in Palladium with Dusted Ivory Glass |  | Fluorescent Wall/Bath/Vanity | Terranello | Wall / Bath Lighting | Palladium | 824 | Steel | Dusted Ivory Glass | D:5.6875" H:5.625" |  |  | 2 GU24 Self Ballasted CFL 13w |  | 2 | Yes | [14 empty] | 0 | [12 empty] | 59 | 118 | 177 | W:14 3/4'' H:11'' E:7 1/2'' |  |  |  | 14.75 | 11 | Wall / Bath |  |  |  |  | 7.5 |  | No |  | No | [21 empty] | DP:1 1/8'' W:5 1/8'' H:7 5/8'' OB UP:7 1/4'' OB DOWN:3 3/4'' Oval |  |  |  | 6.5 |  |  |  | Hardwired | 0 | 1 | 1 | 0 | 0 | 0 | 0 | 0 | 0 | 0 | 0 | 785652227943 | [15 empty] | C-UL-US Damp |  | Two Light Wall/Bath Sconce | Two Light Wall/Bath |  | 44526BLE-824.jpg | 44526BLE.jpg
44526BLE-845 | Fluorescent Terranello Two Light Wall/Bath Vanity in Flemish Bronze with Creme Parchment Glass |  | Fluorescent Wall/Bath/Vanity | Terranello | Wall / Bath Lighting | Flemish Bronze | 845 | Steel | Creme Parchment Glass | D:5.6875" H:5.625" |  |  | 2 GU24 Self Ballasted CFL 13w |  | 2 | Yes | [14 empty] | 0 | [12 empty] | 59 | 118 | 177 | W:14 3/4'' H:11'' E:7 1/2'' |  |  |  | 14.75 | 11 | Wall / Bath |  |  |  |  | 7.5 |  | No |  | No | [21 empty] | DP:1 1/8'' W:5 1/8'' H:7 5/8'' OB UP:7 1/4'' OB DOWN:3 3/4'' Oval |  |  |  | 6.5 |  |  |  | Hardwired | 0 | 1 | 1 | 0 | 0 | 0 | 0 | 0 | 0 | 0 | 0 | 785652223600 | [15 empty] | C-UL-US Damp |  | FLUORESCENT 2-LIGHT ATH VANITY -845 | Two Light Wall/Bath |  | 44526BLE-845.jpg | 44526BLE.jpg
44527BLE-824 | Fluorescent Terranello Three Light Wall/Bath Vanity in Palladium with Dusted Ivory Glass |  | Fluorescent Wall/Bath/Vanity | Terranello | Wall / Bath Lighting | Palladium | 824 | Steel | Dusted Ivory Glass | D:5.6875" H:5.625" |  |  | 3 GU24 Self Ballasted CFL 13w |  | 3 | Yes | [14 empty] | 0 | [12 empty] | 84 | 168 | 252 | W:23 3/4'' H:10'' E:7 1/2'' |  |  |  | 23.75 | 10 | Wall / Bath |  |  |  |  | 7.5 |  | No |  | No | [21 empty] | DP:1 1/8'' W:11 23/32'' H:5 1/8'' OB UP:5 1/2'' OB DOWN:4 1/2'' Oval |  |  |  | 6.5 |  |  |  | Hardwired | 0 | 1 | 1 | 0 | 0 | 0 | 0 | 0 | 0 | 0 | 0 | 785652227950 | [15 empty] | C-UL-US Damp |  | Three Light Wall/Bath Sconce | Three Light Wall/Bath |  | 44527BLE-824.jpg | 44527BLE.jpg
44527BLE-845 | Fluorescent Terranello Three Light Wall/Bath Vanity in Flemish Bronze with Creme Parchement Glass |  | Fluorescent Wall/Bath/Vanity | Terranello | Wall / Bath Lighting | Flemish Bronze | 845 | Steel | Creme Parchment Glass | D:5.6875" H:5.625" |  |  | 3 GU24 Self Ballasted CFL 13w |  | 3 | Yes | [14 empty] | 0 | [12 empty] | 84 | 168 | 252 | W:23 3/4'' H:10'' E:7 1/2'' |  |  |  | 23.75 | 10 | Wall / Bath |  |  |  |  | 7.5 |  | No |  | No | [21 empty] | DP:1 1/8'' W:11 23/32'' H:5 1/8'' OB UP:5 1/2'' OB DOWN:4 1/2'' Oval |  |  |  | 6.5 |  |  |  | Hardwired | 0 | 1 | 1 | 0 | 0 | 0 | 0 | 0 | 0 | 0 | 0 | 785652223624 | [15 empty] | C-UL-US Damp |  | FLUORESCENT 3LT BATH VANITY -845 | Three Light Wall/Bath |  | 44527BLE-845.jpg | 44527BLE.jpg
44528BLE-824 | Fluorescent Terranello Four Light Wall/Bath Vanity in Palladium with Dusted Ivory Glass |  | Fluorescent Wall/Bath/Vanity | Terranello | Wall / Bath Lighting | Palladium | 824 | Steel | Dusted Ivory Glass | D:5.6875" H:5.625" |  |  | 4 GU24 Self Ballasted CFL 13w |  | 4 | Yes | [14 empty] | 0 | [12 empty] | 109 | 218 | 327 | W:31 3/4'' H:10'' E:7 1/2'' |  |  |  | 31.75 | 10 | Wall / Bath |  |  |  |  | 7.5 |  | No |  | No | [21 empty] | DP:1 1/8'' W:11 23/32'' H:5 1/8'' OB UP:5 1/2'' OB DOWN:4 1/2'' Oval |  |  |  | 6.5 |  |  |  | Hardwired | 0 | 1 | 1 | 0 | 0 | 0 | 0 | 0 | 0 | 0 | 0 | 785652227974 | [15 empty] | C-UL-US Damp |  | Four Light Wall/Bath | Four Light Wall/Bath |  | 44528BLE-824.jpg | 44528BLe.jpg
44528BLE-845 | Fluorescent Terranello Four Light Wall/Bath Vanity in Flemish Bronze with Creme Parchment Glass |  | Fluorescent Wall/Bath/Vanity | Terranello | Wall / Bath Lighting | Flemish Bronze | 845 | Steel | Creme Parchment Glass | D:5.6875" H:5.625" |  |  | 4 GU24 Self Ballasted CFL 13w |  | 4 | Yes | [14 empty] | 0 | [12 empty] | 109 | 218 | 327 | W:31 3/4'' H:10'' E:7 1/2'' |  |  |  | 31.75 | 10 | Wall / Bath |  |  |  |  | 7.5 |  | No |  | No | [21 empty] | DP:1 1/8'' W:11 23/32'' H:5 1/8'' OB UP:5 1/2'' OB DOWN:4 1/2'' Oval |  |  |  | 6.5 |  |  |  | Hardwired | 0 | 1 | 1 | 0 | 0 | 0 | 0 | 0 | 0 | 0 | 0 | 785652223631 | [15 empty] | C-UL-US Damp |  | FLUORESCENT 4-LIGHT BTH VANITY -845 | Four Light Wall/Bath |  | 44528BLE-845.jpg | 44528BLE.jpg
44625-782 | One Light Wall / Bath | The Wheaton lighting collection by Sea Gull Lighting is a tribute to versatility. The Satin Etched glass can be coupled with either a Brushed Nickel finish for a soft contemporary feel or an Heirloom Bronze finish for a more rustic charm. Wheaton delivers excellent transitional style that can fit within various home decor styles. The assortment includes nine-light, five-light, and three-light chandeliers, pendants in four sizes, both flush and semi-flush ceiling fixtures, as well as one-light, two-light, three-light and four-light wall/bath fixtures. Both incandescent lamping and ENERGY STAR-qualified LED lamping are available. Most of these fixtures easily convert to LED by purchasing LED replacement lamps sold separately. | WALL SCONCE | Wheaton | Wall / Bath Lighting | Heirloom Bronze | 782 | Steel | Satin Etched Glass | D:6.375" H:4.4375" |  |  | 1 Medium A19 100w |  | 1 | No | [14 empty] | 0 | [12 empty] | 31.98 | 63.96 | 95.94 | W:6 1/2'' H:7 3/4'' E:8 1/4'' | 2.7 |  |  | 6.5 | 7.75 | Wall / Bath |  |  |  |  | 8.25 |  | No |  | No | [21 empty] | D:5 1/2'' DP:1 1/8'' OB UP:3 3/4'' OB DOWN:4'' |  |  |  | 6.5 |  |  | N/A | Hardwired | 0 | 1 | 0 | 0 | 1 | 0 | 0 | 1 | 0 | 0 | 0 | 785652446290 | 11.75 | 9.5 | 9.75 | 3.4 | 0.63 | 175 | Yes | [8 empty] | ETL Damp | cETL Damp | WHEATON 1L SCONCE-782 | One Light Wall / Bath |  | 44625-782.jpg | 44625.jpg
44625-962 | One Light Wall / Bath | The Wheaton lighting collection by Sea Gull Lighting is a tribute to versatility. The Satin Etched glass can be coupled with either a Brushed Nickel finish for a soft contemporary feel or an Heirloom Bronze finish for a more rustic charm. Wheaton delivers excellent transitional style that can fit within various home decor styles. The assortment includes nine-light, five-light, and three-light chandeliers, pendants in four sizes, both flush and semi-flush ceiling fixtures, as well as one-light, two-light, three-light and four-light wall/bath fixtures. Both incandescent lamping and ENERGY STAR-qualified LED lamping are available. Most of these fixtures easily convert to LED by purchasing LED replacement lamps sold separately. | WALL SCONCE | Wheaton | Wall / Bath Lighting | Brushed Nickel | 962 | Steel | Satin Etched Glass | D:6.375" H:4.4375" |  |  | 1 Medium A19 100w |  | 1 | No | [14 empty] | 0 | [12 empty] | 31.98 | 63.96 | 95.94 | W:6 1/2'' H:7 3/4'' E:8 1/4'' | 2.7 |  |  | 6.5 | 7.75 | Wall / Bath |  |  |  |  | 8.25 |  | No |  | No | [21 empty] | D:5 1/2'' DP:1 1/8'' OB UP:3 3/4'' OB DOWN:4'' |  |  |  | 6.5 |  |  | N/A | Hardwired | 0 | 1 | 0 | 0 | 1 | 0 | 0 | 1 | 0 | 0 | 0 | 785652443169 | 11.75 | 9.5 | 9.75 | 3.4 | 0.63 | 175 | Yes | [8 empty] | ETL Damp | cETL Damp | WHEATON 1L SCONCE-962 | One Light Wall / Bath |  | 44625-962.jpg | 44625.jpg
44625EN3-782 | One Light Wall / Bath Sconce | The Wheaton lighting collection by Sea Gull Lighting is a tribute to versatility. The Satin Etched glass can be coupled with either a Brushed Nickel finish for a soft contemporary feel or an Heirloom Bronze finish for a more rustic charm. Wheaton delivers excellent transitional style that can fit within various home decor styles. The assortment includes nine-light, five-light, and three-light chandeliers, pendants in four sizes, both flush and semi-flush ceiling fixtures, as well as one-light, two-light, three-light and four-light wall/bath fixtures. Both incandescent lamping and ENERGY STAR-qualified LED lamping are available. Most of these fixtures easily convert to LED by purchasing LED replacement lamps sold separately. | WALL SCONCE | Wheaton | Wall / Bath Lighting | Heirloom Bronze | 782 | Steel | Satin Etched Glass | D:6.375" H:4.4375" |  |  | 1 Medium A19 9.3w |  | 1 | Yes | [14 empty] | 0 | [12 empty] | 36.98 | 73.96 | 110.94 | W:6 1/2'' H:7 3/4'' E:8 1/4'' | 2.7 |  |  | 6.5 | 7.75 | Wall / Bath |  |  |  |  | 8.25 |  | No |  | No | [21 empty] | D:5 1/2'' DP:1 1/8'' OB UP:3 3/4'' OB DOWN:4'' |  |  |  | 6.5 | Black/White |  | N/A | Hardwired | 0 | 1 | 0 | 1 | 1 | 0 | 0 | 0 | 0 | 0 | 0 | 785652049743 | 11.75 | 9.5 | 9.75 | 3.4 | 0.63 | 175 | Yes | [8 empty] | ETL Damp | cETL Damp | WHEATON 1L SCONCE-782 | One Light Wall / Bath Sconce |  | 44625EN3-782.jpg | 44625.jpg
44625EN3-962 | One Light Wall / Bath Sconce | The Wheaton lighting collection by Sea Gull Lighting is a tribute to versatility. The Satin Etched glass can be coupled with either a Brushed Nickel finish for a soft contemporary feel or an Heirloom Bronze finish for a more rustic charm. Wheaton delivers excellent transitional style that can fit within various home decor styles. The assortment includes nine-light, five-light, and three-light chandeliers, pendants in four sizes, both flush and semi-flush ceiling fixtures, as well as one-light, two-light, three-light and four-light wall/bath fixtures. Both incandescent lamping and ENERGY STAR-qualified LED lamping are available. Most of these fixtures easily convert to LED by purchasing LED replacement lamps sold separately. | WALL SCONCE | Wheaton | Wall / Bath Lighting | Brushed Nickel | 962 | Steel | Satin Etched Glass | D:6.375" H:4.4375" |  |  | 1 Medium A19 9.3w |  | 1 | Yes | [14 empty] | 0 | [12 empty] | 36.98 | 73.96 | 110.94 | W:6 1/2'' H:7 3/4'' E:8 1/4'' | 2.7 |  |  | 6.5 | 7.75 | Wall / Bath |  |  |  |  | 8.25 |  | No |  | No | [21 empty] | D:5 1/2'' DP:1 1/8'' OB UP:3 3/4'' OB DOWN:4'' |  |  |  | 6.5 | Black/White |  | N/A | Hardwired | 0 | 1 | 0 | 1 | 1 | 0 | 0 | 0 | 0 | 0 | 0 | 785652049804 | 11.75 | 9.5 | 9.75 | 3.4 | 0.63 | 175 | Yes | [8 empty] | ETL Damp | cETL Damp | WHEATON 1L SCONCE-962 | One Light Wall / Bath Sconce |  | 44625EN3-962.jpg | 44625.jpg
44626-782 | Two Light Wall / Bath | The Wheaton lighting collection by Sea Gull Lighting is a tribute to versatility. The Satin Etched glass can be coupled with either a Brushed Nickel finish for a soft contemporary feel or an Heirloom Bronze finish for a more rustic charm. Wheaton delivers excellent transitional style that can fit within various home decor styles. The assortment includes nine-light, five-light, and three-light chandeliers, pendants in four sizes, both flush and semi-flush ceiling fixtures, as well as one-light, two-light, three-light and four-light wall/bath fixtures. Both incandescent lamping and ENERGY STAR-qualified LED lamping are available. Most of these fixtures easily convert to LED by purchasing LED replacement lamps sold separately. | BATH | Wheaton | Wall / Bath Lighting | Heirloom Bronze | 782 | Steel | Satin Etched Glass | D:6.375" H:4.4375" |  |  | 2 Medium A19 100w |  | 2 | No | [14 empty] | 0 | [12 empty] | 60.98 | 121.96 | 182.94 | W:15 1/4'' H:7 3/4'' E:8 1/4'' | 5.2 |  |  | 15.25 | 7.75 | Wall / Bath |  |  |  |  | 8.25 |  | No |  | No | [21 empty] | DP:1 1/8'' W:14 1/4'' H:5 1/2'' OB UP:3 3/4'' OB DOWN:4'' |  |  |  | 6.5 |  |  | N/A | Hardwired | 0 | 1 | 0 | 0 | 1 | 0 | 0 | 1 | 0 | 0 | 0 | 785652443121 | 22 | 10.25 | 9.5 | 6.5 | 1.24 | 175 | Yes | [8 empty] | ETL Damp | cETL Damp | WHEATON 2L BATH-782 | Two Light Wall / Bath |  | 44626-782.jpg | 44626.jpg
44626-962 | Two Light Wall / Bath | The Wheaton lighting collection by Sea Gull Lighting is a tribute to versatility. The Satin Etched glass can be coupled with either a Brushed Nickel finish for a soft contemporary feel or an Heirloom Bronze finish for a more rustic charm. Wheaton delivers excellent transitional style that can fit within various home decor styles. The assortment includes nine-light, five-light, and three-light chandeliers, pendants in four sizes, both flush and semi-flush ceiling fixtures, as well as one-light, two-light, three-light and four-light wall/bath fixtures. Both incandescent lamping and ENERGY STAR-qualified LED lamping are available. Most of these fixtures easily convert to LED by purchasing LED replacement lamps sold separately. | BATH | Wheaton | Wall / Bath Lighting | Brushed Nickel | 962 | Steel | Satin Etched Glass | D:6.375" H:4.4375" |  |  | 2 Medium A19 100w |  | 2 | No | [14 empty] | 0 | [12 empty] | 60.98 | 121.96 | 182.94 | W:15 1/4'' H:7 3/4'' E:8 1/4'' | 5.2 |  |  | 15.25 | 7.75 | Wall / Bath |  |  |  |  | 8.25 |  | No |  | No | [21 empty] | DP:1 1/8'' W:14 1/4'' H:5 1/2'' OB UP:3 3/4'' OB DOWN:4'' |  |  |  | 6.5 |  |  | N/A | Hardwired | 0 | 1 | 0 | 0 | 1 | 0 | 0 | 1 | 0 | 0 | 0 | 785652443190 | 22 | 10.25 | 9.5 | 6.5 | 1.24 | 175 | Yes | [8 empty] | ETL Damp | cETL Damp | WHEATON 2L BATH-962 | Two Light Wall / Bath |  | 44626-962.jpg | 44626.jpg
44626EN3-782 | Two Light Wall / Bath | The Wheaton lighting collection by Sea Gull Lighting is a tribute to versatility. The Satin Etched glass can be coupled with either a Brushed Nickel finish for a soft contemporary feel or an Heirloom Bronze finish for a more rustic charm. Wheaton delivers excellent transitional style that can fit within various home decor styles. The assortment includes nine-light, five-light, and three-light chandeliers, pendants in four sizes, both flush and semi-flush ceiling fixtures, as well as one-light, two-light, three-light and four-light wall/bath fixtures. Both incandescent lamping and ENERGY STAR-qualified LED lamping are available. Most of these fixtures easily convert to LED by purchasing LED replacement lamps sold separately. | BATH | Wheaton | Wall / Bath Lighting | Heirloom Bronze | 782 | Steel | Satin Etched Glass | D:6.375" H:4.4375" |  |  | 2 Medium A19 9.3w |  | 2 | Yes | [14 empty] | 0 | [12 empty] | 71.48 | 142.96 | 214.44 | W:15 1/4'' H:7 3/4'' E:8 1/4'' | 5.2 |  |  | 15.25 | 7.75 | Wall / Bath |  |  |  |  | 8.25 |  | No |  | No | [21 empty] | DP:1 1/8'' W:14 1/4'' H:5 1/2'' OB UP:3 3/4'' OB DOWN:4'' |  |  |  | 6.5 | Black/White |  | N/A | Hardwired | 0 | 1 | 0 | 1 | 1 | 0 | 0 | 0 | 0 | 0 | 0 | 785652049811 | 22 | 10.25 | 9.5 | 6.5 | 1.24 | 175 | Yes | [8 empty] | ETL Damp | cETL Damp | WHEATON 2L BATH-782 | Two Light Wall / Bath |  | 44626EN3-782.jpg | 44626.jpg
44626EN3-962 | Two Light Wall / Bath | The Wheaton lighting collection by Sea Gull Lighting is a tribute to versatility. The Satin Etched glass can be coupled with either a Brushed Nickel finish for a soft contemporary feel or an Heirloom Bronze finish for a more rustic charm. Wheaton delivers excellent transitional style that can fit within various home decor styles. The assortment includes nine-light, five-light, and three-light chandeliers, pendants in four sizes, both flush and semi-flush ceiling fixtures, as well as one-light, two-light, three-light and four-light wall/bath fixtures. Both incandescent lamping and ENERGY STAR-qualified LED lamping are available. Most of these fixtures easily convert to LED by purchasing LED replacement lamps sold separately. | BATH | Wheaton | Wall / Bath Lighting | Brushed Nickel | 962 | Steel | Satin Etched Glass | D:6.375" H:4.4375" |  |  | 2 Medium A19 9.3w |  | 2 | Yes | [14 empty] | 0 | [12 empty] | 71.48 | 142.96 | 214.44 | W:15 1/4'' H:7 3/4'' E:8 1/4'' | 5.2 |  |  | 15.25 | 7.75 | Center Lock-Up |  |  |  |  | 8.25 |  | No |  | No | [21 empty] | DP:1 1/8'' W:14 1/4'' H:5 1/2'' OB UP:3 3/4'' OB DOWN:4'' |  |  |  | 6.5 | Black/White |  | N/A | Hardwired | 0 | 1 | 0 | 1 | 1 | 0 | 0 | 0 | 0 | 0 | 0 | 785652049828 | 22 | 10.25 | 9.5 | 6.5 | 1.24 | 175 | Yes | [8 empty] | ETL Damp | cETL Damp | WHEATON 2L BATH-962 | Two Light Wall / Bath |  | 44626EN3-962.jpg | 44626.jpg
44627-782 | Three Light Wall / Bath | The Wheaton lighting collection by Sea Gull Lighting is a tribute to versatility. The Satin Etched glass can be coupled with either a Brushed Nickel finish for a soft contemporary feel or an Heirloom Bronze finish for a more rustic charm. Wheaton delivers excellent transitional style that can fit within various home decor styles. The assortment includes nine-light, five-light, and three-light chandeliers, pendants in four sizes, both flush and semi-flush ceiling fixtures, as well as one-light, two-light, three-light and four-light wall/bath fixtures. Both incandescent lamping and ENERGY STAR-qualified LED lamping are available. Most of these fixtures easily convert to LED by purchasing LED replacement lamps sold separately. | BATH | Wheaton | Wall / Bath Lighting | Heirloom Bronze | 782 | Steel | Satin Etched Glass | D:6.375" H:4.4375" |  |  | 3 Medium A19 100w |  | 3 | No | [14 empty] | 0 | [12 empty] | 88.98 | 177.96 | 266.94 | W:23 3/4'' H:7 3/4'' E:8 1/4'' | 7.8 |  |  | 23.75 | 7.75 | Wall / Bath |  |  |  |  | 8.25 |  | No |  | No | [21 empty] | DP:1 1/8'' W:22 15/16'' H:5 1/2'' OB UP:3 3/4'' OB DOWN:4'' |  |  |  | 6.5 |  |  | N/A | Hardwired | 0 | 1 | 0 | 0 | 1 | 0 | 0 | 1 | 0 | 0 | 0 | 785652443138 | 30 | 10.25 | 9.5 | 9.9 | 1.691 | 175 | Yes | [8 empty] | ETL Damp | cETL Damp | WHEATON 3L BATH-782 | Three Light Wall / Bath |  | 44627-782.jpg | 44627.jpg
44627-962 | Three Light Wall / Bath | The Wheaton lighting collection by Sea Gull Lighting is a tribute to versatility. The Satin Etched glass can be coupled with either a Brushed Nickel finish for a soft contemporary feel or an Heirloom Bronze finish for a more rustic charm. Wheaton delivers excellent transitional style that can fit within various home decor styles. The assortment includes nine-light, five-light, and three-light chandeliers, pendants in four sizes, both flush and semi-flush ceiling fixtures, as well as one-light, two-light, three-light and four-light wall/bath fixtures. Both incandescent lamping and ENERGY STAR-qualified LED lamping are available. Most of these fixtures easily convert to LED by purchasing LED replacement lamps sold separately. | BATH | Wheaton | Wall / Bath Lighting | Brushed Nickel | 962 | Steel | Satin Etched Glass | D:6.375" H:4.4375" |  |  | 3 Medium A19 100w |  | 3 | No | [14 empty] | 0 | [12 empty] | 88.98 | 177.96 | 266.94 | W:23 3/4'' H:7 3/4'' E:8 1/4'' | 7.8 |  |  | 23.75 | 7.75 | Wall / Bath |  |  |  |  | 8.25 |  | No |  | No | [21 empty] | DP:1 1/8'' W:23'' H:5 1/2'' OB UP:3 3/4'' OB DOWN:4'' |  |  |  | 6.5 |  |  | N/A | Hardwired | 0 | 1 | 0 | 0 | 1 | 0 | 0 | 1 | 0 | 0 | 0 | 785652443206 | 30 | 10.25 | 9.5 | 9.9 | 1.691 | 175 | Yes | [8 empty] | ETL Damp | cETL Damp | WHEATON 3L BATH-962 | Three Light Wall / Bath |  | 44627-962.jpg | 44627.jpg
44627EN3-782 | Three Light Wall / Bath | The Wheaton lighting collection by Sea Gull Lighting is a tribute to versatility. The Satin Etched glass can be coupled with either a Brushed Nickel finish for a soft contemporary feel or an Heirloom Bronze finish for a more rustic charm. Wheaton delivers excellent transitional style that can fit within various home decor styles. The assortment includes nine-light, five-light, and three-light chandeliers, pendants in four sizes, both flush and semi-flush ceiling fixtures, as well as one-light, two-light, three-light and four-light wall/bath fixtures. Both incandescent lamping and ENERGY STAR-qualified LED lamping are available. Most of these fixtures easily convert to LED by purchasing LED replacement lamps sold separately. | BATH | Wheaton | Wall / Bath Lighting | Heirloom Bronze | 782 | Steel | Satin Etched Glass | D:6.375" H:4.4375" |  |  | 3 Medium A19 9.3w |  | 3 | Yes | [14 empty] | 0 | [12 empty] | 106.48 | 212.96 | 319.44 | W:23 3/4'' H:7 3/4'' E:8 1/4'' | 7.8 |  |  | 23.75 | 7.75 | Wall / Bath |  |  |  |  | 8.25 |  | No |  | No | [21 empty] | DP:1 1/8'' W:22 15/16'' H:5 1/2'' OB UP:3 3/4'' OB DOWN:4'' |  |  |  | 6.5 | Black/White |  | N/A | Hardwired | 0 | 1 | 0 | 1 | 1 | 0 | 0 | 0 | 0 | 0 | 0 | 785652049835 | 30 | 10.25 | 9.5 | 9.9 | 1.691 | 175 | Yes | [8 empty] | ETL Damp | cETL Damp | WHEATON 3L BATH-782 | Three Light Wall / Bath |  | 44627EN3-782.jpg | 44627.jpg
44627EN3-962 | Three Light Wall / Bath | The Wheaton lighting collection by Sea Gull Lighting is a tribute to versatility. The Satin Etched glass can be coupled with either a Brushed Nickel finish for a soft contemporary feel or an Heirloom Bronze finish for a more rustic charm. Wheaton delivers excellent transitional style that can fit within various home decor styles. The assortment includes nine-light, five-light, and three-light chandeliers, pendants in four sizes, both flush and semi-flush ceiling fixtures, as well as one-light, two-light, three-light and four-light wall/bath fixtures. Both incandescent lamping and ENERGY STAR-qualified LED lamping are available. Most of these fixtures easily convert to LED by purchasing LED replacement lamps sold separately. | BATH | Wheaton | Wall / Bath Lighting | Brushed Nickel | 962 | Steel | Satin Etched Glass | D:6.375" H:4.4375" |  |  | 3 Medium A19 9.3w |  | 3 | Yes | [14 empty] | 0 | [12 empty] | 106.48 | 212.96 | 319.44 | W:23 3/4'' H:7 3/4'' E:8 1/4'' | 7.8 |  |  | 23.75 | 7.75 | Wall / Bath |  |  |  |  | 8.25 |  | No |  | No | [21 empty] | DP:1 1/8'' W:22 15/16'' H:5 1/2'' OB UP:3 3/4'' OB DOWN:4'' |  |  |  | 6.5 | Black/White |  | N/A | Hardwired | 0 | 1 | 0 | 1 | 1 | 0 | 0 | 0 | 0 | 0 | 0 | 785652049842 | 30 | 10.25 | 9.5 | 9.9 | 1.691 | 175 | Yes | [8 empty] | ETL Damp | cETL Damp | WHEATON 3L BATH-962 | Three Light Wall / Bath |  | 44627EN3-962.jpg | 44627.jpg
44628-782 | Four Light Wall / Bath | The Wheaton lighting collection by Sea Gull Lighting is a tribute to versatility. The Satin Etched glass can be coupled with either a Brushed Nickel finish for a soft contemporary feel or an Heirloom Bronze finish for a more rustic charm. Wheaton delivers excellent transitional style that can fit within various home decor styles. The assortment includes nine-light, five-light, and three-light chandeliers, pendants in four sizes, both flush and semi-flush ceiling fixtures, as well as one-light, two-light, three-light and four-light wall/bath fixtures. Both incandescent lamping and ENERGY STAR-qualified LED lamping are available. Most of these fixtures easily convert to LED by purchasing LED replacement lamps sold separately. | BATH | Wheaton | Wall / Bath Lighting | Heirloom Bronze | 782 | Steel | Satin Etched Glass | D:6.375" H:4.4375" |  |  | 4 Medium A19 100w |  | 4 | No | [14 empty] | 0 | [12 empty] | 116.48 | 232.96 | 349.44 | W:32 1/2'' H:7 3/4'' E:8 1/4'' | 10.5 |  |  | 32.5 | 7.75 | Wall / Bath |  |  |  |  | 8.25 |  | No |  | No | [21 empty] | DP:1 1/8'' W:31 5/8'' H:5 1/2'' OB UP:3 3/4'' OB DOWN:4'' |  |  |  | 6.5 |  |  | N/A | Hardwired | 0 | 1 | 0 | 0 | 1 | 0 | 0 | 1 | 0 | 0 | 0 | 785652443152 | 38.75 | 10.25 | 9.5 | 13.1 | 2.184 | 125 | Yes | [8 empty] | ETL Damp | cETL Damp | WHEATON 4L BATH-782 | Four Light Wall / Bath |  | 44628-782.jpg | 44628.jpg
44628-962 | Four Light Wall / Bath | The Wheaton lighting collection by Sea Gull Lighting is a tribute to versatility. The Satin Etched glass can be coupled with either a Brushed Nickel finish for a soft contemporary feel or an Heirloom Bronze finish for a more rustic charm. Wheaton delivers excellent transitional style that can fit within various home decor styles. The assortment includes nine-light, five-light, and three-light chandeliers, pendants in four sizes, both flush and semi-flush ceiling fixtures, as well as one-light, two-light, three-light and four-light wall/bath fixtures. Both incandescent lamping and ENERGY STAR-qualified LED lamping are available. Most of these fixtures easily convert to LED by purchasing LED replacement lamps sold separately. | BATH | Wheaton | Wall / Bath Lighting | Brushed Nickel | 962 | Steel | Satin Etched Glass | D:6.375" H:4.4375" |  |  | 4 Medium A19 100w |  | 4 | No | [14 empty] | 0 | [12 empty] | 116.48 | 232.96 | 349.44 | W:32 1/2'' H:7 3/4'' E:8 1/4'' | 10.5 |  |  | 32.5 | 7.75 | Wall / Bath |  |  |  |  | 8.25 |  | No |  | No | [21 empty] | DP:1 1/8'' W:31 5/8'' H:5 1/2'' OB UP:3 3/4'' OB DOWN:4'' |  |  |  | 6.5 |  |  | N/A | Hardwired | 0 | 1 | 0 | 0 | 1 | 0 | 0 | 1 | 0 | 0 | 0 | 785652443213 | 38.75 | 10.25 | 9.5 | 13.1 | 2.184 | 125 | Yes | [8 empty] | ETL Damp | cETL Damp | WHEATON 4L BATH-962 | Four Light Wall / Bath |  | 44628-962.jpg | 44628.jpg
44628EN3-782 | Four Light Wall / Bath | The Wheaton lighting collection by Sea Gull Lighting is a tribute to versatility. The Satin Etched glass can be coupled with either a Brushed Nickel finish for a soft contemporary feel or an Heirloom Bronze finish for a more rustic charm. Wheaton delivers excellent transitional style that can fit within various home decor styles. The assortment includes nine-light, five-light, and three-light chandeliers, pendants in four sizes, both flush and semi-flush ceiling fixtures, as well as one-light, two-light, three-light and four-light wall/bath fixtures. Both incandescent lamping and ENERGY STAR-qualified LED lamping are available. Most of these fixtures easily convert to LED by purchasing LED replacement lamps sold separately. | BATH | Wheaton | Wall / Bath Lighting | Heirloom Bronze | 782 | Steel | Satin Etched Glass | D:6.375" H:4.4375" |  |  | 4 Medium A19 9.3w |  | 4 | Yes | [14 empty] | 0 | [12 empty] | 138.48 | 276.96 | 415.44 | W:32 1/2'' H:7 3/4'' E:8 1/4'' | 10.5 |  |  | 32.5 | 7.75 | Wall / Bath |  |  |  |  | 8.25 |  | No |  | No | [21 empty] | DP:1 1/8'' W:31 5/8'' H:5 1/2'' OB UP:3 3/4'' OB DOWN:4'' |  |  |  | 6.5 | Black/White |  | N/A | Hardwired | 0 | 1 | 0 | 1 | 1 | 0 | 0 | 0 | 0 | 0 | 0 | 785652049859 | 38.75 | 10.25 | 9.5 | 13.1 | 2.184 | 125 | Yes | [8 empty] | ETL Damp | cETL Damp | WHEATON 4L BATH-782 | Four Light Wall / Bath |  | 44628EN3-782.jpg | 44628.jpg
44628EN3-962 | Four Light Wall / Bath | The Wheaton lighting collection by Sea Gull Lighting is a tribute to versatility. The Satin Etched glass can be coupled with either a Brushed Nickel finish for a soft contemporary feel or an Heirloom Bronze finish for a more rustic charm. Wheaton delivers excellent transitional style that can fit within various home decor styles. The assortment includes nine-light, five-light, and three-light chandeliers, pendants in four sizes, both flush and semi-flush ceiling fixtures, as well as one-light, two-light, three-light and four-light wall/bath fixtures. Both incandescent lamping and ENERGY STAR-qualified LED lamping are available. Most of these fixtures easily convert to LED by purchasing LED replacement lamps sold separately. | BATH | Wheaton | Wall / Bath Lighting | Brushed Nickel | 962 | Steel | Satin Etched Glass | D:6.375" H:4.4375" |  |  | 4 Medium A19 9.3w |  | 4 | Yes | [14 empty] | 0 | [12 empty] | 138.48 | 276.96 | 415.44 | W:32 1/2'' H:7 3/4'' E:8 1/4'' | 10.5 |  |  | 32.5 | 7.75 | Wall / Bath |  |  |  |  | 8.25 |  | No |  | No | [21 empty] | DP:1 1/8'' W:31 5/8'' H:5 1/2'' OB UP:3 3/4'' OB DOWN:4'' |  |  |  | 6.5 | Black/White |  | N/A | Hardwired | 0 | 1 | 0 | 1 | 1 | 0 | 0 | 0 | 0 | 0 | 0 | 785652049866 | 38.75 | 10.25 | 9.5 | 13.1 | 2.184 | 125 | Yes | [8 empty] | ETL Damp | cETL Damp | WHEATON 4L BATH-962 | Four Light Wall / Bath |  | 44628EN3-962.jpg | 44628.jpg
44660-839 | One Light Wall / Bath Sconce | The Winnetka indoor lighting collection by Sea Gull Lighting has a clean design which lends itself to a modern-mission style. The geometric, cylinder design has subtle ornamentation, while still offering impressive style. The indoor lighting collection is offered in Brushed Nickel or textured Blacksmith finishes, both with Satin Etched glass. The assortment includes 15-light, nine-light, five-light, and three-light chandeliers, pendants in four sizes, both flush and semi-flush ceiling fixtures, as well as one-light, two-light, three-light and four-light wall/bath fixtures. Most of these fixtures easily convert to LED by purchasing LED replacement lamps sold separately. | WALL SCONCE | Winnetka | Wall / Bath Lighting | Blacksmith | 839 | Steel | Satin Etched Glass | D:4" H:5.75" |  |  | 1 Medium A19 100w |  | 1 | No | [14 empty] | 0 | [12 empty] | 42.48 | 84.96 | 127.44 | W:6'' H:9 1/4'' E:7 1/2'' | 2.44 |  |  | 6 | 9.25 | Center Lock-Up |  |  |  |  | 7.5 |  | No |  | No | [21 empty] | D:6'' DP:1 9/16'' OB UP:4'' OB DOWN:5 1/4'' |  |  |  | 6.5 |  |  | N/A | Hardwired | 0 | 1 | 0 | 0 | 1 | 0 | 0 | 1 | 0 | 0 | 0 | 785652416620 | 8.75 | 8.25 | 12.75 | 3.1 | 0.533 | 175 | Yes | [8 empty] | ETL Damp | cETL Damp | WINNETKA 1L SCONCE-839 | One Light Wall / Bath Sconce |  | 44660-839.jpg | 44660.jpg
44660-962 | One Light Wall / Bath Sconce | The Winnetka indoor lighting collection by Sea Gull Lighting has a clean design which lends itself to a modern-mission style. The geometric, cylinder design has subtle ornamentation, while still offering impressive style. The indoor lighting collection is offered in Brushed Nickel or textured Blacksmith finishes, both with Satin Etched glass. The assortment includes 15-light, nine-light, five-light, and three-light chandeliers, pendants in four sizes, both flush and semi-flush ceiling fixtures, as well as one-light, two-light, three-light and four-light wall/bath fixtures. Most of these fixtures easily convert to LED by purchasing LED replacement lamps sold separately. | WALL SCONCE | Winnetka | Wall / Bath Lighting | Brushed Nickel | 962 | Steel | Satin Etched Glass | D:4" H:5.75" |  |  | 1 Medium A19 100w |  | 1 | No | [14 empty] | 0 | [12 empty] | 42.48 | 84.96 | 127.44 | W:6'' H:9 1/4'' E:7 1/2'' | 2.44 |  |  | 6 | 9.25 | Center Lock-Up |  |  |  |  | 7.5 |  | No |  | No | [21 empty] | D:6'' DP:1 9/16'' OB UP:4'' OB DOWN:5 1/4'' |  |  |  | 6.5 |  |  | N/A | Hardwired | 0 | 1 | 0 | 0 | 1 | 0 | 0 | 1 | 0 | 0 | 0 | 785652446641 | 8.75 | 8.25 | 12.75 | 3.1 | 0.533 | 175 | Yes | [8 empty] | ETL Damp | cETL Damp | WINNETKA 1L SCONCE-962 | One Light Wall / Bath Sconce |  | 44660-962.jpg | 44660.jpg
44660EN3-839 | One Light Wall / Bath Sconce | The Winnetka indoor lighting collection by Sea Gull Lighting has a clean design which lends itself to a modern-mission style. The geometric, cylinder design has subtle ornamentation, while still offering impressive style. The indoor lighting collection is offered in Brushed Nickel or textured Blacksmith finishes, both with Satin Etched glass. The assortment includes 15-light, nine-light, five-light, and three-light chandeliers, pendants in four sizes, both flush and semi-flush ceiling fixtures, as well as one-light, two-light, three-light and four-light wall/bath fixtures. Most of these fixtures easily convert to LED by purchasing LED replacement lamps sold separately. | WALL SCONCE | Winnetka | Wall / Bath Lighting | Blacksmith | 839 | Steel | Satin Etched Glass | D:4" H:5.75" |  |  | 1 Medium A19 9.3w |  | 1 | Yes | [14 empty] | 0 | [12 empty] | 47.48 | 94.96 | 142.44 | W:6'' H:9 1/4'' E:7 1/2'' | 2.44 |  |  | 6 | 9.25 | Center Lock-Up |  |  |  |  | 7.5 |  | No |  | No | [21 empty] | D:6'' DP:1 9/16'' OB UP:4'' OB DOWN:5 1/4'' |  |  |  | 6.5 | Black/White |  | N/A | Hardwired | 0 | 1 | 0 | 1 | 1 | 0 | 0 | 0 | 0 | 0 | 0 | 785652047756 | 12.75 | 8.25 | 8.75 | 3.1 | 0.533 | 175 | Yes | [8 empty] | ETL Damp | cETL Damp | WINNETKA 1L SCONCE-839 | One Light Wall / Bath Sconce |  | 44660EN3-839.jpg | 44660.jpg
44660EN3-962 | One Light Wall / Bath Sconce | The Winnetka indoor lighting collection by Sea Gull Lighting has a clean design which lends itself to a modern-mission style. The geometric, cylinder design has subtle ornamentation, while still offering impressive style. The indoor lighting collection is offered in Brushed Nickel or textured Blacksmith finishes, both with Satin Etched glass. The assortment includes 15-light, nine-light, five-light, and three-light chandeliers, pendants in four sizes, both flush and semi-flush ceiling fixtures, as well as one-light, two-light, three-light and four-light wall/bath fixtures. Most of these fixtures easily convert to LED by purchasing LED replacement lamps sold separately. | WALL SCONCE | Winnetka | Wall / Bath Lighting | Brushed Nickel | 962 | Steel | Satin Etched Glass | D:4" H:5.75" |  |  | 1 Medium A19 9.3w |  | 1 | Yes | [14 empty] | 0 | [12 empty] | 47.48 | 94.96 | 142.44 | W:6'' H:9 1/4'' E:7 1/2'' | 2.44 |  |  | 6 | 9.25 | Center Lock-Up |  |  |  |  | 7.5 |  | No |  | No | [21 empty] | D:6'' DP:1 9/16'' OB UP:4'' OB DOWN:5 1/4'' |  |  |  | 6.5 | Black/White |  | N/A | Hardwired | 0 | 1 | 0 | 1 | 1 | 0 | 0 | 0 | 0 | 0 | 0 | 785652047763 | 12.75 | 8.25 | 8.75 | 3.1 | 0.533 | 175 | Yes | [8 empty] | ETL Damp | cETL Damp | WINNETKA 1L SCONCE-962 | One Light Wall / Bath Sconce |  | 44660EN3-962.jpg | 44660.jpg
44661-839 | Two Light Wall / Bath | The Winnetka indoor lighting collection by Sea Gull Lighting has a clean design which lends itself to a modern-mission style. The geometric, cylinder design has subtle ornamentation, while still offering impressive style. The indoor lighting collection is offered in Brushed Nickel or textured Blacksmith finishes, both with Satin Etched glass. The assortment includes 15-light, nine-light, five-light, and three-light chandeliers, pendants in four sizes, both flush and semi-flush ceiling fixtures, as well as one-light, two-light, three-light and four-light wall/bath fixtures. Most of these fixtures easily convert to LED by purchasing LED replacement lamps sold separately. | BATH | Winnetka | Wall / Bath Lighting | Blacksmith | 839 | Steel | Satin Etched Glass | D:4" H:5.75" |  |  | 2 Medium A19 100w |  | 2 | No | [14 empty] | 0 | [12 empty] | 85.48 | 170.96 | 256.44 | W:14'' H:9 1/4'' E:8 1/2'' | 5.8 |  |  | 14 | 9.25 | Cap Nuts |  |  |  |  | 8.5 |  | No |  | No | [21 empty] | DP:1 3/8'' W:13 1/2'' H:5 3/8'' OB UP:4'' OB DOWN:5 1/4'' |  |  |  | 6.5 |  |  | N/A | Hardwired | 0 | 1 | 0 | 0 | 1 | 0 | 0 | 1 | 0 | 0 | 0 | 785652416637 | 15.5 | 10 | 12.5 | 7.3 | 1.121 | 125 | Yes | [8 empty] | ETL Damp | cETL Damp | WINNETKA 2L BATH-839 | Two Light Wall / Bath |  | 44661-839.jpg | 44661.jpg
44661-962 | Two Light Wall / Bath | The Winnetka indoor lighting collection by Sea Gull Lighting has a clean design which lends itself to a modern-mission style. The geometric, cylinder design has subtle ornamentation, while still offering impressive style. The indoor lighting collection is offered in Brushed Nickel or textured Blacksmith finishes, both with Satin Etched glass. The assortment includes 15-light, nine-light, five-light, and three-light chandeliers, pendants in four sizes, both flush and semi-flush ceiling fixtures, as well as one-light, two-light, three-light and four-light wall/bath fixtures. Most of these fixtures easily convert to LED by purchasing LED replacement lamps sold separately. | BATH | Winnetka | Wall / Bath Lighting | Brushed Nickel | 962 | Steel | Satin Etched Glass | D:4" H:5.75" |  |  | 2 Medium A19 100w |  | 2 | No | [14 empty] | 0 | [12 empty] | 85.48 | 170.96 | 256.44 | W:14'' H:9 1/4'' E:8 1/2'' | 5.8 |  |  | 14 | 9.25 | Cap Nuts |  |  |  |  | 8.5 |  | No |  | No | [21 empty] | DP:1 3/8'' W:13 1/2'' H:5 3/8'' OB UP:4'' OB DOWN:5 1/4'' |  |  |  | 6.5 |  |  | N/A | Hardwired | 0 | 1 | 0 | 0 | 1 | 0 | 0 | 1 | 0 | 0 | 0 | 785652446658 | 16.75 | 10.25 | 11.75 | 6.9 | 1.167 | 175 | Yes | [8 empty] | ETL Damp | cETL Damp | WINNETKA 2L BATH-962 | Two Light Wall / Bath |  | 44661-962.jpg | 44661.jpg
44661EN3-839 | Two Light Wall / Bath | The Winnetka indoor lighting collection by Sea Gull Lighting has a clean design which lends itself to a modern-mission style. The geometric, cylinder design has subtle ornamentation, while still offering impressive style. The indoor lighting collection is offered in Brushed Nickel or textured Blacksmith finishes, both with Satin Etched glass. The assortment includes 15-light, nine-light, five-light, and three-light chandeliers, pendants in four sizes, both flush and semi-flush ceiling fixtures, as well as one-light, two-light, three-light and four-light wall/bath fixtures. Most of these fixtures easily convert to LED by purchasing LED replacement lamps sold separately. | BATH | Winnetka | Wall / Bath Lighting | Blacksmith | 839 | Steel | Satin Etched Glass | D:4" H:5.75" |  |  | 2 Medium A19 9.3w |  | 2 | Yes | [14 empty] | 0 | [12 empty] | 95.48 | 190.96 | 286.44 | W:14'' H:9 1/4'' E:8 1/2'' | 5.8 |  |  | 14 | 9.25 | Cap Nuts |  |  |  |  | 8.5 |  | No |  | No | [21 empty] | DP:1 3/8'' W:13 1/2'' H:5 3/8'' OB UP:4'' OB DOWN:5 1/4'' |  |  |  | 6.5 | Black/White |  | N/A | Hardwired | 0 | 1 | 0 | 1 | 1 | 0 | 0 | 0 | 0 | 0 | 0 | 785652047770 | 15.5 | 10 | 12.5 | 7.3 | 1.121 | 125 | Yes | [8 empty] | ETL Damp | cETL Damp | WINNETKA 2L BATH-839 | Two Light Wall / Bath |  | 44661EN3-839.jpg | 44661.jpg
44661EN3-962 | Two Light Wall / Bath | The Winnetka indoor lighting collection by Sea Gull Lighting has a clean design which lends itself to a modern-mission style. The geometric, cylinder design has subtle ornamentation, while still offering impressive style. The indoor lighting collection is offered in Brushed Nickel or textured Blacksmith finishes, both with Satin Etched glass. The assortment includes 15-light, nine-light, five-light, and three-light chandeliers, pendants in four sizes, both flush and semi-flush ceiling fixtures, as well as one-light, two-light, three-light and four-light wall/bath fixtures. Most of these fixtures easily convert to LED by purchasing LED replacement lamps sold separately. | BATH | Winnetka | Wall / Bath Lighting | Brushed Nickel | 962 | Steel | Satin Etched Glass | D:4" H:5.75" |  |  | 2 Medium A19 9.3w |  | 2 | Yes | [14 empty] | 0 | [12 empty] | 95.48 | 190.96 | 286.44 | W:14'' H:9 1/4'' E:8 1/2'' | 5.8 |  |  | 14 | 9.25 | Cap Nuts |  |  |  |  | 8.5 |  | No |  | No | [21 empty] | DP:1 3/8'' W:13 1/2'' H:5 3/8'' OB UP:4'' OB DOWN:5 1/4'' |  |  |  | 6.5 | Black/White |  | N/A | Hardwired | 0 | 1 | 0 | 1 | 1 | 0 | 0 | 0 | 0 | 0 | 0 | 785652047787 | 16.75 | 10.25 | 11.75 | 6.9 | 1.167 | 175 | Yes | [8 empty] | ETL Damp | cETL Damp | WINNETKA 2L BATH-962 | Two Light Wall / Bath |  | 44661EN3-962.jpg | 44661.jpg
44662-839 | Three Light Wall / Bath | The Winnetka indoor lighting collection by Sea Gull Lighting has a clean design which lends itself to a modern-mission style. The geometric, cylinder design has subtle ornamentation, while still offering impressive style. The indoor lighting collection is offered in Brushed Nickel or textured Blacksmith finishes, both with Satin Etched glass. The assortment includes 15-light, nine-light, five-light, and three-light chandeliers, pendants in four sizes, both flush and semi-flush ceiling fixtures, as well as one-light, two-light, three-light and four-light wall/bath fixtures. Most of these fixtures easily convert to LED by purchasing LED replacement lamps sold separately. | BATH | Winnetka | Wall / Bath Lighting | Blacksmith | 839 | Steel | Satin Etched Glass | D:4" H:5.75" |  |  | 3 Medium A19 100w |  | 3 | No | [14 empty] | 0 | [12 empty] | 124.98 | 249.96 | 374.94 | W:23'' H:9 1/4'' E:8 1/2'' | 9.3 |  |  | 23 | 9.25 | Wall / Bath |  |  |  |  | 8.5 |  | No |  | No | [21 empty] | DP:1 3/8'' W:22 1/2'' H:5 3/8'' OB UP:4'' OB DOWN:5 1/4'' |  |  |  | 6.5 |  |  | N/A | Hardwired | 0 | 1 | 0 | 0 | 1 | 0 | 0 | 1 | 0 | 0 | 0 | 785652416644 | 24.5 | 10 | 12.25 | 12 | 1.737 | 125 | Yes | [8 empty] | ETL Damp | cETL Damp | WINNETKA 3L BATH-839 | Three Light Wall / Bath |  | 44662-839.jpg | 44662.jpg
44662-962 | Three Light Wall / Bath | The Winnetka indoor lighting collection by Sea Gull Lighting has a clean design which lends itself to a modern-mission style. The geometric, cylinder design has subtle ornamentation, while still offering impressive style. The indoor lighting collection is offered in Brushed Nickel or textured Blacksmith finishes, both with Satin Etched glass. The assortment includes 15-light, nine-light, five-light, and three-light chandeliers, pendants in four sizes, both flush and semi-flush ceiling fixtures, as well as one-light, two-light, three-light and four-light wall/bath fixtures. Most of these fixtures easily convert to LED by purchasing LED replacement lamps sold separately. | BATH | Winnetka | Wall / Bath Lighting | Brushed Nickel | 962 | Steel | Satin Etched Glass | D:4" H:5.75" |  |  | 3 Medium A19 100w |  | 3 | No | [14 empty] | 0 | [12 empty] | 124.98 | 249.96 | 374.94 | W:23'' H:9 1/4'' E:8 1/2'' | 9.3 |  |  | 23 | 9.25 | Wall / Bath |  |  |  |  | 8.5 |  | No |  | No | [21 empty] | DP:1 3/8'' W:22 1/2'' H:5 3/8'' OB UP:4'' OB DOWN:5 1/4'' |  |  |  | 6.5 |  |  | N/A | Hardwired | 0 | 1 | 0 | 0 | 1 | 0 | 0 | 1 | 0 | 0 | 0 | 785652446665 | 24.5 | 10 | 12.25 | 12 | 1.737 | 125 | Yes | [8 empty] | ETL Damp | cETL Damp | WINNETKA 3L BATH-962 | Three Light Wall / Bath |  | 44662-962.jpg | 44662.jpg
44662EN3-839 | Three Light Wall / Bath | The Winnetka indoor lighting collection by Sea Gull Lighting has a clean design which lends itself to a modern-mission style. The geometric, cylinder design has subtle ornamentation, while still offering impressive style. The indoor lighting collection is offered in Brushed Nickel or textured Blacksmith finishes, both with Satin Etched glass. The assortment includes 15-light, nine-light, five-light, and three-light chandeliers, pendants in four sizes, both flush and semi-flush ceiling fixtures, as well as one-light, two-light, three-light and four-light wall/bath fixtures. Most of these fixtures easily convert to LED by purchasing LED replacement lamps sold separately. | BATH | Winnetka | Wall / Bath Lighting | Blacksmith | 839 | Steel | Satin Etched Glass | D:4" H:5.75" |  |  | 3 Medium A19 9.3w |  | 3 | Yes | [14 empty] | 0 | [12 empty] | 139.98 | 279.96 | 419.94 | W:23'' H:9 1/4'' E:8 1/2'' | 9.3 |  |  | 23 | 9.25 | Wall / Bath |  |  |  |  | 8.5 |  | No |  | No | [21 empty] | DP:1 3/8'' W:22 1/2'' H:5 3/8'' OB UP:4'' OB DOWN:5 1/4'' |  |  |  | 6.5 | Black/White |  | N/A | Hardwired | 0 | 1 | 0 | 1 | 1 | 0 | 0 | 0 | 0 | 0 | 0 | 785652047817 | 24.5 | 10 | 12.25 | 12 | 1.737 | 125 | Yes | [8 empty] | ETL Damp | cETL Damp | WINNETKA 3L BATH-839 | Three Light Wall / Bath |  | 44662EN3-839.jpg | 44662.jpg
44662EN3-962 | Three Light Wall / Bath | The Winnetka indoor lighting collection by Sea Gull Lighting has a clean design which lends itself to a modern-mission style. The geometric, cylinder design has subtle ornamentation, while still offering impressive style. The indoor lighting collection is offered in Brushed Nickel or textured Blacksmith finishes, both with Satin Etched glass. The assortment includes 15-light, nine-light, five-light, and three-light chandeliers, pendants in four sizes, both flush and semi-flush ceiling fixtures, as well as one-light, two-light, three-light and four-light wall/bath fixtures. Most of these fixtures easily convert to LED by purchasing LED replacement lamps sold separately. | BATH | Winnetka | Wall / Bath Lighting | Brushed Nickel | 962 | Steel | Satin Etched Glass | D:4" H:5.75" |  |  | 3 Medium A19 9.3w |  | 3 | Yes | [14 empty] | 0 | [12 empty] | 139.98 | 279.96 | 419.94 | W:23'' H:9 1/4'' E:8 1/2'' | 9.3 |  |  | 23 | 9.25 | Wall / Bath |  |  |  |  | 8.5 |  | No |  | No | [21 empty] | DP:1 3/8'' W:22 1/2'' H:5 3/8'' OB UP:4'' OB DOWN:5 1/4'' |  |  |  | 6.5 | Black/White |  | N/A | Hardwired | 0 | 1 | 0 | 1 | 1 | 0 | 0 | 0 | 0 | 0 | 0 | 785652047824 | 24.5 | 10 | 12.25 | 12 | 1.737 | 125 | Yes | [8 empty] | ETL Damp | cETL Damp | WINNETKA 3L BATH-962 | Three Light Wall / Bath |  | 44662EN3-962.jpg | 44662.jpg
44663-839 | Four Light Wall / Bath | The Winnetka indoor lighting collection by Sea Gull Lighting has a clean design which lends itself to a modern-mission style. The geometric, cylinder design has subtle ornamentation, while still offering impressive style. The indoor lighting collection is offered in Brushed Nickel or textured Blacksmith finishes, both with Satin Etched glass. The assortment includes 15-light, nine-light, five-light, and three-light chandeliers, pendants in four sizes, both flush and semi-flush ceiling fixtures, as well as one-light, two-light, three-light and four-light wall/bath fixtures. Most of these fixtures easily convert to LED by purchasing LED replacement lamps sold separately. | BATH | Winnetka | Wall / Bath Lighting | Blacksmith | 839 | Steel | Satin Etched Glass | D:4" H:5.75" |  |  | 4 Medium A19 100w |  | 4 | No | [14 empty] | 0 | [12 empty] | 188.48 | 376.96 | 565.44 | W:32'' H:9 1/4'' E:8 1/2'' | 12.8 |  |  | 32 | 9.25 | Wall / Bath |  |  |  |  | 8.5 |  | No |  | No | [21 empty] | DP:1 3/8'' W:31 1/2'' H:5 3/8'' OB UP:4'' OB DOWN:5 1/4'' |  |  |  | 6.5 |  |  | N/A | Hardwired | 0 | 1 | 0 | 0 | 1 | 0 | 0 | 1 | 0 | 0 | 0 | 785652416651 | 33.5 | 10 | 12 | 16 | 2.326 | 125 | Yes | [8 empty] | ETL Damp | cETL Damp | WINNETKA 4L BATH-839 | Four Light Wall / Bath |  | 44663-839.jpg | 44663.jpg
44663-962 | Four Light Wall / Bath | The Winnetka indoor lighting collection by Sea Gull Lighting has a clean design which lends itself to a modern-mission style. The geometric, cylinder design has subtle ornamentation, while still offering impressive style. The indoor lighting collection is offered in Brushed Nickel or textured Blacksmith finishes, both with Satin Etched glass. The assortment includes 15-light, nine-light, five-light, and three-light chandeliers, pendants in four sizes, both flush and semi-flush ceiling fixtures, as well as one-light, two-light, three-light and four-light wall/bath fixtures. Most of these fixtures easily convert to LED by purchasing LED replacement lamps sold separately. | BATH | Winnetka | Wall / Bath Lighting | Brushed Nickel | 962 | Steel | Satin Etched Glass | D:4" H:5.75" |  |  | 4 Medium A19 100w |  | 4 | No | [14 empty] | 0 | [12 empty] | 188.48 | 376.96 | 565.44 | W:32'' H:9 1/4'' E:8 1/2'' | 12.8 |  |  | 32 | 9.25 | Wall / Bath |  |  |  |  | 8.5 |  | No |  | No | [21 empty] | DP:1 3/8'' W:31 1/2'' H:5 3/8'' OB UP:4'' OB DOWN:5 1/4'' |  |  |  | 6.5 |  |  | N/A | Hardwired | 0 | 1 | 0 | 0 | 1 | 0 | 0 | 1 | 0 | 0 | 0 | 785652446672 | 33.5 | 10 | 12 | 16 | 2.326 | 125 | Yes | [8 empty] | ETL Damp | cETL Damp | WINNETKA 4L BATH-962 | Four Light Wall / Bath |  | 44663-962.jpg | 44663.jpg
44663EN3-839 | Four Light Wall / Bath | The Winnetka indoor lighting collection by Sea Gull Lighting has a clean design which lends itself to a modern-mission style. The geometric, cylinder design has subtle ornamentation, while still offering impressive style. The indoor lighting collection is offered in Brushed Nickel or textured Blacksmith finishes, both with Satin Etched glass. The assortment includes 15-light, nine-light, five-light, and three-light chandeliers, pendants in four sizes, both flush and semi-flush ceiling fixtures, as well as one-light, two-light, three-light and four-light wall/bath fixtures. Most of these fixtures easily convert to LED by purchasing LED replacement lamps sold separately. | BATH | Winnetka | Wall / Bath Lighting | Blacksmith | 839 | Steel | Satin Etched Glass | D:4" H:5.75" |  |  | 4 Medium A19 9.3w |  | 4 | Yes | [14 empty] | 0 | [12 empty] | 199.95 | 399.9 | 599.85 | W:32'' H:9 1/4'' E:8 1/2'' | 12.8 |  |  | 32 | 9.25 | Wall / Bath |  |  |  |  | 8.5 |  | No |  | No | [21 empty] | DP:1 3/8'' W:31 1/2'' H:5 3/8'' OB UP:4'' OB DOWN:5 1/4'' |  |  |  | 6.5 | Black/White |  | N/A | Hardwired | 0 | 1 | 0 | 1 | 1 | 0 | 0 | 0 | 0 | 0 | 0 | 785652047893 | 33.5 | 10 | 12 | 16 | 2.326 | 125 | Yes | [8 empty] | ETL Damp | cETL Damp | WINNETKA 4L BATH-839 | Four Light Wall / Bath |  | 44663EN3-839.jpg | 44663.jpg
44663EN3-962 | Four Light Wall / Bath | The Winnetka indoor lighting collection by Sea Gull Lighting has a clean design which lends itself to a modern-mission style. The geometric, cylinder design has subtle ornamentation, while still offering impressive style. The indoor lighting collection is offered in Brushed Nickel or textured Blacksmith finishes, both with Satin Etched glass. The assortment includes 15-light, nine-light, five-light, and three-light chandeliers, pendants in four sizes, both flush and semi-flush ceiling fixtures, as well as one-light, two-light, three-light and four-light wall/bath fixtures. Most of these fixtures easily convert to LED by purchasing LED replacement lamps sold separately. | BATH | Winnetka | Wall / Bath Lighting | Brushed Nickel | 962 | Steel | Satin Etched Glass | D:4" H:5.75" |  |  | 4 Medium A19 9.3w |  | 4 | Yes | [14 empty] | 0 | [12 empty] | 199.95 | 399.9 | 599.85 | W:32'' H:9 1/4'' E:8 1/2'' | 12.8 |  |  | 32 | 9.25 | Wall / Bath |  |  |  |  | 8.5 |  | No |  | No | [21 empty] | DP:1 3/8'' W:31 1/2'' H:5 3/8'' OB UP:4'' OB DOWN:5 1/4'' |  |  |  | 6.5 | Black/White |  | N/A | Hardwired | 0 | 1 | 0 | 1 | 1 | 0 | 0 | 0 | 0 | 0 | 0 | 785652047909 | 33.5 | 10 | 12 | 16 | 2.326 | 125 | Yes | [8 empty] | ETL Damp | cETL Damp | WINNETKA 4L BATH-962 | Four Light Wall / Bath |  | 44663EN3-962.jpg | 44663.jpg
44806-782 | Two Light Wall / Bath | The Holman collection by Sea Gull Lighting brings versatility and style to those just starting out. With softly flared glass and curved arms, there is just enough detail to give the overall look a lift while keeping it simple enough for those on a budget. Several chandeliers and sconces can be installed with lighting shining up or down, allowing the fixture to be customized for the specific space and function. Offered in a Brushed Nickel finish or Heirloom Bronze finish, both with Satin Etched glass. The assortment includes nine-light, five-light and three-light chandeliers, pendants in five sizes, both flush and semi-flush ceiling fixtures, as well as one-light, two-light three-light and four-light wall/bath fixtures. Both incandescent lamping and ENERGY STAR-qualified LED lamping are available. All fixtures are California Title 24 compliant. | BATH | Holman | Wall / Bath Lighting | Heirloom Bronze | 782 | Steel | Satin Etched Glass | D:5.25" H:4.25" |  |  | 2 Medium A19 60w |  | 2 | No | [14 empty] | 0 | [12 empty] | 28.48 | 56.96 | 85.44 | W:11 3/4'' H:9'' E:7 1/4'' | 3.2 |  |  | 11.75 | 9 | Wall / Bath |  |  |  |  | 7.25 |  | No |  | No | [21 empty] | DP:3/4'' W:7 1/2'' H:4 1/2'' OB UP:6 1/2'' OB DOWN:2 1/2'' Oval |  |  |  | 6.5 | Black/White |  |  | Hardwired | 0 | 1 | 0 | 0 | 1 | 0 | 0 | 1 | 0 | 0 | 0 | 785652058738 | 13.75 | 13.5 | 9 | 4.3 | 0.967 | 175 | Yes | [8 empty] | UL Damp | cUL Damp | HOLMAN 2L BATH-782 | Two Light Wall / Bath |  | 44806-782.png | 44806.jpg
44806-962 | Two Light Wall / Bath | The Holman collection by Sea Gull Lighting brings versatility and style to those just starting out. With softly flared glass and curved arms, there is just enough detail to give the overall look a lift while keeping it simple enough for those on a budget. Several chandeliers and sconces can be installed with lighting shining up or down, allowing the fixture to be customized for the specific space and function. Offered in a Brushed Nickel finish or Heirloom Bronze finish, both with Satin Etched glass. The assortment includes nine-light, five-light and three-light chandeliers, pendants in five sizes, both flush and semi-flush ceiling fixtures, as well as one-light, two-light three-light and four-light wall/bath fixtures. Both incandescent lamping and ENERGY STAR-qualified LED lamping are available. All fixtures are California Title 24 compliant. | BATH | Holman | Wall / Bath Lighting | Brushed Nickel | 962 | Steel | Satin Etched Glass | D:5.25" H:4.25" |  |  | 2 Medium A19 60w |  | 2 | No | [14 empty] | 0 | [12 empty] | 28.48 | 56.96 | 85.44 | W:11 3/4'' H:9'' E:7 1/4'' | 3.2 |  |  | 11.75 | 9 | Wall / Bath |  |  |  |  | 7.25 |  | No |  | No | [21 empty] | DP:3/4'' W:7 1/2'' H:4 1/2'' OB UP:6 1/2'' OB DOWN:2 1/2'' Oval |  |  |  | 6.5 | Black/White |  |  | Hardwired | 0 | 1 | 0 | 0 | 1 | 0 | 0 | 1 | 0 | 0 | 0 | 785652227530 | 13.75 | 13.5 | 9 | 4.3 | 0.967 | 175 | Yes | [8 empty] | UL Damp | cUL Damp | HOLMAN 2L BATH-962 | Two Light Wall / Bath |  | 44806-962.jpg | 44806.jpg
44806EN3-782 | Two Light Wall / Bath | The Holman collection by Sea Gull Lighting brings versatility and style to those just starting out. With softly flared glass and curved arms, there is just enough detail to give the overall look a lift while keeping it simple enough for those on a budget. Several chandeliers and sconces can be installed with lighting shining up or down, allowing the fixture to be customized for the specific space and function. Offered in a Brushed Nickel finish or Heirloom Bronze finish, both with Satin Etched glass. The assortment includes nine-light, five-light and three-light chandeliers, pendants in five sizes, both flush and semi-flush ceiling fixtures, as well as one-light, two-light three-light and four-light wall/bath fixtures. Both incandescent lamping and ENERGY STAR-qualified LED lamping are available. All fixtures are California Title 24 compliant. | BATH | Holman | Wall / Bath Lighting | Heirloom Bronze | 782 | Steel | Satin Etched Glass | D:5.25" H:4.25" |  |  | 2 Medium A19 9.3w |  | 2 | Yes | [14 empty] | 0 | [12 empty] | 38.98 | 77.96 | 116.94 | W:11 3/4'' H:9'' E:7 1/4'' | 3.2 |  |  | 11.75 | 9 | Wall / Bath |  |  |  |  | 7.25 |  | No |  | No | [21 empty] | DP:3/4'' W:7 1/2'' H:4 1/2'' OB UP:6 1/2'' OB DOWN:2 1/2'' Oval |  |  |  | 6.5 | Black/White |  |  | Hardwired | 0 | 1 | 0 | 1 | 1 | 0 | 0 | 0 | 0 | 0 | 0 | 785652059230 | 13.75 | 13.5 | 9 | 4.3 | 0.967 | 175 | Yes | [8 empty] | UL Damp | cUL Damp | HOLMAN 2L BATH-782 | Two Light Wall / Bath |  | 44806EN3-782.png | 44806.jpg
44806EN3-962 | Two Light Wall / Bath | The Holman collection by Sea Gull Lighting brings versatility and style to those just starting out. With softly flared glass and curved arms, there is just enough detail to give the overall look a lift while keeping it simple enough for those on a budget. Several chandeliers and sconces can be installed with lighting shining up or down, allowing the fixture to be customized for the specific space and function. Offered in a Brushed Nickel finish or Heirloom Bronze finish, both with Satin Etched glass. The assortment includes nine-light, five-light and three-light chandeliers, pendants in five sizes, both flush and semi-flush ceiling fixtures, as well as one-light, two-light three-light and four-light wall/bath fixtures. Both incandescent lamping and ENERGY STAR-qualified LED lamping are available. All fixtures are California Title 24 compliant. | BATH | Holman | Wall / Bath Lighting | Brushed Nickel | 962 | Steel | Satin Etched Glass | D:5.25" H:4.25" |  |  | 2 Medium A19 9.3w |  | 2 | Yes | [14 empty] | 0 | [12 empty] | 38.98 | 77.96 | 116.94 | W:11 3/4'' H:9'' E:7 1/4'' | 3.2 |  |  | 11.75 | 9 | Wall / Bath |  |  |  |  | 7.25 |  | No |  | No | [21 empty] | DP:3/4'' W:7 1/2'' H:4 1/2'' OB UP:6 1/2'' OB DOWN:2 1/2'' Oval |  |  |  | 6.5 | Black/White |  |  | Hardwired | 0 | 1 | 0 | 1 | 1 | 0 | 0 | 0 | 0 | 0 | 0 | 785652054679 | 13.75 | 13.5 | 9 | 4.3 | 0.967 | 175 | Yes | [8 empty] | UL Damp | cUL Damp | HOLMAN 2L BATH-962 | Two Light Wall / Bath |  | 44806EN3-962.jpg | 44806.jpg
44807-782 | Three Light Wall / Bath | The Holman collection by Sea Gull Lighting brings versatility and style to those just starting out. With softly flared glass and curved arms, there is just enough detail to give the overall look a lift while keeping it simple enough for those on a budget. Several chandeliers and sconces can be installed with lighting shining up or down, allowing the fixture to be customized for the specific space and function. Offered in a Brushed Nickel finish or Heirloom Bronze finish, both with Satin Etched glass. The assortment includes nine-light, five-light and three-light chandeliers, pendants in five sizes, both flush and semi-flush ceiling fixtures, as well as one-light, two-light three-light and four-light wall/bath fixtures. Both incandescent lamping and ENERGY STAR-qualified LED lamping are available. All fixtures are California Title 24 compliant. | BATH | Holman | Wall / Bath Lighting | Heirloom Bronze | 782 | Steel | Satin Etched Glass | D:5.25" H:4.25" |  |  | 3 Medium A19 60w |  | 3 | No | [14 empty] | 0 | [12 empty] | 36.48 | 72.96 | 109.44 | W:18'' H:9'' E:7 1/4'' | 4.6 |  |  | 18 | 9 | Wall / Bath |  |  |  |  | 7.25 |  | No |  | No | [21 empty] | DP:3/4'' W:7 1/2'' H:4 1/2'' OB UP:6 1/2'' OB DOWN:2 1/2'' Oval |  |  |  | 6.5 | Black/White |  |  | Hardwired | 0 | 1 | 0 | 0 | 1 | 0 | 0 | 1 | 0 | 0 | 0 | 785652058745 | 19.5 | 8.5 | 13.75 | 5.8 | 1.319 | 175 | Yes | [8 empty] | UL Damp | cUL Damp | HOLMAN 3L BATH-782 | Three Light Wall / Bath |  | 44807-782.png | 44807.jpg
44807-962 | Three Light Wall / Bath | The Holman collection by Sea Gull Lighting brings versatility and style to those just starting out. With softly flared glass and curved arms, there is just enough detail to give the overall look a lift while keeping it simple enough for those on a budget. Several chandeliers and sconces can be installed with lighting shining up or down, allowing the fixture to be customized for the specific space and function. Offered in a Brushed Nickel finish or Heirloom Bronze finish, both with Satin Etched glass. The assortment includes nine-light, five-light and three-light chandeliers, pendants in five sizes, both flush and semi-flush ceiling fixtures, as well as one-light, two-light three-light and four-light wall/bath fixtures. Both incandescent lamping and ENERGY STAR-qualified LED lamping are available. All fixtures are California Title 24 compliant. | BATH | Holman | Wall / Bath Lighting | Brushed Nickel | 962 | Steel | Satin Etched Glass | D:5.25" H:4.25" |  |  | 3 Medium A19 60w |  | 3 | No | [14 empty] | 0 | [12 empty] | 36.48 | 72.96 | 109.44 | W:18'' H:9'' E:7 1/4'' | 4.6 |  |  | 18 | 9 | Wall / Bath |  |  |  |  | 7.25 |  | No |  | No | [21 empty] | DP:3/4'' W:7 1/2'' H:4 1/2'' OB UP:6 1/2'' OB DOWN:2 1/2'' Oval |  |  |  | 6.5 | Black/White |  |  | Hardwired | 0 | 1 | 0 | 0 | 1 | 0 | 0 | 1 | 0 | 0 | 0 | 785652227578 | 19.5 | 8.5 | 13.5 | 6.5 | 1.295 | 175 | Yes | [8 empty] | UL Damp | cUL Damp | HOLMAN 3L BATH-962 | Three Light Wall / Bath |  | 44807-962.jpg | 44807.jpg
44807EN3-782 | Three Light Wall / Bath | The Holman collection by Sea Gull Lighting brings versatility and style to those just starting out. With softly flared glass and curved arms, there is just enough detail to give the overall look a lift while keeping it simple enough for those on a budget. Several chandeliers and sconces can be installed with lighting shining up or down, allowing the fixture to be customized for the specific space and function. Offered in a Brushed Nickel finish or Heirloom Bronze finish, both with Satin Etched glass. The assortment includes nine-light, five-light and three-light chandeliers, pendants in five sizes, both flush and semi-flush ceiling fixtures, as well as one-light, two-light three-light and four-light wall/bath fixtures. Both incandescent lamping and ENERGY STAR-qualified LED lamping are available. All fixtures are California Title 24 compliant. | BATH | Holman | Wall / Bath Lighting | Heirloom Bronze | 782 | Steel | Undefined Glass | D:5.25" H:4.25" |  |  | 3 Medium A19 9.3w |  | 3 | Yes | [14 empty] | 0 | [12 empty] | 49.95 | 99.9 | 149.85 | W:18'' H:9'' E:7 1/4'' | 4.6 |  |  | 18 | 9 | Wall / Bath |  |  |  |  | 7.25 |  | No |  | No | [21 empty] | DP:3/4'' W:7 1/2'' H:4 1/2'' OB UP:6 1/2'' OB DOWN:2 1/2'' Oval |  |  |  | 6.5 | Black/White |  |  | Hardwired | 0 | 1 | 0 | 1 | 1 | 0 | 0 | 0 | 0 | 0 | 0 | 785652059247 | 19.5 | 8.5 | 13.75 | 5.8 | 1.319 | 175 | Yes | [8 empty] | UL Damp | cUL Damp | HOLMAN 3L BATH-782 | Three Light Wall / Bath |  | 44807EN3-782.png | 44807.jpg
44807EN3-962 | Three Light Wall / Bath | The Holman collection by Sea Gull Lighting brings versatility and style to those just starting out. With softly flared glass and curved arms, there is just enough detail to give the overall look a lift while keeping it simple enough for those on a budget. Several chandeliers and sconces can be installed with lighting shining up or down, allowing the fixture to be customized for the specific space and function. Offered in a Brushed Nickel finish or Heirloom Bronze finish, both with Satin Etched glass. The assortment includes nine-light, five-light and three-light chandeliers, pendants in five sizes, both flush and semi-flush ceiling fixtures, as well as one-light, two-light three-light and four-light wall/bath fixtures. Both incandescent lamping and ENERGY STAR-qualified LED lamping are available. All fixtures are California Title 24 compliant. | BATH | Holman | Wall / Bath Lighting | Brushed Nickel | 962 | Steel | Satin Etched Glass | D:5.25" H:4.25" |  |  | 3 Medium A19 9.3w |  | 3 | Yes | [14 empty] | 0 | [12 empty] | 49.95 | 99.9 | 149.85 | W:18'' H:9'' E:7 1/4'' | 4.6 |  |  | 18 | 9 | Wall / Bath |  |  |  |  | 7.25 |  | No |  | No | [21 empty] | DP:3/4'' W:7 1/2'' H:4 1/2'' OB UP:6 1/2'' OB DOWN:2 1/2'' Oval |  |  |  | 6.5 | Black/White |  |  | Hardwired | 0 | 1 | 0 | 1 | 1 | 0 | 0 | 0 | 0 | 0 | 0 | 785652054693 | 19.5 | 8.5 | 13.5 | 6.5 | 1.295 | 175 | Yes | [8 empty] | UL Damp | cUL Damp | HOLMAN 3L BATH-962 | Three Light Wall / Bath |  | 44807EN3-962.jpg | 44807.jpg
44808-782 | Four Light Wall / Bath | The Holman collection by Sea Gull Lighting brings versatility and style to those just starting out. With softly flared glass and curved arms, there is just enough detail to give the overall look a lift while keeping it simple enough for those on a budget. Several chandeliers and sconces can be installed with lighting shining up or down, allowing the fixture to be customized for the specific space and function. Offered in a Brushed Nickel finish or Heirloom Bronze finish, both with Satin Etched glass. The assortment includes nine-light, five-light and three-light chandeliers, pendants in five sizes, both flush and semi-flush ceiling fixtures, as well as one-light, two-light three-light and four-light wall/bath fixtures. Both incandescent lamping and ENERGY STAR-qualified LED lamping are available. All fixtures are California Title 24 compliant. | BATH | Holman | Wall / Bath Lighting | Heirloom Bronze | 782 | Steel | Satin Etched Glass | D:5.25" H:4.25" |  |  | 4 Medium A19 60w |  | 4 | No | [14 empty] | 0 | [12 empty] | 49.98 | 99.96 | 149.94 | W:24 1/2'' H:9'' E:7 1/4'' | 6 |  |  | 24.5 | 9 | Wall / Bath |  |  |  |  | 7.25 |  | No |  | No | [21 empty] | DP:3/4'' W:7 1/2'' H:4 1/2'' OB UP:6 1/2'' OB DOWN:2 1/2'' Oval |  |  |  | 6.5 | Black/White |  |  | Hardwired | 0 | 1 | 0 | 0 | 1 | 0 | 0 | 1 | 0 | 0 | 0 | 785652058752 | 25 | 8.5 | 13.5 | 7.9 | 1.66 | 175 | Yes | [8 empty] | UL Damp | cUL Damp | HOLMAN 4L BATH-782 | Four Light Wall / Bath |  | 44808-782.png | 44808.jpg
44808-962 | Four Light Wall / Bath | The Holman collection by Sea Gull Lighting brings versatility and style to those just starting out. With softly flared glass and curved arms, there is just enough detail to give the overall look a lift while keeping it simple enough for those on a budget. Several chandeliers and sconces can be installed with lighting shining up or down, allowing the fixture to be customized for the specific space and function. Offered in a Brushed Nickel finish or Heirloom Bronze finish, both with Satin Etched glass. The assortment includes nine-light, five-light and three-light chandeliers, pendants in five sizes, both flush and semi-flush ceiling fixtures, as well as one-light, two-light three-light and four-light wall/bath fixtures. Both incandescent lamping and ENERGY STAR-qualified LED lamping are available. All fixtures are California Title 24 compliant. | BATH | Holman | Wall / Bath Lighting | Brushed Nickel | 962 | Steel | Satin Etched Glass | D:5.25" H:4.25" |  |  | 4 Medium A19 60w |  | 4 | No | [14 empty] | 0 | [12 empty] | 49.98 | 99.96 | 149.94 | W:24 1/2'' H:9'' E:7 1/4'' | 6 |  |  | 24.5 | 9 | Wall / Bath |  |  |  |  | 7.25 |  | No |  | No | [21 empty] | DP:3/4'' W:7 1/2'' H:4 1/2'' OB UP:6 1/2'' OB DOWN:2 1/2'' Oval |  |  |  | 6.5 | Black/White |  |  | Hardwired | 0 | 1 | 0 | 0 | 1 | 0 | 0 | 1 | 0 | 0 | 0 | 785652227608 | 25 | 8.5 | 13.5 | 7.9 | 1.66 | 175 | Yes | [8 empty] | UL Damp | cUL Damp | HOLMAN 4L BATH-962 | Four Light Wall / Bath |  | 44808-962.jpg | 44808.jpg
44808EN3-782 | Four Light Wall / Bath | The Holman collection by Sea Gull Lighting brings versatility and style to those just starting out. With softly flared glass and curved arms, there is just enough detail to give the overall look a lift while keeping it simple enough for those on a budget. Several chandeliers and sconces can be installed with lighting shining up or down, allowing the fixture to be customized for the specific space and function. Offered in a Brushed Nickel finish or Heirloom Bronze finish, both with Satin Etched glass. The assortment includes nine-light, five-light and three-light chandeliers, pendants in five sizes, both flush and semi-flush ceiling fixtures, as well as one-light, two-light three-light and four-light wall/bath fixtures. Both incandescent lamping and ENERGY STAR-qualified LED lamping are available. All fixtures are California Title 24 compliant. | BATH | Holman | Wall / Bath Lighting | Heirloom Bronze | 782 | Steel | Undefined Glass | D:5.25" H:4.25" |  |  | 4 Medium A19 9.3w |  | 4 | Yes | [14 empty] | 0 | [12 empty] | 71.98 | 143.96 | 215.94 | W:24 1/2'' H:9'' E:7 1/4'' | 6 |  |  | 24.5 | 9 | Wall / Bath |  |  |  |  | 7.25 |  | No |  | No | [21 empty] | DP:3/4'' W:7 1/2'' H:4 1/2'' OB UP:6 1/2'' OB DOWN:2 1/2'' Oval |  |  |  | 6.5 |  |  |  | Hardwired | 0 | 1 | 0 | 1 | 1 | 0 | 0 | 0 | 0 | 0 | 0 | 785652059254 | 25 | 14.3 | 9.5 | 8.8 | 1.965 | 175 | Yes | [8 empty] | UL Damp | cUL Damp | HOLMAN 4L BATH-782 | Four Light Wall / Bath |  | 44808EN3-782.png | 44808.jpg
44808EN3-962 | Four Light Wall / Bath | The Holman collection by Sea Gull Lighting brings versatility and style to those just starting out. With softly flared glass and curved arms, there is just enough detail to give the overall look a lift while keeping it simple enough for those on a budget. Several chandeliers and sconces can be installed with lighting shining up or down, allowing the fixture to be customized for the specific space and function. Offered in a Brushed Nickel finish or Heirloom Bronze finish, both with Satin Etched glass. The assortment includes nine-light, five-light and three-light chandeliers, pendants in five sizes, both flush and semi-flush ceiling fixtures, as well as one-light, two-light three-light and four-light wall/bath fixtures. Both incandescent lamping and ENERGY STAR-qualified LED lamping are available. All fixtures are California Title 24 compliant. | BATH | Holman | Wall / Bath Lighting | Brushed Nickel | 962 | Steel | Satin Etched Glass | D:5.25" H:4.25" |  |  | 4 Medium A19 9.3w |  | 4 | Yes | [14 empty] | 0 | [12 empty] | 71.98 | 143.96 | 215.94 | W:24 1/2'' H:9'' E:7 1/4'' | 6 |  |  | 24.5 | 9 | Wall / Bath |  |  |  |  | 7.25 |  | No |  | No | [21 empty] | DP:3/4'' W:7 1/2'' H:4 1/2'' OB UP:6 1/2'' OB DOWN:2 1/2'' Oval |  |  |  | 6.5 | Black/White |  |  | Hardwired | 0 | 1 | 0 | 1 | 1 | 0 | 0 | 0 | 0 | 0 | 0 | 785652054716 | 25 | 14.3 | 9.5 | 8.8 | 1.965 | 175 | Yes | [8 empty] | UL Damp | cUL Damp | HOLMAN 4L BATH-962 | Four Light Wall / Bath |  | 44808EN3-962.jpg | 44808.jpg
44850-05 | One Light Wall / Bath Sconce | Moving beyond traditional styling, the Gladstone bath collection by Sea Gull Lighting is all about today's transitional, comfortable lifestyles. A perfect example of less is more and controlled design allows the understated curves and bell shaped glass to be the statement. Offered in Antique Brushed Nickel and Chrome finishes with Satin Etched glass, and Heirloom Bronze finish with Smoky Amber Glass. The assortment includes one-light, two-light, three-light, four-light, five-light and six-light wall/bath fixtures. Both incandescent lamping and ENERGY STAR-qualified LED lamping are available. All fixtures are California Title 24 compliant. | WALL SCONCE | Gladstone | Wall / Bath Lighting | Chrome | 5 | Steel | Satin Etched Glass | D:6.5" H:4.875" |  |  | 1 Medium A19 100w |  | 1 | No | [14 empty] | 0 | [12 empty] | 24.98 | 49.96 | 74.94 | W:6 1/2'' H:9'' E:8 1/2'' | 2.2 |  |  | 6.5 | 9 | Wall / Bath |  |  |  |  | 8.5 |  | No |  | No | [21 empty] | D:5 1/2'' DP:1 1/8'' OB UP:4 1/2'' OB DOWN:4 1/2'' |  |  |  | 6.5 |  |  | N/A | Hardwired | 0 | 1 | 0 | 0 | 1 | 0 | 0 | 1 | 0 | 0 | 0 | 785652445842 | 11.25 | 8.75 | 8 | 3 | 0.456 | 125 | Yes | [8 empty] | UL Damp | cUL Damp | GLADSTONE 1L SCONCE-05 | One Light Wall / Bath Sconce |  | 44850-05.jpg | 44850.jpg
44850-782 | One Light Wall / Bath Sconce | Moving beyond traditional styling, the Gladstone bath collection by Sea Gull Lighting is all about today's transitional, comfortable lifestyles. A perfect example of less is more and controlled design allows the understated curves and bell shaped glass to be the statement. Offered in Antique Brushed Nickel and Chrome finishes with Satin Etched glass, and Heirloom Bronze finish with Smoky Amber Glass. The assortment includes one-light, two-light, three-light, four-light, five-light and six-light wall/bath fixtures. Both incandescent lamping and ENERGY STAR-qualified LED lamping are available. All fixtures are California Title 24 compliant. | WALL SCONCE | Gladstone | Wall / Bath Lighting | Heirloom Bronze | 782 | Steel | Smokey Amber Glass | D:6.5" H:4.875" |  |  | 1 Medium A19 100w |  | 1 | No | [14 empty] | 0 | [12 empty] | 24.98 | 49.96 | 74.94 | W:6 1/2'' H:9'' E:8 1/2'' | 2.2 |  |  | 6.5 | 9 | Wall / Bath |  |  |  |  | 8.5 |  | No |  | No | [21 empty] | D:5 1/2'' DP:1 1/8'' OB UP:4 1/2'' OB DOWN:4 1/2'' |  |  |  | 6.5 |  |  | N/A | Hardwired | 0 | 1 | 0 | 0 | 1 | 0 | 0 | 1 | 0 | 0 | 0 | 785652445804 | 11.25 | 8.75 | 8 | 3 | 0.456 | 125 | Yes | [8 empty] | UL Damp | cUL Damp | GLADSTONE 1L SCONCE-782 | One Light Wall / Bath Sconce |  | 44850-782.jpg | 44850.jpg
44850-965 | One Light Wall / Bath Sconce | Moving beyond traditional styling, the Gladstone bath collection by Sea Gull Lighting is all about today's transitional, comfortable lifestyles. A perfect example of less is more and controlled design allows the understated curves and bell shaped glass to be the statement. Offered in Antique Brushed Nickel and Chrome finishes with Satin Etched glass, and Heirloom Bronze finish with Smoky Amber Glass. The assortment includes one-light, two-light, three-light, four-light, five-light and six-light wall/bath fixtures. Both incandescent lamping and ENERGY STAR-qualified LED lamping are available. All fixtures are California Title 24 compliant. | WALL SCONCE | Gladstone | Wall / Bath Lighting | Antique Brushed Nickel | 965 | Steel | Satin Etched Glass | D:6.5" H:4.875" |  |  | 1 Medium A19 100w |  | 1 | No | [14 empty] | 0 | [12 empty] | 24.98 | 49.96 | 74.94 | W:6 1/2'' H:9'' E:8 1/2'' | 2.2 |  |  | 6.5 | 9 | Wall / Bath |  |  |  |  | 8.5 |  | No |  | No | [21 empty] | D:5 1/2'' DP:1 1/8'' OB UP:4 1/2'' OB DOWN:4 1/2'' |  |  |  | 6.5 |  |  | N/A | Hardwired | 0 | 1 | 0 | 0 | 1 | 0 | 0 | 1 | 0 | 0 | 0 | 785652448546 | 11.25 | 8.75 | 8 | 3 | 0.456 | 125 | Yes | [8 empty] | UL Damp | cUL Damp | GLADSTONE 1L SCONCE-965 | One Light Wall / Bath Sconce |  | 44850-965.jpg | 44850.jpg
44850EN3-05 | One Light Wall / Bath Sconce | Moving beyond traditional styling, the Gladstone bath collection by Sea Gull Lighting is all about today's transitional, comfortable lifestyles. A perfect example of less is more and controlled design allows the understated curves and bell shaped glass to be the statement. Offered in Antique Brushed Nickel and Chrome finishes with Satin Etched glass, and Heirloom Bronze finish with Smoky Amber Glass. The assortment includes one-light, two-light, three-light, four-light, five-light and six-light wall/bath fixtures. Both incandescent lamping and ENERGY STAR-qualified LED lamping are available. All fixtures are California Title 24 compliant. | WALL SCONCE | Gladstone | Wall / Bath Lighting | Chrome | 5 | Steel | Satin Etched Glass | D:6.5" H:4.875" |  |  | 1 Medium A19 9.3w |  | 1 | Yes | [14 empty] | 0 | [12 empty] | 30.98 | 61.96 | 92.94 | W:6 1/2'' H:9'' E:8 1/2'' | 2.2 |  |  | 6.5 | 9 | Cap Nuts |  |  |  |  | 8.5 |  | No |  | No | [21 empty] | D:5 1/2'' DP:1 1/8'' OB UP:4 1/2'' OB DOWN:4 1/2'' |  |  |  | 6.5 | Black/White |  | N/A | Hardwired | 0 | 1 | 0 | 1 | 1 | 0 | 0 | 0 | 0 | 0 | 0 | 785652049873 | 11.25 | 8.75 | 8 | 3 | 0.456 | 125 | Yes | [8 empty] | C-UL-US Damp |  | GLADSTONE 1L SCONCE-05 | One Light Wall / Bath Sconce |  | 44850EN3-05.jpg | 44850.jpg
44850EN3-782 | One Light Wall / Bath Sconce | Moving beyond traditional styling, the Gladstone bath collection by Sea Gull Lighting is all about today's transitional, comfortable lifestyles. A perfect example of less is more and controlled design allows the understated curves and bell shaped glass to be the statement. Offered in Antique Brushed Nickel and Chrome finishes with Satin Etched glass, and Heirloom Bronze finish with Smoky Amber Glass. The assortment includes one-light, two-light, three-light, four-light, five-light and six-light wall/bath fixtures. Both incandescent lamping and ENERGY STAR-qualified LED lamping are available. All fixtures are California Title 24 compliant. | WALL SCONCE | Gladstone | Wall / Bath Lighting | Heirloom Bronze | 782 | Steel | Satin Etched Glass | D:6.5" H:4.875" |  |  | 1 Medium A19 9.3w |  | 1 | Yes | [14 empty] | 0 | [12 empty] | 30.98 | 61.96 | 92.94 | W:6 1/2'' H:9'' E:8 1/2'' | 2.2 |  |  | 6.5 | 9 | Cap Nuts |  |  |  |  | 8.5 |  | No |  | No | [21 empty] | D:5 1/2'' DP:1 1/8'' OB UP:4 1/2'' OB DOWN:4 1/2'' |  |  |  | 6.5 | Black/White |  | N/A | Hardwired | 0 | 1 | 0 | 1 | 1 | 0 | 0 | 0 | 0 | 0 | 0 | 785652049880 | 11.25 | 8.75 | 8 | 3 | 0.456 | 125 | Yes | [8 empty] | C-UL-US Damp |  | GLADSTONE 1L SCONCE-782 | One Light Wall / Bath Sconce |  | 44850EN3-782.jpg | 44850.jpg
44850EN3-965 | One Light Wall / Bath Sconce | Moving beyond traditional styling, the Gladstone bath collection by Sea Gull Lighting is all about today's transitional, comfortable lifestyles. A perfect example of less is more and controlled design allows the understated curves and bell shaped glass to be the statement. Offered in Antique Brushed Nickel and Chrome finishes with Satin Etched glass, and Heirloom Bronze finish with Smoky Amber Glass. The assortment includes one-light, two-light, three-light, four-light, five-light and six-light wall/bath fixtures. Both incandescent lamping and ENERGY STAR-qualified LED lamping are available. All fixtures are California Title 24 compliant. | WALL SCONCE | Gladstone | Wall / Bath Lighting | Antique Brushed Nickel | 965 | Steel | Satin Etched Glass | D:6.5" H:4.875" |  |  | 1 Medium A19 9.3w |  | 1 | Yes | [14 empty] | 0 | [12 empty] | 30.98 | 61.96 | 92.94 | W:6 1/2'' H:9'' E:8 1/2'' | 2.2 |  |  | 6.5 | 9 | Cap Nuts |  |  |  |  | 8.5 |  | No |  | No | [21 empty] | D:5 1/2'' DP:1 1/8'' OB UP:4 1/2'' OB DOWN:4 1/2'' |  |  |  | 6.5 | Black/White |  | N/A | Hardwired | 0 | 1 | 0 | 1 | 1 | 0 | 0 | 0 | 0 | 0 | 0 | 785652049897 | 11.25 | 8.75 | 8 | 3 | 0.456 | 125 | Yes | [8 empty] | C-UL-US Damp |  | GLADSTONE 1L SCONCE-965 | One Light Wall / Bath Sconce |  | 44850EN3-965.jpg | 44850.jpg
44851-05 | Two Light Wall / Bath | Moving beyond traditional styling, the Gladstone bath collection by Sea Gull Lighting is all about today's transitional, comfortable lifestyles. A perfect example of less is more and controlled design allows the understated curves and bell shaped glass to be the statement. Offered in Antique Brushed Nickel and Chrome finishes with Satin Etched glass, and Heirloom Bronze finish with Smoky Amber Glass. The assortment includes one-light, two-light, three-light, four-light, five-light and six-light wall/bath fixtures. Both incandescent lamping and ENERGY STAR-qualified LED lamping are available. All fixtures are California Title 24 compliant. | BATH | Gladstone | Wall / Bath Lighting | Chrome | 5 | Steel | Satin Etched Glass | D:6.5" H:4.875" |  |  | 2 Medium A19 100w |  | 2 | No | [14 empty] | 0 | [12 empty] | 49.98 | 99.96 | 149.94 | W:15 1/4'' H:9'' E:8 1/2'' | 4.7 |  |  | 15.25 | 9 | Wall / Bath |  |  |  |  | 8.5 |  | No |  | No | [21 empty] | DP:1 1/8'' W:14 1/4'' H:5 1/2'' OB UP:4 1/2'' OB DOWN:4 1/2'' |  |  |  | 6.5 |  |  | N/A | Hardwired | 0 | 1 | 0 | 0 | 1 | 0 | 0 | 1 | 0 | 0 | 0 | 785652445866 | 21 | 9.58 | 9.58 | 6.3 | 1.115 | 175 | Yes | [8 empty] | C-UL-US Damp |  | GLADSTONE 2L BATH-05 | Two Light Wall / Bath |  | 44851-05.jpg | 44851.jpg
44851-782 | Two Light Wall / Bath | Moving beyond traditional styling, the Gladstone bath collection by Sea Gull Lighting is all about today's transitional, comfortable lifestyles. A perfect example of less is more and controlled design allows the understated curves and bell shaped glass to be the statement. Offered in Antique Brushed Nickel and Chrome finishes with Satin Etched glass, and Heirloom Bronze finish with Smoky Amber Glass. The assortment includes one-light, two-light, three-light, four-light, five-light and six-light wall/bath fixtures. Both incandescent lamping and ENERGY STAR-qualified LED lamping are available. All fixtures are California Title 24 compliant. | BATH | Gladstone | Wall / Bath Lighting | Heirloom Bronze | 782 | Steel | Smokey Amber Glass | D:6.5" H:4.875" |  |  | 2 Medium A19 100w |  | 2 | No | [14 empty] | 0 | [12 empty] | 49.98 | 99.96 | 149.94 | W:15 1/4'' H:9'' E:8 1/2'' | 4.7 |  |  | 15.25 | 9 | Wall / Bath |  |  |  |  | 8.5 |  | No |  | No | [21 empty] | DP:1 1/8'' W:14 1/4'' H:5 1/2'' OB UP:4 1/2'' OB DOWN:4 1/2'' |  |  |  | 6.5 |  |  | N/A | Hardwired | 0 | 1 | 0 | 0 | 1 | 0 | 0 | 1 | 0 | 0 | 0 | 785652445811 | 21 | 9.58 | 9.58 | 6.3 | 1.115 | 175 | Yes | [8 empty] | UL Damp | cUL Damp | GLADSTONE 2L BATH-782 | Two Light Wall / Bath |  | 44851-782.jpg | 44851.jpg
44851-965 | Two Light Wall / Bath | Moving beyond traditional styling, the Gladstone bath collection by Sea Gull Lighting is all about today's transitional, comfortable lifestyles. A perfect example of less is more and controlled design allows the understated curves and bell shaped glass to be the statement. Offered in Antique Brushed Nickel and Chrome finishes with Satin Etched glass, and Heirloom Bronze finish with Smoky Amber Glass. The assortment includes one-light, two-light, three-light, four-light, five-light and six-light wall/bath fixtures. Both incandescent lamping and ENERGY STAR-qualified LED lamping are available. All fixtures are California Title 24 compliant. | BATH | Gladstone | Wall / Bath Lighting | Antique Brushed Nickel | 965 | Steel | Satin Etched Glass | D:6.5" H:4.875" |  |  | 2 Medium A19 100w |  | 2 | No | [14 empty] | 0 | [12 empty] | 49.98 | 99.96 | 149.94 | W:15 1/4'' H:9'' E:8 1/2'' | 4.7 |  |  | 15.25 | 9 | Center Lock-Up |  |  |  |  | 8.5 |  | No |  | No | [21 empty] | DP:1 1/8'' W:14 1/4'' H:5 1/2'' OB UP:4 1/2'' OB DOWN:4 1/2'' |  |  |  | 6.5 |  |  | N/A | Hardwired | 0 | 1 | 0 | 0 | 1 | 0 | 0 | 1 | 0 | 0 | 0 | 785652448553 | 21 | 9.58 | 9.58 | 6.3 | 1.115 | 175 | Yes | [8 empty] | UL Damp | cUL Damp | GLADSTONE 2L BATH-965 | Two Light Wall / Bath |  | 44851-965.jpg | 44851.jpg
44851EN3-05 | Two Light Wall / Bath | Moving beyond traditional styling, the Gladstone bath collection by Sea Gull Lighting is all about today's transitional, comfortable lifestyles. A perfect example of less is more and controlled design allows the understated curves and bell shaped glass to be the statement. Offered in Antique Brushed Nickel and Chrome finishes with Satin Etched glass, and Heirloom Bronze finish with Smoky Amber Glass. The assortment includes one-light, two-light, three-light, four-light, five-light and six-light wall/bath fixtures. Both incandescent lamping and ENERGY STAR-qualified LED lamping are available. All fixtures are California Title 24 compliant. | BATH | Gladstone | Wall / Bath Lighting | Chrome | 5 | Steel | Satin Etched Glass | D:6.5" H:4.875" |  |  | 2 Medium A19 9.3w |  | 2 | Yes | [14 empty] | 0 | [12 empty] | 61.48 | 122.96 | 184.44 | W:15 1/4'' H:9'' E:8 1/2'' | 4.7 |  |  | 15.25 | 9 | Cap Nuts |  |  |  |  | 8.5 |  | No |  | No | [21 empty] | DP:1 1/8'' W:14 1/4'' H:5 9/16'' OB UP:4 1/2'' OB DOWN:4 1/2'' |  |  |  | 6.5 | Black/White |  | N/A | Hardwired | 0 | 1 | 0 | 1 | 1 | 0 | 0 | 0 | 0 | 0 | 0 | 785652049903 | 21 | 9.58 | 9.58 | 6.3 | 1.115 | 175 | Yes | [8 empty] | C-UL-US Damp |  | GLADSTONE 2L BATH-05 | Two Light Wall / Bath |  | 44851EN3-05.jpg | 44851.jpg
44851EN3-782 | Two Light Wall / Bath | Moving beyond traditional styling, the Gladstone bath collection by Sea Gull Lighting is all about today's transitional, comfortable lifestyles. A perfect example of less is more and controlled design allows the understated curves and bell shaped glass to be the statement. Offered in Antique Brushed Nickel and Chrome finishes with Satin Etched glass, and Heirloom Bronze finish with Smoky Amber Glass. The assortment includes one-light, two-light, three-light, four-light, five-light and six-light wall/bath fixtures. Both incandescent lamping and ENERGY STAR-qualified LED lamping are available. All fixtures are California Title 24 compliant. | BATH | Gladstone | Wall / Bath Lighting | Heirloom Bronze | 782 | Steel | Satin Etched Glass | D:6.5" H:4.875" |  |  | 2 Medium A19 9.3w |  | 2 | Yes | [14 empty] | 0 | [12 empty] | 61.48 | 122.96 | 184.44 | W:15 1/4'' H:9'' E:8 1/2'' | 4.7 |  |  | 15.25 | 9 | Cap Nuts |  |  |  |  | 8.5 |  | No |  | No | [21 empty] | DP:1 1/8'' W:14 1/4'' H:5 9/16'' OB UP:4 1/2'' OB DOWN:4 1/2'' |  |  |  | 6.5 | Black/White |  | N/A | Hardwired | 0 | 1 | 0 | 1 | 1 | 0 | 0 | 0 | 0 | 0 | 0 | 785652049910 | 21 | 9.58 | 9.58 | 6.3 | 1.115 | 175 | Yes | [8 empty] | C-UL-US Damp |  | GLADSTONE 2L BATH-782 | Two Light Wall / Bath |  | 44851EN3-782.jpg | 44851.jpg
44851EN3-965 | Two Light Wall / Bath | Moving beyond traditional styling, the Gladstone bath collection by Sea Gull Lighting is all about today's transitional, comfortable lifestyles. A perfect example of less is more and controlled design allows the understated curves and bell shaped glass to be the statement. Offered in Antique Brushed Nickel and Chrome finishes with Satin Etched glass, and Heirloom Bronze finish with Smoky Amber Glass. The assortment includes one-light, two-light, three-light, four-light, five-light and six-light wall/bath fixtures. Both incandescent lamping and ENERGY STAR-qualified LED lamping are available. All fixtures are California Title 24 compliant. | BATH | Gladstone | Wall / Bath Lighting | Antique Brushed Nickel | 965 | Steel | Satin Etched Glass | D:6.5" H:4.875" |  |  | 2 Medium A19 9.3w |  | 2 | Yes | [14 empty] | 0 | [12 empty] | 61.48 | 122.96 | 184.44 | W:15 1/4'' H:9'' E:8 1/2'' | 4.7 |  |  | 15.25 | 9 | Cap Nuts |  |  |  |  | 8.5 |  | No |  | No | [21 empty] | DP:1 1/8'' W:14 1/4'' H:5 9/16'' OB UP:4 1/2'' OB DOWN:4 1/2'' |  |  |  | 6.5 | Black/White |  | N/A | Hardwired | 0 | 1 | 0 | 1 | 1 | 0 | 0 | 0 | 0 | 0 | 0 | 785652049927 | 21 | 9.58 | 9.58 | 6.3 | 1.115 | 175 | Yes | [8 empty] | C-UL-US Damp |  | GLADSTONE 2L BATH-965 | Two Light Wall / Bath |  | 44851EN3-965.jpg | 44851.jpg
44852-05 | Three Light Wall / Bath | Moving beyond traditional styling, the Gladstone bath collection by Sea Gull Lighting is all about today's transitional, comfortable lifestyles. A perfect example of less is more and controlled design allows the understated curves and bell shaped glass to be the statement. Offered in Antique Brushed Nickel and Chrome finishes with Satin Etched glass, and Heirloom Bronze finish with Smoky Amber Glass. The assortment includes one-light, two-light, three-light, four-light, five-light and six-light wall/bath fixtures. Both incandescent lamping and ENERGY STAR-qualified LED lamping are available. All fixtures are California Title 24 compliant. | BATH | Gladstone | Wall / Bath Lighting | Chrome | 5 | Steel | Satin Etched Glass | D:6.5" H:4.875" |  |  | 3 Medium A19 100w |  | 3 | No | [14 empty] | 0 | [12 empty] | 71.98 | 143.96 | 215.94 | W:24'' H:9'' E:8 1/2'' | 7.7 |  |  | 24 | 9 | Wall / Bath |  |  |  |  | 8.5 |  | No |  | No | [21 empty] | DP:1 1/8'' W:22 15/16'' H:5 1/2'' OB UP:4 1/2'' OB DOWN:4 1/2'' |  |  |  | 6.5 |  |  | N/A | Hardwired | 0 | 1 | 0 | 0 | 1 | 0 | 0 | 1 | 0 | 0 | 0 | 785652445873 | 30 | 9.58 | 9.5 | 10.2 | 1.58 | 125 | Yes | [8 empty] | UL Damp | cUL Damp | GLADSTONE 3L BATH-05 | Three Light Wall / Bath |  | 44852-05.jpg | 44852.jpg
44852-782 | Three Light Wall / Bath | Moving beyond traditional styling, the Gladstone bath collection by Sea Gull Lighting is all about today's transitional, comfortable lifestyles. A perfect example of less is more and controlled design allows the understated curves and bell shaped glass to be the statement. Offered in Antique Brushed Nickel and Chrome finishes with Satin Etched glass, and Heirloom Bronze finish with Smoky Amber Glass. The assortment includes one-light, two-light, three-light, four-light, five-light and six-light wall/bath fixtures. Both incandescent lamping and ENERGY STAR-qualified LED lamping are available. All fixtures are California Title 24 compliant. | BATH | Gladstone | Wall / Bath Lighting | Heirloom Bronze | 782 | Steel | Smokey Amber Glass | D:6.5" H:4.875" |  |  | 3 Medium A19 100w |  | 3 | No | [14 empty] | 0 | [12 empty] | 71.98 | 143.96 | 215.94 | W:24'' H:9'' E:8 1/2'' | 7.7 |  |  | 24 | 9 | Wall / Bath |  |  |  |  | 8.5 |  | No |  | No | [21 empty] | DP:1 1/8'' W:22 15/16'' H:5 1/2'' OB UP:4 1/2'' OB DOWN:4 1/2'' |  |  |  | 6.5 |  |  | N/A | Hardwired | 0 | 1 | 0 | 0 | 1 | 0 | 0 | 1 | 0 | 0 | 0 | 785652445828 | 30 | 9.58 | 9.5 | 10.2 | 1.58 | 125 | Yes | [8 empty] | UL Damp | cUL Damp | GLADSTONE 3L BATH-782 | Three Light Wall / Bath |  | 44852-782.jpg | 44852.jpg
44852-965 | Three Light Wall / Bath | Moving beyond traditional styling, the Gladstone bath collection by Sea Gull Lighting is all about today's transitional, comfortable lifestyles. A perfect example of less is more and controlled design allows the understated curves and bell shaped glass to be the statement. Offered in Antique Brushed Nickel and Chrome finishes with Satin Etched glass, and Heirloom Bronze finish with Smoky Amber Glass. The assortment includes one-light, two-light, three-light, four-light, five-light and six-light wall/bath fixtures. Both incandescent lamping and ENERGY STAR-qualified LED lamping are available. All fixtures are California Title 24 compliant. | BATH | Gladstone | Wall / Bath Lighting | Antique Brushed Nickel | 965 | Steel | Satin Etched Glass | D:6.5" H:4.875" |  |  | 3 Medium A19 100w |  | 3 | No | [14 empty] | 0 | [12 empty] | 71.98 | 143.96 | 215.94 | W:24'' H:9'' E:8 1/2'' | 7.7 |  |  | 24 | 9 | Wall / Bath |  |  |  |  | 8.5 |  | No |  | No | [21 empty] | DP:1 1/8'' W:22 15/16'' H:5 1/2'' OB UP:4 1/2'' OB DOWN:4 1/2'' |  |  |  | 6.5 |  |  | N/A | Hardwired | 0 | 1 | 0 | 0 | 1 | 0 | 0 | 1 | 0 | 0 | 0 | 785652448560 | 30 | 9.58 | 9.5 | 10.2 | 1.58 | 125 | Yes | [8 empty] | UL Damp | cUL Damp | GLADSTONE 3L BATH-965 | Three Light Wall / Bath |  | 44852-965.jpg | 44852.jpg
44852EN3-05 | Three Light Wall / Bath | Moving beyond traditional styling, the Gladstone bath collection by Sea Gull Lighting is all about today's transitional, comfortable lifestyles. A perfect example of less is more and controlled design allows the understated curves and bell shaped glass to be the statement. Offered in Antique Brushed Nickel and Chrome finishes with Satin Etched glass, and Heirloom Bronze finish with Smoky Amber Glass. The assortment includes one-light, two-light, three-light, four-light, five-light and six-light wall/bath fixtures. Both incandescent lamping and ENERGY STAR-qualified LED lamping are available. All fixtures are California Title 24 compliant. | BATH | Gladstone | Wall / Bath Lighting | Chrome | 5 | Steel | Satin Etched Glass | D:6.5" H:4.875" |  |  | 3 Medium A19 9.3w |  | 3 | Yes | [14 empty] | 0 | [12 empty] | 88.98 | 177.96 | 266.94 | W:24'' H:9'' E:8 1/2'' | 7.7 |  |  | 24 | 9 | Cap Nuts |  |  |  |  | 8.5 |  | No |  | No | [21 empty] | DP:1 1/8'' W:23'' H:5 9/16'' OB UP:4 1/2'' OB DOWN:4 1/2'' |  |  |  | 6.5 | Black/White |  | N/A | Hardwired | 0 | 1 | 0 | 1 | 1 | 0 | 0 | 0 | 0 | 0 | 0 | 785652049934 | 30 | 9.5 | 9.5 | 10.2 | 1.567 | 125 | Yes | [8 empty] | C-UL-US Damp |  | GLADSTONE 3L BATH-05 | Three Light Wall / Bath |  | 44852EN3-05.jpg | 44852.jpg
44852EN3-782 | Three Light Wall / Bath | Moving beyond traditional styling, the Gladstone bath collection by Sea Gull Lighting is all about today's transitional, comfortable lifestyles. A perfect example of less is more and controlled design allows the understated curves and bell shaped glass to be the statement. Offered in Antique Brushed Nickel and Chrome finishes with Satin Etched glass, and Heirloom Bronze finish with Smoky Amber Glass. The assortment includes one-light, two-light, three-light, four-light, five-light and six-light wall/bath fixtures. Both incandescent lamping and ENERGY STAR-qualified LED lamping are available. All fixtures are California Title 24 compliant. | BATH | Gladstone | Wall / Bath Lighting | Heirloom Bronze | 782 | Steel | Satin Etched Glass | D:6.5" H:4.875" |  |  | 3 Medium A19 9.3w |  | 3 | Yes | [14 empty] | 0 | [12 empty] | 88.98 | 177.96 | 266.94 | W:24'' H:9'' E:8 1/2'' | 7.7 |  |  | 24 | 9 | Cap Nuts |  |  |  |  | 8.5 |  | No |  | No | [21 empty] | DP:1 1/8'' W:23'' H:5 9/16'' OB UP:4 1/2'' OB DOWN:4 1/2'' |  |  |  | 6.5 | Black/White |  | N/A | Hardwired | 0 | 1 | 0 | 1 | 1 | 0 | 0 | 0 | 0 | 0 | 0 | 785652049941 | 30 | 9.6 | 9.5 | 10.2 | 1.583 | 125 | Yes | [8 empty] | C-UL-US Damp |  | GLADSTONE 3L BATH-782 | Three Light Wall / Bath |  | 44852EN3-782.jpg | 44852.jpg
44852EN3-965 | Three Light Wall / Bath | Moving beyond traditional styling, the Gladstone bath collection by Sea Gull Lighting is all about today's transitional, comfortable lifestyles. A perfect example of less is more and controlled design allows the understated curves and bell shaped glass to be the statement. Offered in Antique Brushed Nickel and Chrome finishes with Satin Etched glass, and Heirloom Bronze finish with Smoky Amber Glass. The assortment includes one-light, two-light, three-light, four-light, five-light and six-light wall/bath fixtures. Both incandescent lamping and ENERGY STAR-qualified LED lamping are available. All fixtures are California Title 24 compliant. | BATH | Gladstone | Wall / Bath Lighting | Antique Brushed Nickel | 965 | Steel | Satin Etched Glass | D:6.5" H:4.875" |  |  | 3 Medium A19 9.3w |  | 3 | Yes | [14 empty] | 0 | [12 empty] | 88.98 | 177.96 | 266.94 | W:24'' H:9'' E:8 1/2'' | 7.7 |  |  | 24 | 9 | Cap Nuts |  |  |  |  | 8.5 |  | No |  | No | [21 empty] | DP:1 1/8'' W:23'' H:5 9/16'' OB UP:4 1/2'' OB DOWN:4 1/2'' |  |  |  | 6.5 | Black/White |  | N/A | Hardwired | 0 | 1 | 0 | 1 | 1 | 0 | 0 | 0 | 0 | 0 | 0 | 785652049958 | 25.25 | 9.5 | 9.75 | 9.4 | 1.353 | 125 | Yes | [8 empty] | C-UL-US Damp |  | GLADSTONE 3L BATH-965 | Three Light Wall / Bath |  | 44852EN3-965.jpg | 44852.jpg
44853-05 | Four Light Wall / Bath | Moving beyond traditional styling, the Gladstone bath collection by Sea Gull Lighting is all about today's transitional, comfortable lifestyles. A perfect example of less is more and controlled design allows the understated curves and bell shaped glass to be the statement. Offered in Antique Brushed Nickel and Chrome finishes with Satin Etched glass, and Heirloom Bronze finish with Smoky Amber Glass. The assortment includes one-light, two-light, three-light, four-light, five-light and six-light wall/bath fixtures. Both incandescent lamping and ENERGY STAR-qualified LED lamping are available. All fixtures are California Title 24 compliant. | BATH | Gladstone | Wall / Bath Lighting | Chrome | 5 | Steel | Satin Etched Glass | D:6.5" H:4.875" |  |  | 4 Medium A19 100w |  | 4 | No | [14 empty] | 0 | [12 empty] | 95.48 | 190.96 | 286.44 | W:32 1/2'' H:9'' E:8 1/2'' | 9.9 |  |  | 32.5 | 9 | Wall / Bath |  |  |  |  | 8.5 |  | No |  | No | [21 empty] | DP:1 1/8'' W:31 5/8'' H:5 1/2'' OB UP:4 1/2'' OB DOWN:4 1/2'' |  |  |  | 6.5 |  |  | N/A | Hardwired | 0 | 1 | 0 | 0 | 1 | 0 | 0 | 1 | 0 | 0 | 0 | 785652445880 | 38.25 | 9.75 | 9.5 | 13.2 | 2.05 | 125 | Yes | [8 empty] | UL Damp | cUL Damp | GLADSTONE 4L BATH-05 | Four Light Wall / Bath |  | 44853-05.jpg | 44853.jpg
44853-782 | Four Light Wall / Bath | Moving beyond traditional styling, the Gladstone bath collection by Sea Gull Lighting is all about today's transitional, comfortable lifestyles. A perfect example of less is more and controlled design allows the understated curves and bell shaped glass to be the statement. Offered in Antique Brushed Nickel and Chrome finishes with Satin Etched glass, and Heirloom Bronze finish with Smoky Amber Glass. The assortment includes one-light, two-light, three-light, four-light, five-light and six-light wall/bath fixtures. Both incandescent lamping and ENERGY STAR-qualified LED lamping are available. All fixtures are California Title 24 compliant. | BATH | Gladstone | Wall / Bath Lighting | Heirloom Bronze | 782 | Steel | Smokey Amber Glass | D:6.5" H:4.875" |  |  | 4 Medium A19 100w |  | 4 | No | [14 empty] | 0 | [12 empty] | 95.48 | 190.96 | 286.44 | W:32 1/2'' H:9'' E:8 1/2'' | 9.9 |  |  | 32.5 | 9 | Wall / Bath |  |  |  |  | 8.5 |  | No |  | No | [21 empty] | DP:1 1/8'' W:31 5/8'' H:5 1/2'' OB UP:4 1/2'' OB DOWN:4 1/2'' |  |  |  | 6.5 |  |  | N/A | Hardwired | 0 | 1 | 0 | 0 | 1 | 0 | 0 | 1 | 0 | 0 | 0 | 785652445835 | 38.25 | 9.75 | 9.5 | 13.2 | 2.05 | 125 | Yes | [8 empty] | UL Damp | cUL Damp | GLADSTONE 4L BATH-782 | Four Light Wall / Bath |  | 44853-782.jpg | 44853.jpg
44853-965 | Four Light Wall / Bath | Moving beyond traditional styling, the Gladstone bath collection by Sea Gull Lighting is all about today's transitional, comfortable lifestyles. A perfect example of less is more and controlled design allows the understated curves and bell shaped glass to be the statement. Offered in Antique Brushed Nickel and Chrome finishes with Satin Etched glass, and Heirloom Bronze finish with Smoky Amber Glass. The assortment includes one-light, two-light, three-light, four-light, five-light and six-light wall/bath fixtures. Both incandescent lamping and ENERGY STAR-qualified LED lamping are available. All fixtures are California Title 24 compliant. | BATH | Gladstone | Wall / Bath Lighting | Antique Brushed Nickel | 965 | Steel | Satin Etched Glass | D:6.5" H:4.875" |  |  | 4 Medium A19 100w |  | 4 | No | [14 empty] | 0 | [12 empty] | 95.48 | 190.96 | 286.44 | W:32 1/2'' H:9'' E:8 1/2'' | 9.9 |  |  | 32.5 | 9 | Wall / Bath |  |  |  |  | 8.5 |  | No |  | No | [21 empty] | DP:1 1/8'' W:31 5/8'' H:5 1/2'' OB UP:4 1/2'' OB DOWN:4 1/2'' |  |  |  | 6.5 |  |  | N/A | Hardwired | 0 | 1 | 0 | 0 | 1 | 0 | 0 | 1 | 0 | 0 | 0 | 785652448577 | 38.25 | 9.75 | 9.5 | 13.2 | 2.05 | 125 | Yes | [8 empty] | C-UL-US Damp |  | GLADSTONE 4L BATH-965 | Four Light Wall / Bath |  | 44853-965.jpg | 44853.jpg
44853EN3-05 | Four Light Wall / Bath | Moving beyond traditional styling, the Gladstone bath collection by Sea Gull Lighting is all about today's transitional, comfortable lifestyles. A perfect example of less is more and controlled design allows the understated curves and bell shaped glass to be the statement. Offered in Antique Brushed Nickel and Chrome finishes with Satin Etched glass, and Heirloom Bronze finish with Smoky Amber Glass. The assortment includes one-light, two-light, three-light, four-light, five-light and six-light wall/bath fixtures. Both incandescent lamping and ENERGY STAR-qualified LED lamping are available. All fixtures are California Title 24 compliant. | BATH | Gladstone | Wall / Bath Lighting | Chrome | 5 | Steel | Satin Etched Glass | D:6.5" H:4.875" |  |  | 4 Medium A19 9.3w |  | 4 | Yes | [14 empty] | 0 | [12 empty] | 117.98 | 235.96 | 353.94 | W:32 1/2'' H:9'' E:8 1/2'' | 9.9 |  |  | 32.5 | 9 | Cap Nuts |  |  |  |  | 8.5 |  | No |  | No | [21 empty] | DP:1 1/8'' W:31 3/4'' H:5 9/16'' OB UP:4 1/2'' OB DOWN:4 1/2'' |  |  |  | 6.5 | Black/White |  | N/A | Hardwired | 0 | 1 | 0 | 1 | 1 | 0 | 0 | 0 | 0 | 0 | 0 | 785652049965 | 38.25 | 9.75 | 9.5 | 13.2 | 2.05 | 125 | Yes | [8 empty] | C-UL-US Damp |  | GLADSTONE 4L BATH-05 | Four Light Wall / Bath |  | 44853EN3-05.jpg | 44853.jpg
44853EN3-782 | Four Light Wall / Bath | Moving beyond traditional styling, the Gladstone bath collection by Sea Gull Lighting is all about today's transitional, comfortable lifestyles. A perfect example of less is more and controlled design allows the understated curves and bell shaped glass to be the statement. Offered in Antique Brushed Nickel and Chrome finishes with Satin Etched glass, and Heirloom Bronze finish with Smoky Amber Glass. The assortment includes one-light, two-light, three-light, four-light, five-light and six-light wall/bath fixtures. Both incandescent lamping and ENERGY STAR-qualified LED lamping are available. All fixtures are California Title 24 compliant. | BATH | Gladstone | Wall / Bath Lighting | Heirloom Bronze | 782 | Steel | Satin Etched Glass | D:6.5" H:4.875" |  |  | 4 Medium A19 9.3w |  | 4 | Yes | [14 empty] | 0 | [12 empty] | 117.98 | 235.96 | 353.94 | W:32 1/2'' H:9'' E:8 1/2'' | 9.9 |  |  | 32.5 | 9 | Cap Nuts |  |  |  |  | 8.5 |  | No |  | No | [21 empty] | DP:1 1/8'' W:31 3/4'' H:5 9/16'' OB UP:4 1/2'' OB DOWN:4 1/2'' |  |  |  | 6.5 | Black/White |  | N/A | Hardwired | 0 | 1 | 0 | 1 | 1 | 0 | 0 | 0 | 0 | 0 | 0 | 785652049972 | 38.25 | 9.75 | 9.5 | 13.2 | 2.05 | 125 | Yes | [8 empty] | C-UL-US Damp |  | GLADSTONE 4L BATH-782 | Four Light Wall / Bath |  | 44853EN3-782.jpg | 44853.jpg
44853EN3-965 | Four Light Wall / Bath | Moving beyond traditional styling, the Gladstone bath collection by Sea Gull Lighting is all about today's transitional, comfortable lifestyles. A perfect example of less is more and controlled design allows the understated curves and bell shaped glass to be the statement. Offered in Antique Brushed Nickel and Chrome finishes with Satin Etched glass, and Heirloom Bronze finish with Smoky Amber Glass. The assortment includes one-light, two-light, three-light, four-light, five-light and six-light wall/bath fixtures. Both incandescent lamping and ENERGY STAR-qualified LED lamping are available. All fixtures are California Title 24 compliant. | BATH | Gladstone | Wall / Bath Lighting | Antique Brushed Nickel | 965 | Steel | Satin Etched Glass | D:6.5" H:4.875" |  |  | 4 Medium A19 9.3w |  | 4 | Yes | [14 empty] | 0 | [12 empty] | 117.98 | 235.96 | 353.94 | W:32 1/2'' H:9'' E:8 1/2'' | 9.9 |  |  | 32.5 | 9 | Cap Nuts |  |  |  |  | 8.5 |  | No |  | No | [21 empty] | DP:1 1/8'' W:31 3/4'' H:5 9/16'' OB UP:4 1/2'' OB DOWN:4 1/2'' |  |  |  | 6.5 | Black/White |  | N/A | Hardwired | 0 | 1 | 0 | 1 | 1 | 0 | 0 | 0 | 0 | 0 | 0 | 785652049989 | 34 | 9.75 | 9.75 | 13 | 1.87 | 125 | Yes | [8 empty] | C-UL-US Damp |  | GLADSTONE 4L BATH-965 | Four Light Wall / Bath |  | 44853EN3-965.jpg | 44853.jpg
44854-05 | Five Light Wall / Bath | Moving beyond traditional styling, the Gladstone bath collection by Sea Gull Lighting is all about today's transitional, comfortable lifestyles. A perfect example of less is more and controlled design allows the understated curves and bell shaped glass to be the statement. Offered in Antique Brushed Nickel and Chrome finishes with Satin Etched glass, and Heirloom Bronze finish with Smoky Amber Glass. The assortment includes one-light, two-light, three-light, four-light, five-light and six-light wall/bath fixtures. Both incandescent lamping and ENERGY STAR-qualified LED lamping are available. All fixtures are California Title 24 compliant. | BATH | Gladstone | Wall / Bath Lighting | Chrome | 5 | Steel | Satin Etched Glass | D:6.5" H:4.875" |  |  | 5 Medium A19 100w |  | 5 | No | [14 empty] | 0 | [12 empty] | 122.98 | 245.96 | 368.94 | W:41 1/4'' H:9'' E:8 1/2'' | 11.6 |  |  | 41.25 | 9 | Wall / Bath |  |  |  |  | 8.5 |  | No |  | No | [21 empty] | DP:1 1/8'' W:39 5/16'' H:5 1/2'' OB UP:4 1/2'' OB DOWN:4 1/2'' |  |  |  | 6.5 |  |  | N/A | Hardwired | 0 | 1 | 0 | 0 | 1 | 0 | 0 | 1 | 0 | 0 | 0 | 785652485404 | 47 | 10 | 9.75 | 15.5 | 2.652 | 175 | Yes | [8 empty] | UL Damp | cUL Damp | GLADSTONE 5L BATH-05 | Five Light Wall / Bath |  | 44854-05.jpg | 44854.jpg
44854-782 | Five Light Wall / Bath | Moving beyond traditional styling, the Gladstone bath collection by Sea Gull Lighting is all about today's transitional, comfortable lifestyles. A perfect example of less is more and controlled design allows the understated curves and bell shaped glass to be the statement. Offered in Antique Brushed Nickel and Chrome finishes with Satin Etched glass, and Heirloom Bronze finish with Smoky Amber Glass. The assortment includes one-light, two-light, three-light, four-light, five-light and six-light wall/bath fixtures. Both incandescent lamping and ENERGY STAR-qualified LED lamping are available. All fixtures are California Title 24 compliant. | BATH | Gladstone | Wall / Bath Lighting | Heirloom Bronze | 782 | Steel | Smokey Amber Glass | D:6.5" H:4.875" |  |  | 5 Medium A19 100w |  | 5 | No | [14 empty] | 0 | [12 empty] | 122.98 | 245.96 | 368.94 | W:41 1/4'' H:9'' E:8 1/2'' | 11.6 |  |  | 41.25 | 9 | Wall / Bath |  |  |  |  | 8.5 |  | No |  | No | [21 empty] | DP:1 1/8'' W:39 5/16'' H:5 1/2'' OB UP:4 1/2'' OB DOWN:4 1/2'' |  |  |  | 6.5 |  |  | N/A | Hardwired | 0 | 1 | 0 | 0 | 1 | 0 | 0 | 1 | 0 | 0 | 0 | 785652485435 | 47 | 10 | 9.75 | 15.5 | 2.652 | 175 | Yes | [8 empty] | UL Damp | cUL Damp | GLADSTONE 5L BATH-782 | Five Light Wall / Bath |  | 44854-782.jpg | 44854.jpg
44854-965 | Five Light Wall / Bath | Moving beyond traditional styling, the Gladstone bath collection by Sea Gull Lighting is all about today's transitional, comfortable lifestyles. A perfect example of less is more and controlled design allows the understated curves and bell shaped glass to be the statement. Offered in Antique Brushed Nickel and Chrome finishes with Satin Etched glass, and Heirloom Bronze finish with Smoky Amber Glass. The assortment includes one-light, two-light, three-light, four-light, five-light and six-light wall/bath fixtures. Both incandescent lamping and ENERGY STAR-qualified LED lamping are available. All fixtures are California Title 24 compliant. | BATH | Gladstone | Wall / Bath Lighting | Antique Brushed Nickel | 965 | Steel | Satin Etched Glass | D:6.5" H:4.875" |  |  | 5 Medium A19 100w |  | 5 | No | [14 empty] | 0 | [12 empty] | 122.98 | 245.96 | 368.94 | W:41 1/4'' H:9'' E:8 1/2'' | 11.6 |  |  | 41.25 | 9 | Wall / Bath |  |  |  |  | 8.5 |  | No |  | No | [21 empty] | DP:1 1/8'' W:39 5/16'' H:5 1/2'' OB UP:4 1/2'' OB DOWN:4 1/2'' |  |  |  | 6.5 |  |  | N/A | Hardwired | 0 | 1 | 0 | 0 | 1 | 0 | 0 | 1 | 0 | 0 | 0 | 785652485442 | 47 | 10 | 9.75 | 15.5 | 2.652 | 175 | Yes | [8 empty] | UL Damp | cUL Damp | GLADSTONE 5L BATH-965 | Five Light Wall / Bath |  | 44854-965.jpg | 44854.jpg
44854EN3-05 | Five Light Wall / Bath | Moving beyond traditional styling, the Gladstone bath collection by Sea Gull Lighting is all about today's transitional, comfortable lifestyles. A perfect example of less is more and controlled design allows the understated curves and bell shaped glass to be the statement. Offered in Antique Brushed Nickel and Chrome finishes with Satin Etched glass, and Heirloom Bronze finish with Smoky Amber Glass. The assortment includes one-light, two-light, three-light, four-light, five-light and six-light wall/bath fixtures. Both incandescent lamping and ENERGY STAR-qualified LED lamping are available. All fixtures are California Title 24 compliant. | BATH | Gladstone | Wall / Bath Lighting | Chrome | 5 | Steel | Satin Etched Glass | D:6.5" H:4.875" |  |  | 5 Medium A19 9.3w |  | 5 | Yes | [14 empty] | 0 | [12 empty] | 149.98 | 299.96 | 449.94 | W:41 1/4'' H:9'' E:8 1/2'' | 11.6 |  |  | 41.25 | 9 | Wall / Bath |  |  |  |  | 8.5 |  | No |  | No | [21 empty] | DP:1 1/8'' W:39 5/16'' H:5 1/2'' OB UP:4 1/2'' OB DOWN:4 1/2'' |  |  |  | 6.5 | Black/White |  | N/A | Hardwired | 0 | 1 | 0 | 1 | 1 | 0 | 0 | 0 | 0 | 0 | 0 | 785652049996 | 47 | 10 | 9.75 | 15.5 | 2.652 | 175 | Yes | [8 empty] | UL Damp | cUL Damp | GLADSTONE 5L BATH-05 | Five Light Wall / Bath |  | 44854EN3-05.jpg | 44854.jpg
44854EN3-782 | Five Light Wall / Bath | Moving beyond traditional styling, the Gladstone bath collection by Sea Gull Lighting is all about today's transitional, comfortable lifestyles. A perfect example of less is more and controlled design allows the understated curves and bell shaped glass to be the statement. Offered in Antique Brushed Nickel and Chrome finishes with Satin Etched glass, and Heirloom Bronze finish with Smoky Amber Glass. The assortment includes one-light, two-light, three-light, four-light, five-light and six-light wall/bath fixtures. Both incandescent lamping and ENERGY STAR-qualified LED lamping are available. All fixtures are California Title 24 compliant. | BATH | Gladstone | Wall / Bath Lighting | Heirloom Bronze | 782 | Steel | Satin Etched Glass | D:6.5" H:4.875" |  |  | 5 Medium A19 9.3w |  | 5 | Yes | [14 empty] | 0 | [12 empty] | 149.98 | 299.96 | 449.94 | W:41 1/4'' H:9'' E:8 1/2'' | 11.6 |  |  | 41.25 | 9 | Wall / Bath |  |  |  |  | 8.5 |  | No |  | No | [21 empty] | DP:1 1/8'' W:39 5/16'' H:5 1/2'' OB UP:4 1/2'' OB DOWN:4 1/2'' |  |  |  | 6.5 | Black/White |  | N/A | Hardwired | 0 | 1 | 0 | 1 | 1 | 0 | 0 | 0 | 0 | 0 | 0 | 785652050008 | 47 | 10 | 9.75 | 15.5 | 2.652 | 175 | Yes | [8 empty] | UL Damp | cUL Damp | GLADSTONE 5L BATH-782 | Five Light Wall / Bath |  | 44854EN3-782.jpg | 44854.jpg
44854EN3-965 | Five Light Wall / Bath | Moving beyond traditional styling, the Gladstone bath collection by Sea Gull Lighting is all about today's transitional, comfortable lifestyles. A perfect example of less is more and controlled design allows the understated curves and bell shaped glass to be the statement. Offered in Antique Brushed Nickel and Chrome finishes with Satin Etched glass, and Heirloom Bronze finish with Smoky Amber Glass. The assortment includes one-light, two-light, three-light, four-light, five-light and six-light wall/bath fixtures. Both incandescent lamping and ENERGY STAR-qualified LED lamping are available. All fixtures are California Title 24 compliant. | BATH | Gladstone | Wall / Bath Lighting | Antique Brushed Nickel | 965 | Steel | Satin Etched Glass | D:6.5" H:4.875" |  |  | 5 Medium A19 9.3w |  | 5 | Yes | [14 empty] | 0 | [12 empty] | 149.98 | 299.96 | 449.94 | W:41 1/4'' H:9'' E:8 1/2'' | 11.6 |  |  | 41.25 | 9 | Wall / Bath |  |  |  |  | 8.5 |  | No |  | No | [21 empty] | DP:1 1/8'' W:39 5/16'' H:5 1/2'' OB UP:4 1/2'' OB DOWN:4 1/2'' |  |  |  | 6.5 | Black/White |  | N/A | Hardwired | 0 | 1 | 0 | 1 | 1 | 0 | 0 | 0 | 0 | 0 | 0 | 785652050015 | 47 | 10 | 9.75 | 15.5 | 2.652 | 175 | Yes | [8 empty] | UL Damp | cUL Damp | GLADSTONE 5L BATH-965 | Five Light Wall / Bath |  | 44854EN3-965.jpg | 44854.jpg
44855-05 | Six Light Wall / Bath | Moving beyond traditional styling, the Gladstone bath collection by Sea Gull Lighting is all about today's transitional, comfortable lifestyles. A perfect example of less is more and controlled design allows the understated curves and bell shaped glass to be the statement. Offered in Antique Brushed Nickel and Chrome finishes with Satin Etched glass, and Heirloom Bronze finish with Smoky Amber Glass. The assortment includes one-light, two-light, three-light, four-light, five-light and six-light wall/bath fixtures. Both incandescent lamping and ENERGY STAR-qualified LED lamping are available. All fixtures are California Title 24 compliant. | BATH | Gladstone | Wall / Bath Lighting | Chrome | 5 | Steel | Satin Etched Glass | D:6.5" H:4.875" |  |  | 6 Medium A19 100w |  | 6 | No | [14 empty] | 0 | [12 empty] | 143.48 | 286.96 | 430.44 | W:50'' H:9'' E:8 1/2'' | 13.8 |  |  | 50 | 9 | Wall / Bath |  |  |  |  | 8.5 |  | No |  | No | [21 empty] | DP:1 1/8'' W:48'' H:5 1/2'' OB UP:4 1/2'' OB DOWN:4 1/2'' |  |  |  | 6.5 |  |  | N/A | Hardwired | 0 | 1 | 0 | 0 | 1 | 0 | 0 | 1 | 0 | 0 | 0 | 785652485459 | 56 | 9.75 | 9.75 | 18.4 | 3.081 | 125 | Yes | [8 empty] | UL Damp | cUL Damp | GLADSTONE 6L BATH-05 | Six Light Wall / Bath |  | 44855-05.jpg | 44855.jpg
44855-782 | Six Light Wall / Bath | Moving beyond traditional styling, the Gladstone bath collection by Sea Gull Lighting is all about today's transitional, comfortable lifestyles. A perfect example of less is more and controlled design allows the understated curves and bell shaped glass to be the statement. Offered in Antique Brushed Nickel and Chrome finishes with Satin Etched glass, and Heirloom Bronze finish with Smoky Amber Glass. The assortment includes one-light, two-light, three-light, four-light, five-light and six-light wall/bath fixtures. Both incandescent lamping and ENERGY STAR-qualified LED lamping are available. All fixtures are California Title 24 compliant. | BATH | Gladstone | Wall / Bath Lighting | Heirloom Bronze | 782 | Steel | Smokey Amber Glass | D:6.5" H:4.875" |  |  | 6 Medium A19 100w |  | 6 | No | [14 empty] | 0 | [12 empty] | 143.48 | 286.96 | 430.44 | W:50'' H:9'' E:8 1/2'' | 13.8 |  |  | 50 | 9 | Wall / Bath |  |  |  |  | 8.5 |  | No |  | No | [21 empty] | DP:1 1/8'' W:48'' H:5 1/2'' OB UP:4 1/2'' OB DOWN:4 1/2'' |  |  |  | 6.5 |  |  | N/A | Hardwired | 0 | 1 | 0 | 0 | 1 | 0 | 0 | 1 | 0 | 0 | 0 | 785652485473 | 56 | 9.75 | 9.75 | 18.4 | 3.081 | 125 | Yes | [8 empty] | UL Damp | cUL Damp | GLADSTONE 6L BATH-782 | Six Light Wall / Bath |  | 44855-782.jpg | 44855.jpg
44855-965 | Six Light Wall / Bath | Moving beyond traditional styling, the Gladstone bath collection by Sea Gull Lighting is all about today's transitional, comfortable lifestyles. A perfect example of less is more and controlled design allows the understated curves and bell shaped glass to be the statement. Offered in Antique Brushed Nickel and Chrome finishes with Satin Etched glass, and Heirloom Bronze finish with Smoky Amber Glass. The assortment includes one-light, two-light, three-light, four-light, five-light and six-light wall/bath fixtures. Both incandescent lamping and ENERGY STAR-qualified LED lamping are available. All fixtures are California Title 24 compliant. | BATH | Gladstone | Wall / Bath Lighting | Antique Brushed Nickel | 965 | Steel | Satin Etched Glass | D:6.5" H:4.875" |  |  | 6 Medium A19 100w |  | 6 | No | [14 empty] | 0 | [12 empty] | 143.48 | 286.96 | 430.44 | W:50'' H:9'' E:8 1/2'' | 13.8 |  |  | 50 | 9 | Wall / Bath |  |  |  |  | 8.5 |  | No |  | No | [21 empty] | DP:1 1/8'' W:48'' H:5 1/2'' OB UP:4 1/2'' OB DOWN:4 1/2'' |  |  |  | 6.5 |  |  | N/A | Hardwired | 0 | 1 | 0 | 0 | 1 | 0 | 0 | 1 | 0 | 0 | 0 | 785652485480 | 56 | 9.75 | 9.75 | 18.4 | 3.081 | 125 | Yes | [8 empty] | UL Damp | cUL Damp | GLADSTONE 6L BATH-965 | Six Light Wall / Bath |  | 44855-965.jpg | 44855.jpg
44855EN3-05 | Six Light Wall / Bath | Moving beyond traditional styling, the Gladstone bath collection by Sea Gull Lighting is all about today's transitional, comfortable lifestyles. A perfect example of less is more and controlled design allows the understated curves and bell shaped glass to be the statement. Offered in Antique Brushed Nickel and Chrome finishes with Satin Etched glass, and Heirloom Bronze finish with Smoky Amber Glass. The assortment includes one-light, two-light, three-light, four-light, five-light and six-light wall/bath fixtures. Both incandescent lamping and ENERGY STAR-qualified LED lamping are available. All fixtures are California Title 24 compliant. | BATH | Gladstone | Wall / Bath Lighting | Chrome | 5 | Steel | Satin Etched Glass | D:6.5" H:4.875" |  |  | 6 Medium A19 9.3w |  | 6 | Yes | [14 empty] | 0 | [12 empty] | 174.98 | 349.96 | 524.94 | W:50'' H:9'' E:8 1/2'' | 13.8 |  |  | 50 | 9 | Wall / Bath |  |  |  |  | 8.5 |  | No |  | No | [21 empty] | DP:1 1/8'' W:48'' H:5 1/2'' OB UP:4 1/2'' OB DOWN:4 1/2'' |  |  |  | 6.5 | Black/White |  | N/A | Hardwired | 0 | 1 | 0 | 1 | 1 | 0 | 0 | 0 | 0 | 0 | 0 | 785652050039 | 56 | 9.75 | 9.75 | 18.4 | 3.081 | 125 | Yes | [8 empty] | UL Damp | cUL Damp | GLADSTONE 6L BATH-05 | Six Light Wall / Bath |  | 44855EN3-05.jpg | 44855.jpg
44855EN3-782 | Six Light Wall / Bath | Moving beyond traditional styling, the Gladstone bath collection by Sea Gull Lighting is all about today's transitional, comfortable lifestyles. A perfect example of less is more and controlled design allows the understated curves and bell shaped glass to be the statement. Offered in Antique Brushed Nickel and Chrome finishes with Satin Etched glass, and Heirloom Bronze finish with Smoky Amber Glass. The assortment includes one-light, two-light, three-light, four-light, five-light and six-light wall/bath fixtures. Both incandescent lamping and ENERGY STAR-qualified LED lamping are available. All fixtures are California Title 24 compliant. | BATH | Gladstone | Wall / Bath Lighting | Heirloom Bronze | 782 | Steel | Satin Etched Glass | D:6.5" H:4.875" |  |  | 6 Medium A19 9.3w |  | 6 | Yes | [14 empty] | 0 | [12 empty] | 174.98 | 349.96 | 524.94 | W:50'' H:9'' E:8 1/2'' | 13.8 |  |  | 50 | 9 | Wall / Bath |  |  |  |  | 8.5 |  | No |  | No | [21 empty] | DP:1 1/8'' W:48'' H:5 1/2'' OB UP:4 1/2'' OB DOWN:4 1/2'' |  |  |  | 6.5 | Black/White |  | N/A | Hardwired | 0 | 1 | 0 | 1 | 1 | 0 | 0 | 0 | 0 | 0 | 0 | 785652050046 | 56 | 9.75 | 9.75 | 18.4 | 3.081 | 125 | Yes | [8 empty] | UL Damp | cUL Damp | GLADSTONE 6L BATH-782 | Six Light Wall / Bath |  | 44855EN3-782.jpg | 44855.jpg
44855EN3-965 | Six Light Wall / Bath | Moving beyond traditional styling, the Gladstone bath collection by Sea Gull Lighting is all about today's transitional, comfortable lifestyles. A perfect example of less is more and controlled design allows the understated curves and bell shaped glass to be the statement. Offered in Antique Brushed Nickel and Chrome finishes with Satin Etched glass, and Heirloom Bronze finish with Smoky Amber Glass. The assortment includes one-light, two-light, three-light, four-light, five-light and six-light wall/bath fixtures. Both incandescent lamping and ENERGY STAR-qualified LED lamping are available. All fixtures are California Title 24 compliant. | BATH | Gladstone | Wall / Bath Lighting | Antique Brushed Nickel | 965 | Steel | Satin Etched Glass | D:6.5" H:4.875" |  |  | 6 Medium A19 9.3w |  | 6 | Yes | [14 empty] | 0 | [12 empty] | 174.98 | 349.96 | 524.94 | W:50'' H:9'' E:8 1/2'' | 13.8 |  |  | 50 | 9 | Wall / Bath |  |  |  |  | 8.5 |  | No |  | No | [21 empty] | DP:1 1/8'' W:48'' H:5 1/2'' OB UP:4 1/2'' OB DOWN:4 1/2'' |  |  |  | 6.5 | Black/White |  | N/A | Hardwired | 0 | 1 | 0 | 1 | 1 | 0 | 0 | 0 | 0 | 0 | 0 | 785652050053 | 56 | 9.75 | 9.75 | 18.4 | 3.081 | 125 | Yes | [8 empty] | UL Damp | cUL Damp | GLADSTONE 6L BATH-965 | Six Light Wall / Bath |  | 44855EN3-965.jpg | 44855.jpg
4487902-848 | Two Light Wall / Bath |  | BATH | Cafe | Wall / Bath Lighting | Satin Bronze / Midnight Black | 848 / 112 | Steel | Etched / White Inside Glass |  |  |  | 2 Candelabra Torpedo 60w |  | 2 | No | [14 empty] | 0 | [12 empty] | 49.5 | 99 | 148.5 | W:14'' H:10 3/4'' E:7'' |  |  |  | 14 | 10.75 | [5 empty] | 7 |  | No |  | No | [25 empty] | 6.5 | Black/White |  |  | Hardwired | 0 | 1 | 0 | 0 | 1 | 0 | 0 | 1 | 0 | 0 | 0 | 785652085994 | [16 empty] | cETL Damp | CAFE 2L BATH-848 | Two Light Wall / Bath |  | 4487902-848.jpg | 4487902.jpg
4487902-962 | Two Light Wall / Bath |  | BATH | Cafe | Wall / Bath Lighting | Brushed Nickel / Midnight Black | 962 / 112 | Steel | Etched / White Inside Glass |  |  |  | 2 Candelabra Torpedo 60w |  | 2 | No | [14 empty] | 0 | [12 empty] | 49.5 | 99 | 148.5 | W:14'' H:10 3/4'' E:7'' |  |  |  | 14 | 10.75 | [5 empty] | 7 |  | No |  | No | [25 empty] | 6.5 | Black/White |  |  | Hardwired | 0 | 1 | 0 | 0 | 1 | 0 | 0 | 1 | 0 | 0 | 0 | 785652086038 | [16 empty] | cETL Damp | CAFE 2L BATH-962 | Two Light Wall / Bath |  | 4487902-962.jpg | 4487902.jpg
4487903-848 | Three Light Wall / Bath |  | BATH | Cafe | Wall / Bath Lighting | Satin Bronze / Midnight Black | 848 / 112 | Steel | Etched / White Inside Glass |  |  |  | 3 Candelabra Torpedo 60w |  | 3 | No | [14 empty] | 0 | [12 empty] | 69.5 | 139 | 208.5 | W:21'' H:10 3/4'' E:7'' |  |  |  | 21 | 10.75 | [5 empty] | 7 |  | No |  | No | [25 empty] | 6.5 | Black/White |  |  | Hardwired | 0 | 1 | 0 | 0 | 1 | 0 | 0 | 1 | 0 | 0 | 0 | 785652086045 | [16 empty] | cETL Damp | CAFE 3L BATH-848 | Three Light Wall / Bath |  | 4487903-848.jpg | 4487903.jpg
4487903-962 | Three Light Wall / Bath |  | BATH | Cafe | Wall / Bath Lighting | Brushed Nickel / Midnight Black | 962 / 112 | Steel | Etched / White Inside Glass |  |  |  | 3 Candelabra Torpedo 60w |  | 3 | No | [14 empty] | 0 | [12 empty] | 69.5 | 139 | 208.5 | W:21'' H:10 3/4'' E:7'' |  |  |  | 21 | 10.75 | [5 empty] | 7 |  | No |  | No | [25 empty] | 6.5 | Black/White |  |  | Hardwired | 0 | 1 | 0 | 0 | 1 | 0 | 0 | 1 | 0 | 0 | 0 | 785652086052 | [16 empty] | cETL Damp | CAFE 3L BATH-962 | Three Light Wall / Bath |  | 4487903-962.jpg | 4487903.jpg
4487904-848 | Four Light Wall / Bath |  | BATH | Cafe | Wall / Bath Lighting | Satin Bronze / Midnight Black | 848 / 112 | Steel | Etched / White Inside Glass |  |  |  | 4 Candelabra Torpedo 60w |  | 4 | No | [14 empty] | 0 | [12 empty] | 89.5 | 179 | 268.5 | W:30'' H:10 3/4'' E:7'' |  |  |  | 30 | 10.75 | [5 empty] | 7 |  | No |  | No | [25 empty] | 6.5 | Black/White |  |  | Hardwired | 0 | 1 | 0 | 0 | 1 | 0 | 0 | 1 | 0 | 0 | 0 | 785652086090 | [16 empty] | cETL Damp | CAFE 4L BATH-848 | Four Light Wall / Bath |  | 4487904-848.jpg | 4487904.jpg
4487904-962 | Four Light Wall / Bath |  | BATH | Cafe | Wall / Bath Lighting | Brushed Nickel / Midnight Black | 962 / 112 | Steel | Etched / White Inside Glass |  |  |  | 4 Candelabra Torpedo 60w |  | 4 | No | [14 empty] | 0 | [12 empty] | 89.5 | 179 | 268.5 | W:30'' H:10 3/4'' E:7'' |  |  |  | 30 | 10.75 | [5 empty] | 7 |  | No |  | No | [25 empty] | 6.5 | Black/White |  |  | Hardwired | 0 | 1 | 0 | 0 | 1 | 0 | 0 | 1 | 0 | 0 | 0 | 785652086106 | [16 empty] | cETL Damp | CAFE 4L BATH-962 | Four Light Wall / Bath |  | 4487904-962.jpg | 4487904.jpg
4487905-848 | Five Light Wall / Bath |  | BATH | Cafe | Wall / Bath Lighting | Satin Bronze / Midnight Black | 848 / 112 | Steel | Etched / White Inside Glass |  |  |  | 5 Candelabra Torpedo 60w |  | 5 | No | [14 empty] | 0 | [12 empty] | 114.5 | 229 | 343.5 | W:37 3/4'' H:10 3/4'' E:7'' |  |  |  | 37.75 | 10.75 | [5 empty] | 7 |  | No |  | No | [25 empty] | 6.5 | Black/White |  |  | Hardwired | 0 | 1 | 0 | 0 | 1 | 0 | 0 | 1 | 0 | 0 | 0 | 785652086113 | [16 empty] | cETL Damp | CAFE 5L BATH-848 | Five Light Wall / Bath |  | 4487905-848.jpg | 4487905.jpg
4487905-962 | Five Light Wall / Bath |  | BATH | Cafe | Wall / Bath Lighting | Brushed Nickel / Midnight Black | 962 / 112 | Steel | Etched / White Inside Glass |  |  |  | 5 Candelabra Torpedo 60w |  | 5 | No | [14 empty] | 0 | [12 empty] | 114.5 | 229 | 343.5 | W:37 3/4'' H:10 3/4'' E:7'' |  |  |  | 37.75 | 10.75 | [5 empty] | 7 |  | No |  | No | [25 empty] | 6.5 | Black/White |  |  | Hardwired | 0 | 1 | 0 | 0 | 1 | 0 | 0 | 1 | 0 | 0 | 0 | 785652086120 | [16 empty] | cETL Damp | CAFE 5L BATH-962 | Five Light Wall / Bath |  | 4487905-962.jpg | 4487905.jpg
4490302-05 | Two Light Bath | Zire embodies simple clean lines in three finishes that strike a perfect balance of elegant yet minimalist design. Each of the lights sits on the round bottom rim, featuring an Edison-inspired design highlighted by a cylindrical glass shade. The assortment includes nine-light, five-light, and three-light chandeliers, a five light linear, one-light mini-pendant and one-light, two-light, three-light and four-light wall/bath fixtures. A stylish and elegant addition to any room in the house. Zire is offered in a Brushed Oil Rubbed Bronze, Brushed Nickel or Chrome finish. | BATH | Zire | Wall / Bath Lighting | Chrome | 5 | Steel | Etched / White Inside Glass | D:3.875" H:6" |  |  | 2 Medium A19 75w |  | 2 | No | [14 empty] | 0 | [12 empty] | 49.98 | 99.96 | 149.94 | W:14'' H:7 7/8'' E:5 1/2'' | 3.08 |  |  | 14 | 7.875 | Cap Nuts |  |  |  |  | 5.5 |  | No |  | No | [21 empty] | DP:1'' W:7 31/32'' H:5'' OB UP:4 7/8'' OB DOWN:3'' Rectangular |  |  |  | 6.5 | Black/White |  |  | Hardwired | 0 | 1 | 0 | 0 | 1 | 0 | 0 | 1 | 0 | 0 | 0 | 785652070440 | 16.75 | 11.75 | 7.875 | 4.1 | 0.897 | 175 | Yes | [9 empty] | cETL Damp | ZIRE 2L BATH-05 | Two Light Bath |  | 4490302-05.jpg | 4490302.jpg
4490302-778 | Two Light Bath | Zire embodies simple clean lines in three finishes that strike a perfect balance of elegant yet minimalist design. Each of the lights sits on the round bottom rim, featuring an Edison-inspired design highlighted by a cylindrical glass shade. The assortment includes nine-light, five-light, and three-light chandeliers, a five light linear, one-light mini-pendant and one-light, two-light, three-light and four-light wall/bath fixtures. A stylish and elegant addition to any room in the house. Zire is offered in a Brushed Oil Rubbed Bronze, Brushed Nickel or Chrome finish. | BATH | Zire | Wall / Bath Lighting | Brushed Oil Rubbed Bronze | 778 | Steel | Etched / White Inside Glass | D:3.875" H:6" |  |  | 2 Medium A19 75w |  | 2 | No | [14 empty] | 0 | [12 empty] | 49.98 | 99.96 | 149.94 | W:14'' H:7 7/8'' E:5 1/2'' | 3.08 |  |  | 14 | 7.875 | Cap Nuts |  |  |  |  | 5.5 |  | No |  | No | [21 empty] | DP:1'' W:7 31/32'' H:5'' OB UP:4 7/8'' OB DOWN:3'' Rectangular |  |  |  | 6.5 | Black/White |  |  | Hardwired | 0 | 1 | 0 | 0 | 1 | 0 | 0 | 1 | 0 | 0 | 0 | 785652070457 | 16.75 | 11.5 | 7.75 | 4.1 | 0.864 | 175 | Yes | [9 empty] | cETL Damp | ZIRE 2L BATH-778 | Two Light Bath |  | 4490302-778.jpg | 4490302.jpg
4490302-962 | Two Light Bath | Zire embodies simple clean lines in three finishes that strike a perfect balance of elegant yet minimalist design. Each of the lights sits on the round bottom rim, featuring an Edison-inspired design highlighted by a cylindrical glass shade. The assortment includes nine-light, five-light, and three-light chandeliers, a five light linear, one-light mini-pendant and one-light, two-light, three-light and four-light wall/bath fixtures. A stylish and elegant addition to any room in the house. Zire is offered in a Brushed Oil Rubbed Bronze, Brushed Nickel or Chrome finish. | BATH | Zire | Wall / Bath Lighting | Brushed Nickel | 962 | Steel | Etched / White Inside Glass | D:3.875" H:6" |  |  | 2 Medium A19 75w |  | 2 | No | [14 empty] | 0 | [12 empty] | 49.98 | 99.96 | 149.94 | W:14'' H:7 7/8'' E:5 1/2'' | 3.08 |  |  | 14 | 7.875 | Cap Nuts |  |  |  |  | 5.5 |  | No |  | No | [21 empty] | DP:1'' W:7 31/32'' H:5'' OB UP:4 7/8'' OB DOWN:3'' Rectangular |  |  |  | 6.5 | Black/White |  |  | Hardwired | 0 | 1 | 0 | 0 | 1 | 0 | 0 | 1 | 0 | 0 | 0 | 785652070464 | 17 | 11.5 | 7.75 | 4.1 | 0.877 | 175 | Yes | [9 empty] | cETL Damp | ZIRE 2L BATH-962 | Two Light Bath |  | 4490302-962.jpg | 4490302.jpg
4490302EN3-05 | Two Light Bath | Zire embodies simple clean lines in three finishes that strike a perfect balance of elegant yet minimalist design. Each of the lights sits on the round bottom rim, featuring an Edison-inspired design highlighted by a cylindrical glass shade. The assortment includes nine-light, five-light, and three-light chandeliers, a five light linear, one-light mini-pendant and one-light, two-light, three-light and four-light wall/bath fixtures. A stylish and elegant addition to any room in the house. Zire is offered in a Brushed Oil Rubbed Bronze, Brushed Nickel or Chrome finish. | BATH | Zire | Wall / Bath Lighting | Chrome | 5 | Steel | Etched / White Inside Glass | D:3.875" H:6" |  |  | 2 Medium A19 9.3w |  | 2 | Yes | [14 empty] | 0 | [12 empty] | 60.98 | 121.96 | 182.94 | W:14'' H:7 7/8'' E:5 1/2'' | 3.08 |  |  | 14 | 7.875 | Cap Nuts |  |  |  |  | 5.5 |  | No |  | No | [21 empty] | DP:1'' W:7 31/32'' H:5'' OB UP:4 7/8'' OB DOWN:3'' Rectangular |  |  |  | 6.5 | Black/White |  |  | Hardwired | 0 | 1 | 0 | 1 | 1 | 0 | 0 | 0 | 0 | 0 | 0 | 785652072123 | 16.75 | 11.75 | 7.875 | 4.1 | 0.897 | 175 | Yes | [9 empty] | cETL Damp | ZIRE 2L LED BATH-05 | Two Light Bath |  | 4490302EN3-05.jpg | 4490302EN3.jpg
4490302EN3-778 | Two Light Bath | Zire embodies simple clean lines in three finishes that strike a perfect balance of elegant yet minimalist design. Each of the lights sits on the round bottom rim, featuring an Edison-inspired design highlighted by a cylindrical glass shade. The assortment includes nine-light, five-light, and three-light chandeliers, a five light linear, one-light mini-pendant and one-light, two-light, three-light and four-light wall/bath fixtures. A stylish and elegant addition to any room in the house. Zire is offered in a Brushed Oil Rubbed Bronze, Brushed Nickel or Chrome finish. | BATH | Zire | Wall / Bath Lighting | Brushed Oil Rubbed Bronze | 778 | Steel | Etched / White Inside Glass | D:3.875" H:6" |  |  | 2 Medium A19 9.3w |  | 2 | Yes | [14 empty] | 0 | [12 empty] | 60.98 | 121.96 | 182.94 | W:14'' H:7 7/8'' E:5 1/2'' | 3.08 |  |  | 14 | 7.875 | Cap Nuts |  |  |  |  | 5.5 |  | No |  | No | [21 empty] | DP:1'' W:7 31/32'' H:5'' OB UP:4 7/8'' OB DOWN:3'' Rectangular |  |  |  | 6.5 | Black/White |  |  | Hardwired | 0 | 1 | 0 | 1 | 1 | 0 | 0 | 0 | 0 | 0 | 0 | 785652072130 | 16.75 | 11.5 | 7.75 | 4.1 | 0.864 | 175 | Yes | [9 empty] | cETL Damp | ZIRE 2L LED BATH-778 | Two Light Bath |  | 4490302EN3-778.jpg | 4490302EN3.jpg
4490302EN3-962 | Two Light Bath | Zire embodies simple clean lines in three finishes that strike a perfect balance of elegant yet minimalist design. Each of the lights sits on the round bottom rim, featuring an Edison-inspired design highlighted by a cylindrical glass shade. The assortment includes nine-light, five-light, and three-light chandeliers, a five light linear, one-light mini-pendant and one-light, two-light, three-light and four-light wall/bath fixtures. A stylish and elegant addition to any room in the house. Zire is offered in a Brushed Oil Rubbed Bronze, Brushed Nickel or Chrome finish. | BATH | Zire | Wall / Bath Lighting | Brushed Nickel | 962 | Steel | Etched / White Inside Glass | D:3.875" H:6" |  |  | 2 Medium A19 9.3w |  | 2 | Yes | [14 empty] | 0 | [12 empty] | 60.98 | 121.96 | 182.94 | W:14'' H:7 7/8'' E:5 1/2'' | 3.08 |  |  | 14 | 7.875 | Cap Nuts |  |  |  |  | 5.5 |  | No |  | No | [21 empty] | DP:1'' W:7 31/32'' H:5'' OB UP:4 7/8'' OB DOWN:3'' Rectangular |  |  |  | 6.5 | Black/White |  |  | Hardwired | 0 | 1 | 0 | 1 | 1 | 0 | 0 | 0 | 0 | 0 | 0 | 785652072147 | 17 | 11.5 | 7.75 | 4.1 | 0.877 | 175 | Yes | [9 empty] | cETL Damp | ZIRE 2L LED BATH-962 | Two Light Bath |  | 4490302EN3-962.jpg | 4490302EN3.jpg
4490303-05 | Three Light Bath | Zire embodies simple clean lines in three finishes that strike a perfect balance of elegant yet minimalist design. Each of the lights sits on the round bottom rim, featuring an Edison-inspired design highlighted by a cylindrical glass shade. The assortment includes nine-light, five-light, and three-light chandeliers, a five light linear, one-light mini-pendant and one-light, two-light, three-light and four-light wall/bath fixtures. A stylish and elegant addition to any room in the house. Zire is offered in a Brushed Oil Rubbed Bronze, Brushed Nickel or Chrome finish. | BATH | Zire | Wall / Bath Lighting | Chrome | 5 | Steel | Etched / White Inside Glass | D:3.875" H:6" |  |  | 3 Medium A19 75w |  | 3 | No | [14 empty] | 0 | [12 empty] | 64.98 | 129.96 | 194.94 | W:24'' H:7 7/8'' E:5 1/2'' | 4.1 |  |  | 24 | 7.875 | Cap Nuts |  |  |  |  | 5.5 |  | No |  | No | [21 empty] | DP:1'' W:7 31/32'' H:5'' OB UP:4 7/8'' OB DOWN:3'' Rectangular |  |  |  | 6.5 | Black/White |  |  | Hardwired | 0 | 1 | 0 | 0 | 1 | 0 | 0 | 1 | 0 | 0 | 0 | 785652070471 | 26.5 | 11.5 | 7.75 | 5.7 | 1.367 | 175 | Yes | [9 empty] | cETL Damp | ZIRE 3L BATH-05 | Three Light Bath |  | 4490303-05.jpg | 4490303.jpg
4490303-778 | Three Light Bath | Zire embodies simple clean lines in three finishes that strike a perfect balance of elegant yet minimalist design. Each of the lights sits on the round bottom rim, featuring an Edison-inspired design highlighted by a cylindrical glass shade. The assortment includes nine-light, five-light, and three-light chandeliers, a five light linear, one-light mini-pendant and one-light, two-light, three-light and four-light wall/bath fixtures. A stylish and elegant addition to any room in the house. Zire is offered in a Brushed Oil Rubbed Bronze, Brushed Nickel or Chrome finish. | BATH | Zire | Wall / Bath Lighting | Brushed Oil Rubbed Bronze | 778 | Steel | Etched / White Inside Glass | D:3.875" H:6" |  |  | 3 Medium A19 75w |  | 3 | No | [14 empty] | 0 | [12 empty] | 64.98 | 129.96 | 194.94 | W:24'' H:7 7/8'' E:5 1/2'' | 4.1 |  |  | 24 | 7.875 | Cap Nuts |  |  |  |  | 5.5 |  | No |  | No | [21 empty] | DP:1'' W:7 31/32'' H:5'' OB UP:4 7/8'' OB DOWN:3'' Rectangular |  |  |  | 6.5 | Black/White |  |  | Hardwired | 0 | 1 | 0 | 0 | 1 | 0 | 0 | 1 | 0 | 0 | 0 | 785652070488 | 26.75 | 11.75 | 7.75 | 5.7 | 1.41 | 175 | Yes | [9 empty] | cETL Damp | ZIRE 3L BATH-778 | Three Light Bath |  | 4490303-778.jpg | 4490303.jpg
4490303-962 | Three Light Bath | Zire embodies simple clean lines in three finishes that strike a perfect balance of elegant yet minimalist design. Each of the lights sits on the round bottom rim, featuring an Edison-inspired design highlighted by a cylindrical glass shade. The assortment includes nine-light, five-light, and three-light chandeliers, a five light linear, one-light mini-pendant and one-light, two-light, three-light and four-light wall/bath fixtures. A stylish and elegant addition to any room in the house. Zire is offered in a Brushed Oil Rubbed Bronze, Brushed Nickel or Chrome finish. | BATH | Zire | Wall / Bath Lighting | Brushed Nickel | 962 | Steel | Etched / White Inside Glass | D:3.875" H:6" |  |  | 3 Medium A19 75w |  | 3 | No | [14 empty] | 0 | [12 empty] | 64.98 | 129.96 | 194.94 | W:24'' H:7 7/8'' E:5 1/2'' | 4.1 |  |  | 24 | 7.875 | Cap Nuts |  |  |  |  | 5.5 |  | No |  | No | [21 empty] | DP:1'' W:7 31/32'' H:5'' OB UP:4 7/8'' OB DOWN:3'' Rectangular |  |  |  | 6.5 | Black/White |  |  | Hardwired | 0 | 1 | 0 | 0 | 1 | 0 | 0 | 1 | 0 | 0 | 0 | 785652070495 | 26.75 | 11.5 | 7.75 | 5.7 | 1.38 | 175 | Yes | [9 empty] | cETL Damp | ZIRE 3L BATH-962 | Three Light Bath |  | 4490303-962.jpg | 4490303.jpg
4490303EN3-05 | Three Light Bath | Zire embodies simple clean lines in three finishes that strike a perfect balance of elegant yet minimalist design. Each of the lights sits on the round bottom rim, featuring an Edison-inspired design highlighted by a cylindrical glass shade. The assortment includes nine-light, five-light, and three-light chandeliers, a five light linear, one-light mini-pendant and one-light, two-light, three-light and four-light wall/bath fixtures. A stylish and elegant addition to any room in the house. Zire is offered in a Brushed Oil Rubbed Bronze, Brushed Nickel or Chrome finish. | BATH | Zire | Wall / Bath Lighting | Chrome | 5 | Steel | Etched / White Inside Glass | D:3.875" H:6" |  |  | 3 Medium A19 9.3w |  | 3 | Yes | [14 empty] | 0 | [12 empty] | 81.98 | 163.96 | 245.94 | W:24'' H:7 7/8'' E:5 1/2'' | 4.1 |  |  | 24 | 7.875 | Cap Nuts |  |  |  |  | 5.5 |  | No |  | No | [21 empty] | DP:1'' W:7 31/32'' H:5'' OB UP:4 7/8'' OB DOWN:3'' Rectangular |  |  |  | 6.5 | Black/White |  |  | Hardwired | 0 | 1 | 0 | 1 | 1 | 0 | 0 | 0 | 0 | 0 | 0 | 785652072154 | 26.5 | 11.5 | 7.7 | 5.7 | 1.358 | 175 | Yes | [9 empty] | cETL Damp | ZIRE 3L LED BATH-05 | Three Light Bath |  | 4490303EN3-05.jpg | 4490303EN3.jpg
4490303EN3-778 | Three Light Bath | Zire embodies simple clean lines in three finishes that strike a perfect balance of elegant yet minimalist design. Each of the lights sits on the round bottom rim, featuring an Edison-inspired design highlighted by a cylindrical glass shade. The assortment includes nine-light, five-light, and three-light chandeliers, a five light linear, one-light mini-pendant and one-light, two-light, three-light and four-light wall/bath fixtures. A stylish and elegant addition to any room in the house. Zire is offered in a Brushed Oil Rubbed Bronze, Brushed Nickel or Chrome finish. | BATH | Zire | Wall / Bath Lighting | Brushed Oil Rubbed Bronze | 778 | Steel | Etched / White Inside Glass | D:3.875" H:6" |  |  | 3 Medium A19 9.3w |  | 3 | Yes | [14 empty] | 0 | [12 empty] | 81.98 | 163.96 | 245.94 | W:24'' H:7 7/8'' E:5 1/2'' | 4.1 |  |  | 24 | 7.875 | Cap Nuts |  |  |  |  | 5.5 |  | No |  | No | [21 empty] | DP:1'' W:7 31/32'' H:5'' OB UP:4 7/8'' OB DOWN:3'' Rectangular |  |  |  | 6.5 | Black/White |  |  | Hardwired | 0 | 1 | 0 | 1 | 1 | 0 | 0 | 0 | 0 | 0 | 0 | 785652072161 | 26.75 | 11.75 | 7.75 | 5.7 | 1.41 | 175 | Yes | [9 empty] | cETL Damp | ZIRE 3L LED BATH-778 | Three Light Bath |  | 4490303EN3-778.jpg | 4490303EN3.jpg
4490303EN3-962 | Three Light Bath | Zire embodies simple clean lines in three finishes that strike a perfect balance of elegant yet minimalist design. Each of the lights sits on the round bottom rim, featuring an Edison-inspired design highlighted by a cylindrical glass shade. The assortment includes nine-light, five-light, and three-light chandeliers, a five light linear, one-light mini-pendant and one-light, two-light, three-light and four-light wall/bath fixtures. A stylish and elegant addition to any room in the house. Zire is offered in a Brushed Oil Rubbed Bronze, Brushed Nickel or Chrome finish. | BATH | Zire | Wall / Bath Lighting | Brushed Nickel | 962 | Steel | Etched / White Inside Glass | D:3.875" H:6" |  |  | 3 Medium A19 9.3w |  | 3 | Yes | [14 empty] | 0 | [12 empty] | 81.98 | 163.96 | 245.94 | W:24'' H:7 7/8'' E:5 1/2'' | 4.1 |  |  | 24 | 7.875 | Cap Nuts |  |  |  |  | 5.5 |  | No |  | No | [21 empty] | DP:1'' W:7 31/32'' H:5'' OB UP:4 7/8'' OB DOWN:3'' Rectangular |  |  |  | 6.5 | Black/White |  |  | Hardwired | 0 | 1 | 0 | 1 | 1 | 0 | 0 | 0 | 0 | 0 | 0 | 785652072178 | 26.75 | 11.5 | 7.75 | 5.7 | 1.38 | 175 | Yes | [9 empty] | cETL Damp | ZIRE 3L LED BATH-962 | Three Light Bath |  | 4490303EN3-962.jpg | 4490303EN3.jpg
4490304-05 | Four Light Bath | Zire embodies simple clean lines in three finishes that strike a perfect balance of elegant yet minimalist design. Each of the lights sits on the round bottom rim, featuring an Edison-inspired design highlighted by a cylindrical glass shade. The assortment includes nine-light, five-light, and three-light chandeliers, a five light linear, one-light mini-pendant and one-light, two-light, three-light and four-light wall/bath fixtures. A stylish and elegant addition to any room in the house. Zire is offered in a Brushed Oil Rubbed Bronze, Brushed Nickel or Chrome finish. | BATH | Zire | Wall / Bath Lighting | Chrome | 5 | Steel | Etched / White Inside Glass | D:3.875" H:6" |  |  | 4 Medium A19 75w |  | 4 | No | [14 empty] | 0 | [12 empty] | 83.98 | 167.96 | 251.94 | W:34'' H:7 7/8'' E:5 1/2'' | 5.36 |  |  | 34 | 7.875 | Cap Nuts |  |  |  |  | 5.5 |  | No |  | No | [21 empty] | DP:1'' W:7 31/32'' H:5'' OB UP:4 7/8'' OB DOWN:3'' Rectangular |  |  |  | 6.5 | Black/White |  |  | Hardwired | 0 | 1 | 0 | 0 | 1 | 0 | 0 | 1 | 0 | 0 | 0 | 785652070501 | 37 | 11.75 | 7.58 | 7.3 | 1.907 | 250 | Yes | [9 empty] | cETL Damp | ZIRE 4L BATH-05 | Four Light Bath |  | 4490304-05.jpg | 4490304.jpg
4490304-778 | Four Light Bath | Zire embodies simple clean lines in three finishes that strike a perfect balance of elegant yet minimalist design. Each of the lights sits on the round bottom rim, featuring an Edison-inspired design highlighted by a cylindrical glass shade. The assortment includes nine-light, five-light, and three-light chandeliers, a five light linear, one-light mini-pendant and one-light, two-light, three-light and four-light wall/bath fixtures. A stylish and elegant addition to any room in the house. Zire is offered in a Brushed Oil Rubbed Bronze, Brushed Nickel or Chrome finish. | BATH | Zire | Wall / Bath Lighting | Brushed Oil Rubbed Bronze | 778 | Steel | Etched / White Inside Glass | D:3.875" H:6" |  |  | 4 Medium A19 75w |  | 4 | No | [14 empty] | 0 | [12 empty] | 83.98 | 167.96 | 251.94 | W:34'' H:7 7/8'' E:5 1/2'' | 5.36 |  |  | 34 | 7.875 | Cap Nuts |  |  |  |  | 5.5 |  | No |  | No | [21 empty] | DP:1'' W:7 31/32'' H:5'' OB UP:4 7/8'' OB DOWN:3'' Rectangular |  |  |  | 6.5 | Black/White |  |  | Hardwired | 0 | 1 | 0 | 0 | 1 | 0 | 0 | 1 | 0 | 0 | 0 | 785652070518 | 37.25 | 11.5 | 7.75 | 7.3 | 1.921 | 250 | Yes | [9 empty] | cETL Damp | ZIRE 4L BATH-778 | Four Light Bath |  | 4490304-778.jpg | 4490304.jpg
4490304-962 | Four Light Bath | Zire embodies simple clean lines in three finishes that strike a perfect balance of elegant yet minimalist design. Each of the lights sits on the round bottom rim, featuring an Edison-inspired design highlighted by a cylindrical glass shade. The assortment includes nine-light, five-light, and three-light chandeliers, a five light linear, one-light mini-pendant and one-light, two-light, three-light and four-light wall/bath fixtures. A stylish and elegant addition to any room in the house. Zire is offered in a Brushed Oil Rubbed Bronze, Brushed Nickel or Chrome finish. | BATH | Zire | Wall / Bath Lighting | Brushed Nickel | 962 | Steel | Etched / White Inside Glass | D:3.875" H:6" |  |  | 4 Medium A19 75w |  | 4 | No | [14 empty] | 0 | [12 empty] | 83.98 | 167.96 | 251.94 | W:34'' H:7 7/8'' E:5 1/2'' | 5.36 |  |  | 34 | 7.875 | Cap Nuts |  |  |  |  | 5.5 |  | No |  | No | [21 empty] | DP:1'' W:7 31/32'' H:5'' OB UP:4 7/8'' OB DOWN:3'' Rectangular |  |  |  | 6.5 | Black/White |  |  | Hardwired | 0 | 1 | 0 | 0 | 1 | 0 | 0 | 1 | 0 | 0 | 0 | 785652070525 | 37.25 | 11.5 | 7.5 | 7.3 | 1.859 | 250 | Yes | [9 empty] | cETL Damp | ZIRE 4L BATH-962 | Four Light Bath |  | 4490304-962.jpg | 4490304.jpg
4490304EN3-05 | Four Light Bath | Zire embodies simple clean lines in three finishes that strike a perfect balance of elegant yet minimalist design. Each of the lights sits on the round bottom rim, featuring an Edison-inspired design highlighted by a cylindrical glass shade. The assortment includes nine-light, five-light, and three-light chandeliers, a five light linear, one-light mini-pendant and one-light, two-light, three-light and four-light wall/bath fixtures. A stylish and elegant addition to any room in the house. Zire is offered in a Brushed Oil Rubbed Bronze, Brushed Nickel or Chrome finish. | BATH | Zire | Wall / Bath Lighting | Chrome | 5 | Steel | Etched / White Inside Glass | D:3.875" H:6" |  |  | 4 Medium A19 9.3w |  | 4 | Yes | [14 empty] | 0 | [12 empty] | 106.48 | 212.96 | 319.44 | W:34'' H:7 7/8'' E:5 1/2'' | 5.36 |  |  | 34 | 7.875 | Cap Nuts |  |  |  |  | 5.5 |  | No |  | No | [21 empty] | DP:1'' W:7 31/32'' H:5'' OB UP:4 7/8'' OB DOWN:3'' Rectangular |  |  |  | 6.5 | Black/White |  |  | Hardwired | 0 | 1 | 0 | 1 | 1 | 0 | 0 | 0 | 0 | 0 | 0 | 785652072185 | 37 | 11.75 | 7.58 | 7.3 | 1.907 | 250 | Yes | [9 empty] | cETL Damp | ZIRE 4L LED BATH-05 | Four Light Bath |  | 4490304EN3-05.jpg | 4490304EN3.jpg
4490304EN3-778 | Four Light Bath | Zire embodies simple clean lines in three finishes that strike a perfect balance of elegant yet minimalist design. Each of the lights sits on the round bottom rim, featuring an Edison-inspired design highlighted by a cylindrical glass shade. The assortment includes nine-light, five-light, and three-light chandeliers, a five light linear, one-light mini-pendant and one-light, two-light, three-light and four-light wall/bath fixtures. A stylish and elegant addition to any room in the house. Zire is offered in a Brushed Oil Rubbed Bronze, Brushed Nickel or Chrome finish. | BATH | Zire | Wall / Bath Lighting | Brushed Oil Rubbed Bronze | 778 | Steel | Etched / White Inside Glass | D:3.875" H:6" |  |  | 4 Medium A19 9.3w |  | 4 | Yes | [14 empty] | 0 | [12 empty] | 106.48 | 212.96 | 319.44 | W:34'' H:7 7/8'' E:5 1/2'' | 5.36 |  |  | 34 | 7.875 | Cap Nuts |  |  |  |  | 5.5 |  | No |  | No | [21 empty] | DP:1'' W:7 31/32'' H:5'' OB UP:4 7/8'' OB DOWN:3'' Rectangular |  |  |  | 6.5 | Black/White |  |  | Hardwired | 0 | 1 | 0 | 1 | 1 | 0 | 0 | 0 | 0 | 0 | 0 | 785652072192 | 37.25 | 11.5 | 7.75 | 7.3 | 1.921 | 250 | Yes | [9 empty] | cETL Damp | ZIRE 4L LED BATH-778 | Four Light Bath |  | 4490304EN3-778.jpg | 4490304EN3.jpg
4490304EN3-962 | Four Light Bath | Zire embodies simple clean lines in three finishes that strike a perfect balance of elegant yet minimalist design. Each of the lights sits on the round bottom rim, featuring an Edison-inspired design highlighted by a cylindrical glass shade. The assortment includes nine-light, five-light, and three-light chandeliers, a five light linear, one-light mini-pendant and one-light, two-light, three-light and four-light wall/bath fixtures. A stylish and elegant addition to any room in the house. Zire is offered in a Brushed Oil Rubbed Bronze, Brushed Nickel or Chrome finish. | BATH | Zire | Wall / Bath Lighting | Brushed Nickel | 962 | Steel | Etched / White Inside Glass | D:3.875" H:6" |  |  | 4 Medium A19 9.3w |  | 4 | Yes | [14 empty] | 0 | [12 empty] | 106.48 | 212.96 | 319.44 | W:34'' H:7 7/8'' E:5 1/2'' | 5.36 |  |  | 34 | 7.875 | Cap Nuts |  |  |  |  | 5.5 |  | No |  | No | [21 empty] | DP:1'' W:7 31/32'' H:5'' OB UP:4 7/8'' OB DOWN:3'' Rectangular |  |  |  | 6.5 | Black/White |  |  | Hardwired | 0 | 1 | 0 | 1 | 1 | 0 | 0 | 0 | 0 | 0 | 0 | 785652072208 | 37.25 | 11.5 | 7.5 | 7.3 | 1.859 | 250 | Yes | [9 empty] | cETL Damp | ZIRE 4L LED BATH-962 | Four Light Bath |  | 4490304EN3-962.jpg | 4490304EN3.jpg
4491402-715 | Two Light Wall / Bath | Named after the Italian word for “sphere,” the transitional Sfera collection by Sea Gull Lighting features detailed center bands and rounded, sweeping curves -- rustic with a modern inspiration. Offered in Autumn Bronze finish with several glass options – extraordinary painted Mercury glass and Café Tint glass, as well as a Smoky Amber glass for wall/bath fixtures only. The assortment includes six-light and four-light chandeliers, pendants in three sizes, both flush and semi-flush ceiling fixtures, as well as two-light, three-light and four-light wall/bath fixtures. Both incandescent lamping and ENERGY STAR-qualified LED lamping are available. Most of these fixtures easily convert to LED by purchasing LED replacement lamps sold separately. | BATH | Sfera | Wall / Bath Lighting | Autumn Bronze | 715 | Steel | Smokey Amber Glass | D:3.5" H:6.25" | D:3.5" |  | 2 Medium A19 100w |  | 2 | No | [14 empty] | 0 | [12 empty] | 56.95 | 113.9 | 170.85 | W:14 1/4'' H:11'' E:6 1/2'' | 3.7 |  |  | 14.25 | 11 | Wall / Bath |  |  |  |  | 6.5 |  | No |  | No | [21 empty] | D:5'' DP:1 1/4'' OB UP:8 1/2'' OB DOWN:2 1/2'' Round |  |  |  | 6.5 |  |  |  | Hardwired | 0 | 1 | 0 | 0 | 1 | 0 | 0 | 1 | 0 | 0 | 0 | 785652247002 | 16.25 | 12.25 | 9.375 | 5.1 | 1.08 | 175 | Yes | [9 empty] | cETL Damp | SFERA 2L BATH-715 | Two Light Wall / Bath |  | 4491402-715.jpg | 4490402.jpg
4491402EN3-715 | Two Light Wall / Bath | Named after the Italian word for “sphere,” the transitional Sfera collection by Sea Gull Lighting features detailed center bands and rounded, sweeping curves -- rustic with a modern inspiration. Offered in Autumn Bronze finish with several glass options – extraordinary painted Mercury glass and Café Tint glass, as well as a Smoky Amber glass for wall/bath fixtures only. The assortment includes six-light and four-light chandeliers, pendants in three sizes, both flush and semi-flush ceiling fixtures, as well as two-light, three-light and four-light wall/bath fixtures. Both incandescent lamping and ENERGY STAR-qualified LED lamping are available. Most of these fixtures easily convert to LED by purchasing LED replacement lamps sold separately. | BATH | Sfera | Wall / Bath Lighting | Autumn Bronze | 715 | Steel | Cafe Tint Glass | D:3.5" H:6.25" | D:3.5" |  | 2 Medium A19 9.3w |  | 2 | Yes | [14 empty] | 0 | [12 empty] | 66.45 | 132.9 | 199.35 | W:14 1/4'' H:11'' E:6 1/2'' | 3.7 |  |  | 14.25 | 11 | Wall / Bath |  |  |  |  | 6.5 |  | No |  | No | [21 empty] | D:5'' DP:1 1/4'' OB UP:8 1/2'' OB DOWN:2 1/2'' Round |  |  |  | 6.5 | Black/White |  |  | Hardwired | 0 | 1 | 0 | 1 | 1 | 0 | 0 | 0 | 0 | 0 | 0 | 785652046872 | 16.25 | 12.25 | 9.375 | 5.1 | 1.08 | 175 | Yes | [9 empty] | cETL Damp | SFERA 2L BATH-715 | Two Light Wall / Bath |  | 4491402EN3-715.jpg | 4491402.jpg
4491403-715 | Three Light Wall / Bath | Named after the Italian word for “sphere,” the transitional Sfera collection by Sea Gull Lighting features detailed center bands and rounded, sweeping curves -- rustic with a modern inspiration. Offered in Autumn Bronze finish with several glass options – extraordinary painted Mercury glass and Café Tint glass, as well as a Smoky Amber glass for wall/bath fixtures only. The assortment includes six-light and four-light chandeliers, pendants in three sizes, both flush and semi-flush ceiling fixtures, as well as two-light, three-light and four-light wall/bath fixtures. Both incandescent lamping and ENERGY STAR-qualified LED lamping are available. Most of these fixtures easily convert to LED by purchasing LED replacement lamps sold separately. | BATH | Sfera | Wall / Bath Lighting | Autumn Bronze | 715 | Steel | Smokey Amber Glass | D:3.5" H:6.25" | D:3.5" |  | 3 Medium A19 100w |  | 3 | No | [14 empty] | 0 | [12 empty] | 84.48 | 168.96 | 253.44 | W:24'' H:11'' E:6 3/4'' | 4.5 |  |  | 24 | 11 | Wall / Bath |  |  |  |  | 6.75 |  | No |  | No | [21 empty] | D:5'' DP:1 1/4'' OB UP:8 1/2'' OB DOWN:2 1/2'' Round |  |  |  | 6.5 |  |  |  | Hardwired | 0 | 1 | 0 | 0 | 1 | 0 | 0 | 1 | 0 | 0 | 0 | 785652247019 | 30.25 | 9 | 8.625 | 5.6 | 1.359 | 175 | Yes | [9 empty] | cETL Damp | SFERA 3L BATH-715 | Three Light Wall / Bath |  | 4491403-715.jpg | 4490403.jpg
4491403EN3-715 | Three Light Wall / Bath | Named after the Italian word for “sphere,” the transitional Sfera collection by Sea Gull Lighting features detailed center bands and rounded, sweeping curves -- rustic with a modern inspiration. Offered in Autumn Bronze finish with several glass options – extraordinary painted Mercury glass and Café Tint glass, as well as a Smoky Amber glass for wall/bath fixtures only. The assortment includes six-light and four-light chandeliers, pendants in three sizes, both flush and semi-flush ceiling fixtures, as well as two-light, three-light and four-light wall/bath fixtures. Both incandescent lamping and ENERGY STAR-qualified LED lamping are available. Most of these fixtures easily convert to LED by purchasing LED replacement lamps sold separately. | BATH | Sfera | Wall / Bath Lighting | Autumn Bronze | 715 | Steel | Cafe Tint Glass | D:3.5" H:6.25" | D:3.5" |  | 3 Medium A19 9.3w |  | 3 | Yes | [14 empty] | 0 | [12 empty] | 99.98 | 199.96 | 299.94 | W:24'' H:11'' E:6 3/4'' | 4.5 |  |  | 24 | 11 | Wall / Bath |  |  |  |  | 6.75 |  | No |  | No | [21 empty] | D:5'' DP:1 1/4'' OB UP:8 1/2'' OB DOWN:2 1/2'' Round |  |  |  | 6.5 | Black/White |  |  | Hardwired | 0 | 1 | 0 | 1 | 1 | 0 | 0 | 0 | 0 | 0 | 0 | 785652046919 | 30.25 | 9 | 8.625 | 5.6 | 1.359 | 175 | Yes | [9 empty] | cETL Damp | SFERA 3L BATH-715 | Three Light Wall / Bath |  | 4491403EN3-715.jpg | 4491403.jpg
4491404-715 | Four Light Wall / Bath | Named after the Italian word for “sphere,” the transitional Sfera collection by Sea Gull Lighting features detailed center bands and rounded, sweeping curves -- rustic with a modern inspiration. Offered in Autumn Bronze finish with several glass options – extraordinary painted Mercury glass and Café Tint glass, as well as a Smoky Amber glass for wall/bath fixtures only. The assortment includes six-light and four-light chandeliers, pendants in three sizes, both flush and semi-flush ceiling fixtures, as well as two-light, three-light and four-light wall/bath fixtures. Both incandescent lamping and ENERGY STAR-qualified LED lamping are available. Most of these fixtures easily convert to LED by purchasing LED replacement lamps sold separately. | BATH | Sfera | Wall / Bath Lighting | Autumn Bronze | 715 | Steel | Smokey Amber Glass | D:3.5" H:6.25" | D:3.5" |  | 4 Medium A19 100w |  | 4 | No | [14 empty] | 0 | [12 empty] | 97.45 | 194.9 | 292.35 | W:34'' H:11'' E:6 3/4'' | 5.6 |  |  | 34 | 11 | Wall / Bath |  |  |  |  | 6.75 |  | No |  | No | [21 empty] | D:5'' DP:1 1/4'' OB UP:8 1/2'' OB DOWN:2 1/2'' Round |  |  |  | 6.5 |  |  |  | Hardwired | 0 | 1 | 0 | 0 | 1 | 0 | 0 | 1 | 0 | 0 | 0 | 785652247026 | 40.38 | 9.18 | 8.5 | 7.1 | 1.823 | 250 | Yes | [9 empty] | cETL Damp | SFERA 4L BATH-715 | Four Light Wall / Bath |  | 4491404-715.jpg | 4490404.jpg
4491404EN3-715 | Four Light Wall / Bath | Named after the Italian word for “sphere,” the transitional Sfera collection by Sea Gull Lighting features detailed center bands and rounded, sweeping curves -- rustic with a modern inspiration. Offered in Autumn Bronze finish with several glass options – extraordinary painted Mercury glass and Café Tint glass, as well as a Smoky Amber glass for wall/bath fixtures only. The assortment includes six-light and four-light chandeliers, pendants in three sizes, both flush and semi-flush ceiling fixtures, as well as two-light, three-light and four-light wall/bath fixtures. Both incandescent lamping and ENERGY STAR-qualified LED lamping are available. Most of these fixtures easily convert to LED by purchasing LED replacement lamps sold separately. | BATH | Sfera | Wall / Bath Lighting | Autumn Bronze | 715 | Steel | Cafe Tint Glass | D:3.5" H:6.25" | D:3.5" |  | 4 Medium A19 9.3w |  | 4 | Yes | [14 empty] | 0 | [12 empty] | 124.98 | 249.96 | 374.94 | W:34'' H:11'' E:6 3/4'' | 5.6 |  |  | 34 | 11 | Wall / Bath |  |  |  |  | 6.75 |  | No |  | No | [21 empty] | D:5'' DP:1 1/4'' OB UP:8 1/2'' OB DOWN:2 1/2'' Round |  |  |  | 6.5 | Black/White |  |  | Hardwired | 0 | 1 | 0 | 1 | 1 | 0 | 0 | 0 | 0 | 0 | 0 | 785652046957 | 40.38 | 9.2 | 8.5 | 7.1 | 1.827 | 250 | Yes | [9 empty] | cETL Damp | SFERA 4L BATH-715 | Four Light Wall / Bath |  | 4491404EN3-715.jpg | 4491404.jpg
44940-05 | Two Light Wall / Bath | The Windgate lighting collection by Sea Gull Lighting is a sensibly, modernized and transitional selection of fixtures featuring clean lines and sophisticated Alabaster style glass. The collection works well with a variety of interiors, as it blends well into its surrounding decor. Offered in Brushed Nickel or Heirloom Bronze finishes, as well as a Chrome finish for the wall/bath fixtures only. The assortment includes five-light, and three-light chandeliers (either with up-light or down-light), pendants in four sizes, both flush and semi-flush ceiling fixtures, as well as one-light, two-light, three-light and four-light wall/bath fixtures. Both incandescent lamping and ENERGY STAR-qualified LED lamping are available. Most of these fixtures easily convert to LED by purchasing LED replacement lamps sold separately. | BATH | Windgate | Wall / Bath Lighting | Chrome | 5 | Steel | Alabaster Glass | D:5.4375" H:4.375" |  |  | 2 Medium A19 100w |  | 2 | No | [14 empty] | 0 | [12 empty] | 35.98 | 71.96 | 107.94 | W:12 1/2'' H:8 1/4'' E:8'' | 3.56 |  |  | 12.5 | 8.25 | Wall / Bath |  |  |  |  | 8 |  | No |  | No | [21 empty] | DP:7/8'' W:12 7/16'' OB UP:3 1/4'' OB DOWN:5'' Irregular |  |  |  | 6.5 |  |  |  | Hardwired | 0 | 1 | 0 | 0 | 1 | 0 | 0 | 1 | 0 | 0 | 0 | 785652226267 | 17.75 | 9 | 9 | 4.6 | 0.832 | 175 | Yes | [8 empty] | ETL Damp | cETL Damp | WINDGATE 2L BATH-05 | Two Light Wall / Bath |  | 44940-05.jpg | 44940.jpg
44940-782 | Two Light Wall / Bath | The Windgate lighting collection by Sea Gull Lighting is a sensibly, modernized and transitional selection of fixtures featuring clean lines and sophisticated Alabaster style glass. The collection works well with a variety of interiors, as it blends well into its surrounding decor. Offered in Brushed Nickel or Heirloom Bronze finishes, as well as a Chrome finish for the wall/bath fixtures only. The assortment includes five-light, and three-light chandeliers (either with up-light or down-light), pendants in four sizes, both flush and semi-flush ceiling fixtures, as well as one-light, two-light, three-light and four-light wall/bath fixtures. Both incandescent lamping and ENERGY STAR-qualified LED lamping are available. Most of these fixtures easily convert to LED by purchasing LED replacement lamps sold separately. | BATH | Windgate | Wall / Bath Lighting | Heirloom Bronze | 782 | Steel | Alabaster Glass | D:5.4375" H:4.375" |  |  | 2 Medium A19 100w |  | 2 | No | [14 empty] | 0 | [12 empty] | 35.98 | 71.96 | 107.94 | W:12 1/2'' H:8 1/4'' E:8'' | 3.56 |  |  | 12.5 | 8.25 | Wall / Bath |  |  |  |  | 8 |  | No |  | No | [21 empty] | DP:1'' W:12'' H:4 3/4'' OB UP:3 1/4'' OB DOWN:5'' Irregular |  |  |  | 6.5 |  |  |  | Hardwired | 0 | 1 | 0 | 0 | 1 | 0 | 0 | 1 | 0 | 0 | 0 | 785652020209 | 17.75 | 9 | 9 | 4.6 | 0.832 | 175 | Yes | [8 empty] | ETL Damp | cETL Damp | WINDGATE 2L BATH-782 | Two Light Wall / Bath |  | 44940-782.jpg | 44940.jpg
44940-962 | Two Light Wall / Bath | The Windgate lighting collection by Sea Gull Lighting is a sensibly, modernized and transitional selection of fixtures featuring clean lines and sophisticated Alabaster style glass. The collection works well with a variety of interiors, as it blends well into its surrounding decor. Offered in Brushed Nickel or Heirloom Bronze finishes, as well as a Chrome finish for the wall/bath fixtures only. The assortment includes five-light, and three-light chandeliers (either with up-light or down-light), pendants in four sizes, both flush and semi-flush ceiling fixtures, as well as one-light, two-light, three-light and four-light wall/bath fixtures. Both incandescent lamping and ENERGY STAR-qualified LED lamping are available. Most of these fixtures easily convert to LED by purchasing LED replacement lamps sold separately. | BATH | Windgate | Wall / Bath Lighting | Brushed Nickel | 962 | Steel | Alabaster Glass | D:5.4375" H:4.375" |  |  | 2 Medium A19 100w |  | 2 | No | [14 empty] | 0 | [12 empty] | 35.98 | 71.96 | 107.94 | W:12 1/2'' H:8 1/4'' E:8'' | 3.56 |  |  | 12.5 | 8.25 | Wall / Bath |  |  |  |  | 8 |  | No |  | No | [21 empty] | DP:1'' W:12'' H:4 3/4'' OB UP:3 1/4'' OB DOWN:5'' Irregular |  |  |  | 6.5 |  |  |  | Hardwired | 0 | 1 | 0 | 0 | 1 | 0 | 0 | 1 | 0 | 0 | 0 | 785652020216 | 18.25 | 9.25 | 9 | 4.3 | 0.879 | 175 | Yes | [8 empty] | ETL Damp | cETL Damp | WINDGATE 2L BATH-962 | Two Light Wall / Bath |  | 44940-962.jpg | 44940.jpg
44940EN3-05 | Two Light Wall / Bath | The Windgate lighting collection by Sea Gull Lighting is a sensibly, modernized and transitional selection of fixtures featuring clean lines and sophisticated Alabaster style glass. The collection works well with a variety of interiors, as it blends well into its surrounding decor. Offered in Brushed Nickel or Heirloom Bronze finishes, as well as a Chrome finish for the wall/bath fixtures only. The assortment includes five-light, and three-light chandeliers (either with up-light or down-light), pendants in four sizes, both flush and semi-flush ceiling fixtures, as well as one-light, two-light, three-light and four-light wall/bath fixtures. Both incandescent lamping and ENERGY STAR-qualified LED lamping are available. Most of these fixtures easily convert to LED by purchasing LED replacement lamps sold separately. | BATH | Windgate | Wall / Bath Lighting | Chrome | 5 | Steel | Alabaster Glass | D:5.4375" H:4.375" |  |  | 2 Medium A19 9.3w |  | 2 | Yes | [14 empty] | 0 | [12 empty] | 47.48 | 94.96 | 142.44 | W:12 1/2'' H:8 1/4'' E:8'' | 3.56 |  |  | 12.5 | 8.25 | Wall / Bath |  |  |  |  | 8 |  | No |  | No | [21 empty] | DP:7/8'' W:12 7/16'' OB UP:3 1/4'' OB DOWN:5'' Irregular |  |  |  | 6.5 | Black/White |  |  | Hardwired | 0 | 1 | 0 | 1 | 1 | 0 | 0 | 0 | 0 | 0 | 0 | 785652047480 | 17.75 | 9 | 9 | 4.6 | 0.832 | 175 | Yes | [8 empty] | ETL Damp | cETL Damp | WINDGATE 2L BATH-05 | Two Light Wall / Bath |  | 44940EN3-05.jpg | 44940.jpg
44940EN3-782 | Two Light Wall / Bath | The Windgate lighting collection by Sea Gull Lighting is a sensibly, modernized and transitional selection of fixtures featuring clean lines and sophisticated Alabaster style glass. The collection works well with a variety of interiors, as it blends well into its surrounding decor. Offered in Brushed Nickel or Heirloom Bronze finishes, as well as a Chrome finish for the wall/bath fixtures only. The assortment includes five-light, and three-light chandeliers (either with up-light or down-light), pendants in four sizes, both flush and semi-flush ceiling fixtures, as well as one-light, two-light, three-light and four-light wall/bath fixtures. Both incandescent lamping and ENERGY STAR-qualified LED lamping are available. Most of these fixtures easily convert to LED by purchasing LED replacement lamps sold separately. | BATH | Windgate | Wall / Bath Lighting | Heirloom Bronze | 782 | Steel | Alabaster Glass | D:5.4375" H:4.375" |  |  | 2 Medium A19 9.3w |  | 2 | Yes | [14 empty] | 0 | [12 empty] | 47.48 | 94.96 | 142.44 | W:12 1/2'' H:8 1/4'' E:8'' | 3.56 |  |  | 12.5 | 8.25 | Wall / Bath |  |  |  |  | 8 |  | No |  | No | [21 empty] | DP:1'' W:12'' H:4 3/4'' OB UP:3 1/4'' OB DOWN:5'' Irregular |  |  |  | 6.5 | Black/White |  |  | Hardwired | 0 | 1 | 0 | 1 | 1 | 0 | 0 | 0 | 0 | 0 | 0 | 785652047497 | 18 | 9 | 9.75 | 4.9 | 0.914 | 175 | Yes | [8 empty] | ETL Damp | cETL Damp | WINDGATE 2L BATH-782 | Two Light Wall / Bath |  | 44940EN3-782.jpg | 44940.jpg
44940EN3-962 | Two Light Wall / Bath | The Windgate lighting collection by Sea Gull Lighting is a sensibly, modernized and transitional selection of fixtures featuring clean lines and sophisticated Alabaster style glass. The collection works well with a variety of interiors, as it blends well into its surrounding decor. Offered in Brushed Nickel or Heirloom Bronze finishes, as well as a Chrome finish for the wall/bath fixtures only. The assortment includes five-light, and three-light chandeliers (either with up-light or down-light), pendants in four sizes, both flush and semi-flush ceiling fixtures, as well as one-light, two-light, three-light and four-light wall/bath fixtures. Both incandescent lamping and ENERGY STAR-qualified LED lamping are available. Most of these fixtures easily convert to LED by purchasing LED replacement lamps sold separately. | BATH | Windgate | Wall / Bath Lighting | Brushed Nickel | 962 | Steel | Alabaster Glass | D:5.4375" H:4.375" |  |  | 2 Medium A19 9.3w |  | 2 | Yes | [14 empty] | 0 | [12 empty] | 47.48 | 94.96 | 142.44 | W:12 1/2'' H:8 1/4'' E:8'' | 3.56 |  |  | 12.5 | 8.25 | Wall / Bath |  |  |  |  | 8 |  | No |  | No | [21 empty] | DP:1'' W:12'' H:4 3/4'' OB UP:3 1/4'' OB DOWN:5'' Irregular |  |  |  | 6.5 | Black/White |  |  | Hardwired | 0 | 1 | 0 | 1 | 1 | 0 | 0 | 0 | 0 | 0 | 0 | 785652047503 | 18.25 | 9.25 | 9 | 4.3 | 0.879 | 175 | Yes | [8 empty] | ETL Damp | cETL Damp | WINDGATE 2L BATH-962 | Two Light Wall / Bath |  | 44940EN3-962.jpg | 44940.jpg
44941-05 | Three Light Wall / Bath | The Windgate lighting collection by Sea Gull Lighting is a sensibly, modernized and transitional selection of fixtures featuring clean lines and sophisticated Alabaster style glass. The collection works well with a variety of interiors, as it blends well into its surrounding decor. Offered in Brushed Nickel or Heirloom Bronze finishes, as well as a Chrome finish for the wall/bath fixtures only. The assortment includes five-light, and three-light chandeliers (either with up-light or down-light), pendants in four sizes, both flush and semi-flush ceiling fixtures, as well as one-light, two-light, three-light and four-light wall/bath fixtures. Both incandescent lamping and ENERGY STAR-qualified LED lamping are available. Most of these fixtures easily convert to LED by purchasing LED replacement lamps sold separately. | BATH | Windgate | Wall / Bath Lighting | Chrome | 5 | Steel | Alabaster Glass | D:5.4375" H:4.375" |  |  | 3 Medium A19 100w |  | 3 | No | [14 empty] | 0 | [12 empty] | 53.48 | 106.96 | 160.44 | W:24 1/4'' H:8 1/4'' E:8'' | 5.9 |  |  | 24.25 | 8.25 | Wall / Bath |  |  |  |  | 8 |  | No |  | No | [21 empty] | DP:7/8'' W:24 1/8'' OB UP:3 1/4'' OB DOWN:5'' Irregular |  |  |  | 6.5 |  |  |  | Hardwired | 0 | 1 | 0 | 0 | 1 | 0 | 0 | 1 | 0 | 0 | 0 | 785652226274 | 27.25 | 9 | 8.5 | 7.4 | 1.206 | 125 | Yes | [8 empty] | ETL Damp | cETL Damp | WINDGATE 3L BATH-05 | Three Light Wall / Bath |  | 44941-05.jpg | 44941.jpg
44941-782 | Three Light Wall / Bath | The Windgate lighting collection by Sea Gull Lighting is a sensibly, modernized and transitional selection of fixtures featuring clean lines and sophisticated Alabaster style glass. The collection works well with a variety of interiors, as it blends well into its surrounding decor. Offered in Brushed Nickel or Heirloom Bronze finishes, as well as a Chrome finish for the wall/bath fixtures only. The assortment includes five-light, and three-light chandeliers (either with up-light or down-light), pendants in four sizes, both flush and semi-flush ceiling fixtures, as well as one-light, two-light, three-light and four-light wall/bath fixtures. Both incandescent lamping and ENERGY STAR-qualified LED lamping are available. Most of these fixtures easily convert to LED by purchasing LED replacement lamps sold separately. | BATH | Windgate | Wall / Bath Lighting | Heirloom Bronze | 782 | Steel | Alabaster Glass | D:5.4375" H:4.375" |  |  | 3 Medium A19 100w |  | 3 | No | [14 empty] | 0 | [12 empty] | 53.48 | 106.96 | 160.44 | W:24 1/4'' H:8 1/4'' E:8'' | 5.9 |  |  | 24.25 | 8.25 | Wall / Bath |  |  |  |  | 8 |  | No |  | No | [21 empty] | DP:1'' W:24'' H:4 3/4'' OB UP:3 1/4'' OB DOWN:5'' Irregular |  |  |  | 6.5 |  |  |  | Hardwired | 0 | 1 | 0 | 0 | 1 | 0 | 0 | 1 | 0 | 0 | 0 | 785652020223 | 27 | 9 | 9 | 7.4 | 1.266 | 175 | Yes | [8 empty] | ETL Damp | cETL Damp | WINDGATE 3L BATH-782 | Three Light Wall / Bath |  | 44941-782.jpg | 44941.jpg
44941-962 | Three Light Wall / Bath | The Windgate lighting collection by Sea Gull Lighting is a sensibly, modernized and transitional selection of fixtures featuring clean lines and sophisticated Alabaster style glass. The collection works well with a variety of interiors, as it blends well into its surrounding decor. Offered in Brushed Nickel or Heirloom Bronze finishes, as well as a Chrome finish for the wall/bath fixtures only. The assortment includes five-light, and three-light chandeliers (either with up-light or down-light), pendants in four sizes, both flush and semi-flush ceiling fixtures, as well as one-light, two-light, three-light and four-light wall/bath fixtures. Both incandescent lamping and ENERGY STAR-qualified LED lamping are available. Most of these fixtures easily convert to LED by purchasing LED replacement lamps sold separately. | BATH | Windgate | Wall / Bath Lighting | Brushed Nickel | 962 | Steel | Alabaster Glass | D:5.4375" H:4.375" |  |  | 3 Medium A19 100w |  | 3 | No | [14 empty] | 0 | [12 empty] | 53.48 | 106.96 | 160.44 | W:24 1/4'' H:8 1/4'' E:8'' | 5.9 |  |  | 24.25 | 8.25 | Wall / Bath |  |  |  |  | 8 |  | No |  | No | [21 empty] | DP:1'' W:24'' H:4 3/4'' OB UP:3 1/4'' OB DOWN:5'' Irregular |  |  |  | 6.5 |  |  |  | Hardwired | 0 | 1 | 0 | 0 | 1 | 0 | 0 | 1 | 0 | 0 | 0 | 785652020230 | 27 | 9 | 9 | 7.4 | 1.266 | 175 | Yes | [8 empty] | ETL Damp | cETL Damp | WINDGATE 3L BATH-962 | Three Light Wall / Bath |  | 44941-962.jpg | 44941.jpg
44941EN3-05 | Three Light Wall / Bath | The Windgate lighting collection by Sea Gull Lighting is a sensibly, modernized and transitional selection of fixtures featuring clean lines and sophisticated Alabaster style glass. The collection works well with a variety of interiors, as it blends well into its surrounding decor. Offered in Brushed Nickel or Heirloom Bronze finishes, as well as a Chrome finish for the wall/bath fixtures only. The assortment includes five-light, and three-light chandeliers (either with up-light or down-light), pendants in four sizes, both flush and semi-flush ceiling fixtures, as well as one-light, two-light, three-light and four-light wall/bath fixtures. Both incandescent lamping and ENERGY STAR-qualified LED lamping are available. Most of these fixtures easily convert to LED by purchasing LED replacement lamps sold separately. | BATH | Windgate | Wall / Bath Lighting | Chrome | 5 | Steel | Alabaster Glass | D:5.4375" H:4.375" |  |  | 3 Medium A19 9.3w |  | 3 | Yes | [14 empty] | 0 | [12 empty] | 70.48 | 140.96 | 211.44 | W:24 1/4'' H:8 1/4'' E:8'' | 5.9 |  |  | 24.25 | 8.25 | Wall / Bath |  |  |  |  | 8 |  | No |  | No | [21 empty] | DP:7/8'' W:24 1/8'' OB UP:3 1/4'' OB DOWN:5'' Irregular |  |  |  | 6.5 | Black/White |  |  | Hardwired | 0 | 1 | 0 | 1 | 1 | 0 | 0 | 0 | 0 | 0 | 0 | 785652047565 | 27.25 | 9 | 8.5 | 7.4 | 1.206 | 125 | Yes | [8 empty] | ETL Damp | cETL Damp | WINDGATE 3L BATH-05 | Three Light Wall / Bath |  | 44941EN3-05.jpg | 44941.jpg
44941EN3-782 | Three Light Wall / Bath | The Windgate lighting collection by Sea Gull Lighting is a sensibly, modernized and transitional selection of fixtures featuring clean lines and sophisticated Alabaster style glass. The collection works well with a variety of interiors, as it blends well into its surrounding decor. Offered in Brushed Nickel or Heirloom Bronze finishes, as well as a Chrome finish for the wall/bath fixtures only. The assortment includes five-light, and three-light chandeliers (either with up-light or down-light), pendants in four sizes, both flush and semi-flush ceiling fixtures, as well as one-light, two-light, three-light and four-light wall/bath fixtures. Both incandescent lamping and ENERGY STAR-qualified LED lamping are available. Most of these fixtures easily convert to LED by purchasing LED replacement lamps sold separately. | BATH | Windgate | Wall / Bath Lighting | Heirloom Bronze | 782 | Steel | Alabaster Glass | D:5.4375" H:4.375" |  |  | 3 Medium A19 9.3w |  | 3 | Yes | [14 empty] | 0 | [12 empty] | 70.48 | 140.96 | 211.44 | W:24 1/4'' H:8 1/4'' E:8'' | 5.9 |  |  | 24.25 | 8.25 | Wall / Bath |  |  |  |  | 8 |  | No |  | No | [21 empty] | DP:1'' W:24'' H:4 3/4'' OB UP:3 1/4'' OB DOWN:5'' Irregular |  |  |  | 6.5 | Black/White |  |  | Hardwired | 0 | 1 | 0 | 1 | 1 | 0 | 0 | 0 | 0 | 0 | 0 | 785652047572 | 27 | 9 | 9 | 7.4 | 1.266 | 175 | Yes | [8 empty] | ETL Damp | cETL Damp | WINDGATE 3L BATH-782 | Three Light Wall / Bath |  | 44941EN3-782.jpg | 44941.jpg
44941EN3-962 | Three Light Wall / Bath | The Windgate lighting collection by Sea Gull Lighting is a sensibly, modernized and transitional selection of fixtures featuring clean lines and sophisticated Alabaster style glass. The collection works well with a variety of interiors, as it blends well into its surrounding decor. Offered in Brushed Nickel or Heirloom Bronze finishes, as well as a Chrome finish for the wall/bath fixtures only. The assortment includes five-light, and three-light chandeliers (either with up-light or down-light), pendants in four sizes, both flush and semi-flush ceiling fixtures, as well as one-light, two-light, three-light and four-light wall/bath fixtures. Both incandescent lamping and ENERGY STAR-qualified LED lamping are available. Most of these fixtures easily convert to LED by purchasing LED replacement lamps sold separately. | BATH | Windgate | Wall / Bath Lighting | Brushed Nickel | 962 | Steel | Alabaster Glass | D:5.4375" H:4.375" |  |  | 3 Medium A19 9.3w |  | 3 | Yes | [14 empty] | 0 | [12 empty] | 70.48 | 140.96 | 211.44 | W:24 1/4'' H:8 1/4'' E:8'' | 5.9 |  |  | 24.25 | 8.25 | Wall / Bath |  |  |  |  | 8 |  | No |  | No | [21 empty] | DP:1'' W:24'' H:4 3/4'' OB UP:3 1/4'' OB DOWN:5'' Irregular |  |  |  | 6.5 | Black/White |  |  | Hardwired | 0 | 1 | 0 | 1 | 1 | 0 | 0 | 0 | 0 | 0 | 0 | 785652047589 | 28.5 | 9 | 9 | 7.4 | 1.336 | 175 | Yes | [8 empty] | ETL Damp | cETL Damp | WINDGATE 3L BATH-962 | Three Light Wall / Bath |  | 44941EN3-962.jpg | 44941.jpg
44942-05 | Four Light Wall / Bath | The Windgate lighting collection by Sea Gull Lighting is a sensibly, modernized and transitional selection of fixtures featuring clean lines and sophisticated Alabaster style glass. The collection works well with a variety of interiors, as it blends well into its surrounding decor. Offered in Brushed Nickel or Heirloom Bronze finishes, as well as a Chrome finish for the wall/bath fixtures only. The assortment includes five-light, and three-light chandeliers (either with up-light or down-light), pendants in four sizes, both flush and semi-flush ceiling fixtures, as well as one-light, two-light, three-light and four-light wall/bath fixtures. Both incandescent lamping and ENERGY STAR-qualified LED lamping are available. Most of these fixtures easily convert to LED by purchasing LED replacement lamps sold separately. | BATH | Windgate | Wall / Bath Lighting | Chrome | 5 | Steel | Alabaster Glass | D:5.4375" H:4.375" |  |  | 4 Medium A19 100w |  | 4 | No | [14 empty] | 0 | [12 empty] | 72.98 | 145.96 | 218.94 | W:30 1/4'' H:8 1/4'' E:8'' | 7.9 |  |  | 30.25 | 8.25 | Wall / Bath |  |  |  |  | 8 |  | No |  | No | [21 empty] | DP:7/8'' W:30 1/8'' OB UP:3 1/4'' OB DOWN:5'' Irregular |  |  |  | 6.5 |  |  |  | Hardwired | 0 | 1 | 0 | 0 | 1 | 0 | 0 | 1 | 0 | 0 | 0 | 785652226311 | 33.75 | 8.75 | 8.5 | 10.1 | 1.453 | 125 | Yes | [8 empty] | ETL Damp | cETL Damp | WINDGATE 4L BATH-05 | Four Light Wall / Bath |  | 44942-05.jpg | 44942.jpg
44942-782 | Four Light Wall / Bath | The Windgate lighting collection by Sea Gull Lighting is a sensibly, modernized and transitional selection of fixtures featuring clean lines and sophisticated Alabaster style glass. The collection works well with a variety of interiors, as it blends well into its surrounding decor. Offered in Brushed Nickel or Heirloom Bronze finishes, as well as a Chrome finish for the wall/bath fixtures only. The assortment includes five-light, and three-light chandeliers (either with up-light or down-light), pendants in four sizes, both flush and semi-flush ceiling fixtures, as well as one-light, two-light, three-light and four-light wall/bath fixtures. Both incandescent lamping and ENERGY STAR-qualified LED lamping are available. Most of these fixtures easily convert to LED by purchasing LED replacement lamps sold separately. | BATH | Windgate | Wall / Bath Lighting | Heirloom Bronze | 782 | Steel | Alabaster Glass | D:5.4375" H:4.375" |  |  | 4 Medium A19 100w |  | 4 | No | [14 empty] | 0 | [12 empty] | 72.98 | 145.96 | 218.94 | W:30 1/4'' H:8 1/4'' E:8'' | 7.9 |  |  | 30.25 | 8.25 | Wall / Bath |  |  |  |  | 8 |  | No |  | No | [21 empty] | DP:1'' W:30'' H:4 3/4'' OB UP:3 1/4'' OB DOWN:5'' Irregular |  |  |  | 6.5 |  |  |  | Hardwired | 0 | 1 | 0 | 0 | 1 | 0 | 0 | 1 | 0 | 0 | 0 | 785652020247 | 34 | 9 | 9 | 9.7 | 1.594 | 125 | Yes | [8 empty] | ETL Damp | cETL Damp | WINDGATE 4L BATH-782 | Four Light Wall / Bath |  | 44942-782.jpg | 44942.jpg
44942-962 | Four Light Wall / Bath | The Windgate lighting collection by Sea Gull Lighting is a sensibly, modernized and transitional selection of fixtures featuring clean lines and sophisticated Alabaster style glass. The collection works well with a variety of interiors, as it blends well into its surrounding decor. Offered in Brushed Nickel or Heirloom Bronze finishes, as well as a Chrome finish for the wall/bath fixtures only. The assortment includes five-light, and three-light chandeliers (either with up-light or down-light), pendants in four sizes, both flush and semi-flush ceiling fixtures, as well as one-light, two-light, three-light and four-light wall/bath fixtures. Both incandescent lamping and ENERGY STAR-qualified LED lamping are available. Most of these fixtures easily convert to LED by purchasing LED replacement lamps sold separately. | BATH | Windgate | Wall / Bath Lighting | Brushed Nickel | 962 | Steel | Alabaster Glass | D:5.4375" H:4.375" |  |  | 4 Medium A19 100w |  | 4 | No | [14 empty] | 0 | [12 empty] | 72.98 | 145.96 | 218.94 | W:30 1/4'' H:8 1/4'' E:8'' | 7.9 |  |  | 30.25 | 8.25 | Wall / Bath |  |  |  |  | 8 |  | No |  | No | [21 empty] | DP:1'' W:30'' H:4 3/4'' OB UP:3 1/4'' OB DOWN:5'' Irregular |  |  |  | 6.5 |  |  |  | Hardwired | 0 | 1 | 0 | 0 | 1 | 0 | 0 | 1 | 0 | 0 | 0 | 785652020254 | 34 | 9 | 9 | 9.7 | 1.594 | 125 | Yes | [8 empty] | ETL Damp | cETL Damp | WINDGATE 4L BATH-962 | Four Light Wall / Bath |  | 44942-962.jpg | 44942.jpg
44942EN3-05 | Four Light Wall / Bath | The Windgate lighting collection by Sea Gull Lighting is a sensibly, modernized and transitional selection of fixtures featuring clean lines and sophisticated Alabaster style glass. The collection works well with a variety of interiors, as it blends well into its surrounding decor. Offered in Brushed Nickel or Heirloom Bronze finishes, as well as a Chrome finish for the wall/bath fixtures only. The assortment includes five-light, and three-light chandeliers (either with up-light or down-light), pendants in four sizes, both flush and semi-flush ceiling fixtures, as well as one-light, two-light, three-light and four-light wall/bath fixtures. Both incandescent lamping and ENERGY STAR-qualified LED lamping are available. Most of these fixtures easily convert to LED by purchasing LED replacement lamps sold separately. | BATH | Windgate | Wall / Bath Lighting | Chrome | 5 | Steel | Alabaster Glass | D:5.4375" H:4.375" |  |  | 4 Medium A19 9.3w |  | 4 | Yes | [14 empty] | 0 | [12 empty] | 93.98 | 187.96 | 281.94 | W:30 1/4'' H:8 1/4'' E:8'' | 7.9 |  |  | 30.25 | 8.25 | Wall / Bath |  |  |  |  | 8 |  | No |  | No | [21 empty] | DP:7/8'' W:30 1/8'' OB UP:3 1/4'' OB DOWN:5'' Irregular |  |  |  | 6.5 | Black/White |  |  | Hardwired | 0 | 1 | 0 | 1 | 1 | 0 | 0 | 0 | 0 | 0 | 0 | 785652047640 | 33.75 | 8.75 | 8.5 | 10.1 | 1.453 | 125 | Yes | [8 empty] | ETL Damp | cETL Damp | WINDGATE 4L BATH-05 | Four Light Wall / Bath |  | 44942EN3-05.jpg | 44942.jpg
44942EN3-782 | Four Light Wall / Bath | The Windgate lighting collection by Sea Gull Lighting is a sensibly, modernized and transitional selection of fixtures featuring clean lines and sophisticated Alabaster style glass. The collection works well with a variety of interiors, as it blends well into its surrounding decor. Offered in Brushed Nickel or Heirloom Bronze finishes, as well as a Chrome finish for the wall/bath fixtures only. The assortment includes five-light, and three-light chandeliers (either with up-light or down-light), pendants in four sizes, both flush and semi-flush ceiling fixtures, as well as one-light, two-light, three-light and four-light wall/bath fixtures. Both incandescent lamping and ENERGY STAR-qualified LED lamping are available. Most of these fixtures easily convert to LED by purchasing LED replacement lamps sold separately. | BATH | Windgate | Wall / Bath Lighting | Heirloom Bronze | 782 | Steel | Alabaster Glass | D:5.4375" H:4.375" |  |  | 4 Medium A19 9.3w |  | 4 | Yes | [14 empty] | 0 | [12 empty] | 93.98 | 187.96 | 281.94 | W:30 1/4'' H:8 1/4'' E:8'' | 7.9 |  |  | 30.25 | 8.25 | Wall / Bath |  |  |  |  | 8 |  | No |  | No | [21 empty] | DP:1'' W:30'' H:4 3/4'' OB UP:3 1/4'' OB DOWN:5'' Irregular |  |  |  | 6.5 | Black/White |  |  | Hardwired | 0 | 1 | 0 | 1 | 1 | 0 | 0 | 0 | 0 | 0 | 0 | 785652047657 | 34 | 9 | 9 | 9.7 | 1.594 | 125 | Yes | [8 empty] | ETL Damp | cETL Damp | WINDGATE 4L BATH-782 | Four Light Wall / Bath |  | 44942EN3-782.jpg | 44942.jpg
44942EN3-962 | Four Light Wall / Bath | The Windgate lighting collection by Sea Gull Lighting is a sensibly, modernized and transitional selection of fixtures featuring clean lines and sophisticated Alabaster style glass. The collection works well with a variety of interiors, as it blends well into its surrounding decor. Offered in Brushed Nickel or Heirloom Bronze finishes, as well as a Chrome finish for the wall/bath fixtures only. The assortment includes five-light, and three-light chandeliers (either with up-light or down-light), pendants in four sizes, both flush and semi-flush ceiling fixtures, as well as one-light, two-light, three-light and four-light wall/bath fixtures. Both incandescent lamping and ENERGY STAR-qualified LED lamping are available. Most of these fixtures easily convert to LED by purchasing LED replacement lamps sold separately. | BATH | Windgate | Wall / Bath Lighting | Brushed Nickel | 962 | Steel | Alabaster Glass | D:5.4375" H:4.375" |  |  | 4 Medium A19 9.3w |  | 4 | Yes | [14 empty] | 0 | [12 empty] | 93.98 | 187.96 | 281.94 | W:30 1/4'' H:8 1/4'' E:8'' | 7.9 |  |  | 30.25 | 8.25 | Wall / Bath |  |  |  |  | 8 |  | No |  | No | [21 empty] | DP:1'' W:30'' H:4 3/4'' OB UP:3 1/4'' OB DOWN:5'' Irregular |  |  |  | 6.5 | Black/White |  |  | Hardwired | 0 | 1 | 0 | 1 | 1 | 0 | 0 | 0 | 0 | 0 | 0 | 785652047664 | 34 | 9 | 9 | 9.7 | 1.594 | 125 | Yes | [8 empty] | ETL Damp | cETL Damp | WINDGATE 4L BATH-962 | Four Light Wall / Bath |  | 44942EN3-962.jpg | 44942.jpg
44952-05 | One Light Wall / Bath Sconce | The Stirling lighting collection by Sea Gull Lighting, with its chic style and eclectic twist brings clean, modern lines to a traditional soul. The Beige Linen drum shades combined with a Burnt Sienna finish or White Linen drum shades combined with a Brushed Nickel finish are both eye-catching and inviting. For the wall/bath fixtures only, a Chrome finish coupled with Opal Etched glass shades is also available. The assortment includes nine-light, five-light and three-light chandeliers, pendants in six sizes, both flush and semi-flush ceiling fixtures, a one-light wall sconce, as well as one-light, two-light, three-light and four-light wall/bath fixtures. Most of these fixtures easily convert to LED by purchasing LED replacement lamps sold separately. | WALL SCONCE | Stirling | Wall / Bath Lighting | Chrome | 5 | Steel | Cased Opal Etched Glass | D:3.875" H:6" |  |  | 1 Medium A19 100w |  | 1 | No | [14 empty] | 0 | [12 empty] | 42.48 | 84.96 | 127.44 | W:5 1/2'' H:11 1/4'' E:6 3/4'' | 2.5 |  |  | 5.5 | 11.25 | Wall / Bath |  |  |  |  | 6.75 |  | No |  | No | [21 empty] | D:5 1/2'' DP:1 3/8'' OB UP:6 1/4'' OB DOWN:5'' Round |  |  |  | 6.5 |  |  |  | Hardwired | 0 | 1 | 0 | 0 | 1 | 0 | 0 | 1 | 0 | 0 | 0 | 785652027529 | 11 | 8.75 | 13 | 3.2 | 0.724 | 175 | Yes | [8 empty] | ETL Damp | cETL Damp | STIRLING 1L SCONCE-05 | One Light Wall / Bath Sconce |  | 44952-05.jpg | 44952.jpg
44952-962 | One Light Wall / Bath | The Stirling lighting collection by Sea Gull Lighting, with its chic style and eclectic twist brings clean, modern lines to a traditional soul. The Beige Linen drum shades combined with a Burnt Sienna finish or White Linen drum shades combined with a Brushed Nickel finish are both eye-catching and inviting. For the wall/bath fixtures only, a Chrome finish coupled with Opal Etched glass shades is also available. The assortment includes nine-light, five-light and three-light chandeliers, pendants in six sizes, both flush and semi-flush ceiling fixtures, a one-light wall sconce, as well as one-light, two-light, three-light and four-light wall/bath fixtures. Most of these fixtures easily convert to LED by purchasing LED replacement lamps sold separately. | WALL SCONCE | Stirling | Wall / Bath Lighting | Brushed Nickel | 962 | Steel | Cased Opal Etched Glass | D:3.875" H:6" |  |  | 1 Medium A19 100w |  | 1 | No | [14 empty] | 0 | [12 empty] | 42.48 | 84.96 | 127.44 | W:5 1/2'' H:11 1/4'' E:6 3/4'' | 2.5 |  |  | 5.5 | 11.25 | Wall / Bath |  |  |  |  | 6.75 |  | No |  | No | [21 empty] | D:5 1/2'' DP:1 3/8'' OB UP:6 1/4'' OB DOWN:5'' Round |  |  |  | 6.5 |  |  |  | Hardwired | 0 | 1 | 0 | 0 | 1 | 0 | 0 | 1 | 0 | 0 | 0 | 785652027451 | 11 | 8.75 | 13 | 3.2 | 0.724 | 175 | Yes | [8 empty] | ETL Damp | cETL Damp | STIRLING 1L SCONCE-962 | One Light Wall / Bath |  | 44952-962.jpg | 44952.jpg
44952EN3-05 | One Light Wall / Bath Sconce | The Stirling lighting collection by Sea Gull Lighting, with its chic style and eclectic twist brings clean, modern lines to a traditional soul. The Beige Linen drum shades combined with a Burnt Sienna finish or White Linen drum shades combined with a Brushed Nickel finish are both eye-catching and inviting. For the wall/bath fixtures only, a Chrome finish coupled with Opal Etched glass shades is also available. The assortment includes nine-light, five-light and three-light chandeliers, pendants in six sizes, both flush and semi-flush ceiling fixtures, a one-light wall sconce, as well as one-light, two-light, three-light and four-light wall/bath fixtures. Most of these fixtures easily convert to LED by purchasing LED replacement lamps sold separately. | WALL SCONCE | Stirling | Wall / Bath Lighting | Chrome | 5 | Steel | Cased Opal Etched Glass | D:3.875" H:6" |  |  | 1 Medium A19 9.3w |  | 1 | Yes | [14 empty] | 0 | [12 empty] | 45.48 | 90.96 | 136.44 | W:5 1/2'' H:11 1/4'' E:6 3/4'' | 2.5 |  |  | 5.5 | 11.25 | Wall / Bath |  |  |  |  | 6.75 |  | No |  | No | [21 empty] | D:5 1/2'' DP:1 3/8'' OB UP:6 1/4'' OB DOWN:5'' Round |  |  |  | 6.5 | Black/White |  |  | Hardwired | 0 | 1 | 0 | 1 | 1 | 0 | 0 | 0 | 0 | 0 | 0 | 785652050060 | 13 | 8.75 | 11 | 3.2 | 0.724 | 175 | Yes | [8 empty] | ETL Damp | cETL Damp | STIRLING 1L SCONCE-05 | One Light Wall / Bath Sconce |  | 44952EN3-05.jpg | 44952.jpg
44952EN3-710 | One Light Wall / Bath Sconce | The Stirling lighting collection by Sea Gull Lighting, with its chic style and eclectic twist brings clean, modern lines to a traditional soul. The Beige Linen drum shades combined with a Burnt Sienna finish or White Linen drum shades combined with a Brushed Nickel finish are both eye-catching and inviting. For the wall/bath fixtures only, a Chrome finish coupled with Opal Etched glass shades is also available. The assortment includes nine-light, five-light and three-light chandeliers, pendants in six sizes, both flush and semi-flush ceiling fixtures, a one-light wall sconce, as well as one-light, two-light, three-light and four-light wall/bath fixtures. Most of these fixtures easily convert to LED by purchasing LED replacement lamps sold separately. | WALL SCONCE | Stirling | Wall / Bath Lighting | Burnt Sienna | 710 | Steel | Cased Opal Etched Glass | D:3.875" H:6" |  |  | 1 Medium A19 9.3w |  | 1 | Yes | [14 empty] | 0 | [12 empty] | 45.48 | 90.96 | 136.44 | W:5 1/2'' H:11 1/4'' E:6 3/4'' | 2.5 |  |  | 5.5 | 11.25 | Wall / Bath |  |  |  |  | 6.75 |  | No |  | No | [21 empty] | D:5 1/2'' DP:1 3/8'' OB UP:6 1/4'' OB DOWN:5'' Round |  |  |  | 6.5 | Black/White |  |  | Hardwired | 0 | 1 | 0 | 1 | 1 | 0 | 0 | 0 | 0 | 0 | 0 | 785652050077 | 12.25 | 8.5 | 10.4 | 3 | 0.627 | 175 | Yes | [8 empty] | ETL Damp | cETL Damp | STIRLING 1L SCONCE-710 | One Light Wall / Bath Sconce |  | 44952EN3-710.jpg | 44952.jpg
44952EN3-962 | One Light Wall / Bath Sconce | The Stirling lighting collection by Sea Gull Lighting, with its chic style and eclectic twist brings clean, modern lines to a traditional soul. The Beige Linen drum shades combined with a Burnt Sienna finish or White Linen drum shades combined with a Brushed Nickel finish are both eye-catching and inviting. For the wall/bath fixtures only, a Chrome finish coupled with Opal Etched glass shades is also available. The assortment includes nine-light, five-light and three-light chandeliers, pendants in six sizes, both flush and semi-flush ceiling fixtures, a one-light wall sconce, as well as one-light, two-light, three-light and four-light wall/bath fixtures. Most of these fixtures easily convert to LED by purchasing LED replacement lamps sold separately. | WALL SCONCE | Stirling | Wall / Bath Lighting | Brushed Nickel | 962 | Steel | Cased Opal Etched Glass | D:3.875" H:6" |  |  | 1 Medium A19 9.3w |  | 1 | Yes | [14 empty] | 0 | [12 empty] | 45.48 | 90.96 | 136.44 | W:5 1/2'' H:11 1/4'' E:6 3/4'' | 2.5 |  |  | 5.5 | 11.25 | Wall / Bath |  |  |  |  | 6.75 |  | No |  | No | [21 empty] | D:5 1/2'' DP:1 3/8'' OB UP:6 1/4'' OB DOWN:5'' Round |  |  |  | 6.5 | Black/White |  |  | Hardwired | 0 | 1 | 0 | 1 | 1 | 0 | 0 | 0 | 0 | 0 | 0 | 785652050084 | 11 | 8.75 | 13 | 3.2 | 0.724 | 175 | Yes | [8 empty] | ETL Damp | cETL Damp | STIRLING 1L SCONCE-962 | One Light Wall / Bath Sconce |  | 44952EN3-962.jpg | 44952.jpg
44953-05 | Two Light Wall / Bath | The Stirling lighting collection by Sea Gull Lighting, with its chic style and eclectic twist brings clean, modern lines to a traditional soul. The Beige Linen drum shades combined with a Burnt Sienna finish or White Linen drum shades combined with a Brushed Nickel finish are both eye-catching and inviting. For the wall/bath fixtures only, a Chrome finish coupled with Opal Etched glass shades is also available. The assortment includes nine-light, five-light and three-light chandeliers, pendants in six sizes, both flush and semi-flush ceiling fixtures, a one-light wall sconce, as well as one-light, two-light, three-light and four-light wall/bath fixtures. Most of these fixtures easily convert to LED by purchasing LED replacement lamps sold separately. | BATH | Stirling | Wall / Bath Lighting | Chrome | 5 | Steel | Cased Opal Etched Glass | D:3.875" H:6" |  |  | 2 Medium A19 100w |  | 2 | No | [14 empty] | 0 | [12 empty] | 71.98 | 143.96 | 215.94 | W:13'' H:11 1/4'' E:7'' | 4.5 |  |  | 13 | 11.25 | Wall / Bath |  |  |  |  | 7 |  | No |  | No | [21 empty] | D:5 1/2'' DP:1 3/8'' OB UP:6 1/4'' OB DOWN:5'' Round |  |  |  | 6.5 |  |  |  | Hardwired | 0 | 1 | 0 | 0 | 1 | 0 | 0 | 1 | 0 | 0 | 0 | 785652027512 | 15 | 9.75 | 15.5 | 5.6 | 1.312 | 175 | Yes | [8 empty] | ETL Damp | cETL Damp | STIRLING 2L BATH-05 | Two Light Wall / Bath |  | 44953-05.jpg | 44953.jpg
44953-710 | Two Light Wall / Bath | The Stirling lighting collection by Sea Gull Lighting, with its chic style and eclectic twist brings clean, modern lines to a traditional soul. The Beige Linen drum shades combined with a Burnt Sienna finish or White Linen drum shades combined with a Brushed Nickel finish are both eye-catching and inviting. For the wall/bath fixtures only, a Chrome finish coupled with Opal Etched glass shades is also available. The assortment includes nine-light, five-light and three-light chandeliers, pendants in six sizes, both flush and semi-flush ceiling fixtures, a one-light wall sconce, as well as one-light, two-light, three-light and four-light wall/bath fixtures. Most of these fixtures easily convert to LED by purchasing LED replacement lamps sold separately. | BATH | Stirling | Wall / Bath Lighting | Burnt Sienna | 710 | Steel | Cased Opal Etched Glass | D:3.875" H:6" |  |  | 2 Medium A19 100w |  | 2 | No | [14 empty] | 0 | [12 empty] | 71.98 | 143.96 | 215.94 | W:13'' H:11 1/4'' E:7'' | 4.5 |  |  | 13 | 11.25 | Wall / Bath |  |  |  |  | 7 |  | No |  | No | [21 empty] | D:5 1/2'' DP:1 3/8'' OB UP:6 1/4'' OB DOWN:5'' Round |  |  |  | 6.5 |  |  |  | Hardwired | 0 | 1 | 0 | 0 | 1 | 0 | 0 | 1 | 0 | 0 | 0 | 785652182389 | 15 | 9.18 | 15 | 5.7 | 1.195 | 175 | Yes | [8 empty] | ETL Damp | cETL Damp | STIRLING 2L BATH-710 | Two Light Wall / Bath |  | 44953-710.jpg | 44953.jpg
44953-962 | Two Light Wall / Bath | The Stirling lighting collection by Sea Gull Lighting, with its chic style and eclectic twist brings clean, modern lines to a traditional soul. The Beige Linen drum shades combined with a Burnt Sienna finish or White Linen drum shades combined with a Brushed Nickel finish are both eye-catching and inviting. For the wall/bath fixtures only, a Chrome finish coupled with Opal Etched glass shades is also available. The assortment includes nine-light, five-light and three-light chandeliers, pendants in six sizes, both flush and semi-flush ceiling fixtures, a one-light wall sconce, as well as one-light, two-light, three-light and four-light wall/bath fixtures. Most of these fixtures easily convert to LED by purchasing LED replacement lamps sold separately. | BATH | Stirling | Wall / Bath Lighting | Brushed Nickel | 962 | Steel | Cased Opal Etched Glass | D:3.875" H:6" |  |  | 2 Medium A19 100w |  | 2 | No | [14 empty] | 0 | [12 empty] | 71.98 | 143.96 | 215.94 | W:13'' H:11 1/4'' E:7'' | 4.5 |  |  | 13 | 11.25 | Wall / Bath |  |  |  |  | 7 |  | No |  | No | [21 empty] | D:5 1/2'' DP:1 3/8'' OB UP:6 1/4'' OB DOWN:5'' Round |  |  |  | 6.5 |  |  |  | Hardwired | 0 | 1 | 0 | 0 | 1 | 0 | 0 | 1 | 0 | 0 | 0 | 785652027468 | 15 | 9.75 | 15.5 | 5.6 | 1.312 | 175 | Yes | [8 empty] | ETL Damp | cETL Damp | STIRLING 2L BATH-962 | Two Light Wall / Bath |  | 44953-962.jpg | 44953.jpg
44953EN3-05 | Two Light Wall / Bath | The Stirling lighting collection by Sea Gull Lighting, with its chic style and eclectic twist brings clean, modern lines to a traditional soul. The Beige Linen drum shades combined with a Burnt Sienna finish or White Linen drum shades combined with a Brushed Nickel finish are both eye-catching and inviting. For the wall/bath fixtures only, a Chrome finish coupled with Opal Etched glass shades is also available. The assortment includes nine-light, five-light and three-light chandeliers, pendants in six sizes, both flush and semi-flush ceiling fixtures, a one-light wall sconce, as well as one-light, two-light, three-light and four-light wall/bath fixtures. Most of these fixtures easily convert to LED by purchasing LED replacement lamps sold separately. | BATH | Stirling | Wall / Bath Lighting | Chrome | 5 | Steel | Cased Opal Etched Glass | D:3.875" H:6" |  |  | 2 Medium A19 9.3w |  | 2 | Yes | [14 empty] | 0 | [12 empty] | 80.48 | 160.96 | 241.44 | W:13'' H:11 1/4'' E:7'' | 4.5 |  |  | 13 | 11.25 | Wall / Bath |  |  |  |  | 7 |  | No |  | No | [21 empty] | D:5 1/2'' DP:1 3/8'' OB UP:6 1/4'' OB DOWN:5'' Round |  |  |  | 6.5 | Black/White |  |  | Hardwired | 0 | 1 | 0 | 1 | 1 | 0 | 0 | 0 | 0 | 0 | 0 | 785652050091 | 15 | 9.2 | 15 | 5 | 1.198 | 175 | Yes | [8 empty] | ETL Damp | cETL Damp | STIRLING 2L BATH-05 | Two Light Wall / Bath |  | 44953EN3-05.jpg | 44953.jpg
44953EN3-710 | Two Light Wall / Bath | The Stirling lighting collection by Sea Gull Lighting, with its chic style and eclectic twist brings clean, modern lines to a traditional soul. The Beige Linen drum shades combined with a Burnt Sienna finish or White Linen drum shades combined with a Brushed Nickel finish are both eye-catching and inviting. For the wall/bath fixtures only, a Chrome finish coupled with Opal Etched glass shades is also available. The assortment includes nine-light, five-light and three-light chandeliers, pendants in six sizes, both flush and semi-flush ceiling fixtures, a one-light wall sconce, as well as one-light, two-light, three-light and four-light wall/bath fixtures. Most of these fixtures easily convert to LED by purchasing LED replacement lamps sold separately. | BATH | Stirling | Wall / Bath Lighting | Burnt Sienna | 710 | Steel | Cased Opal Etched Glass | D:3.875" H:6" |  |  | 2 Medium A19 9.3w |  | 2 | Yes | [14 empty] | 0 | [12 empty] | 80.48 | 160.96 | 241.44 | W:13'' H:11 1/4'' E:7'' | 4.5 |  |  | 13 | 11.25 | Wall / Bath |  |  |  |  | 7 |  | No |  | No | [21 empty] | D:5 1/2'' DP:1 3/8'' OB UP:6 1/4'' OB DOWN:5'' Round |  |  |  | 6.5 | Black/White |  |  | Hardwired | 0 | 1 | 0 | 1 | 1 | 0 | 0 | 0 | 0 | 0 | 0 | 785652050107 | 15 | 9.2 | 15 | 5.7 | 1.198 | 175 | Yes | [8 empty] | ETL Damp | cETL Damp | STIRLING 2L BATH-710 | Two Light Wall / Bath |  | 44953EN3-710.jpg | 44953.jpg
44953EN3-962 | Two Light Wall / Bath | The Stirling lighting collection by Sea Gull Lighting, with its chic style and eclectic twist brings clean, modern lines to a traditional soul. The Beige Linen drum shades combined with a Burnt Sienna finish or White Linen drum shades combined with a Brushed Nickel finish are both eye-catching and inviting. For the wall/bath fixtures only, a Chrome finish coupled with Opal Etched glass shades is also available. The assortment includes nine-light, five-light and three-light chandeliers, pendants in six sizes, both flush and semi-flush ceiling fixtures, a one-light wall sconce, as well as one-light, two-light, three-light and four-light wall/bath fixtures. Most of these fixtures easily convert to LED by purchasing LED replacement lamps sold separately. | BATH | Stirling | Wall / Bath Lighting | Brushed Nickel | 962 | Steel | Cased Opal Etched Glass | D:3.875" H:6" |  |  | 2 Medium A19 9.3w |  | 2 | Yes | [14 empty] | 0 | [12 empty] | 80.48 | 160.96 | 241.44 | W:13'' H:11 1/4'' E:7'' | 4.5 |  |  | 13 | 11.25 | Wall / Bath |  |  |  |  | 7 |  | No |  | No | [21 empty] | D:5 1/2'' DP:1 3/8'' OB UP:6 1/4'' OB DOWN:5'' Round |  |  |  | 6.5 | Black/White |  |  | Hardwired | 0 | 1 | 0 | 1 | 1 | 0 | 0 | 0 | 0 | 0 | 0 | 785652050114 | 15 | 9.75 | 15.5 | 5.6 | 1.312 | 175 | Yes | [8 empty] | ETL Damp | cETL Damp | STIRLING 2L BATH-962 | Two Light Wall / Bath |  | 44953EN3-962.jpg | 44953.jpg
44954-05 | Three Light Wall / Bath | The Stirling lighting collection by Sea Gull Lighting, with its chic style and eclectic twist brings clean, modern lines to a traditional soul. The Beige Linen drum shades combined with a Burnt Sienna finish or White Linen drum shades combined with a Brushed Nickel finish are both eye-catching and inviting. For the wall/bath fixtures only, a Chrome finish coupled with Opal Etched glass shades is also available. The assortment includes nine-light, five-light and three-light chandeliers, pendants in six sizes, both flush and semi-flush ceiling fixtures, a one-light wall sconce, as well as one-light, two-light, three-light and four-light wall/bath fixtures. Most of these fixtures easily convert to LED by purchasing LED replacement lamps sold separately. | BATH | Stirling | Wall / Bath Lighting | Chrome | 5 | Steel | Cased Opal Etched Glass | D:3.875" H:6" |  |  | 3 Medium A19 100w |  | 3 | No | [14 empty] | 0 | [12 empty] | 99.98 | 199.96 | 299.94 | W:22'' H:11 1/4'' E:7'' | 6.3 |  |  | 22 | 11.25 | Wall / Bath |  |  |  |  | 7 |  | No |  | No | [21 empty] | D:5 1/2'' DP:1 3/8'' OB UP:6 1/4'' OB DOWN:5'' Round |  |  |  | 6.5 |  |  |  | Hardwired | 0 | 1 | 0 | 0 | 1 | 0 | 0 | 1 | 0 | 0 | 0 | 785652027505 | 24 | 10 | 15 | 8 | 2.083 | 250 | Yes | [8 empty] | ETL Damp | cETL Damp | STIRLING 3L BATH-05 | Three Light Wall / Bath |  | 44954-05.jpg | 44954.jpg
44954-710 | Three Light Wall / Bath | The Stirling lighting collection by Sea Gull Lighting, with its chic style and eclectic twist brings clean, modern lines to a traditional soul. The Beige Linen drum shades combined with a Burnt Sienna finish or White Linen drum shades combined with a Brushed Nickel finish are both eye-catching and inviting. For the wall/bath fixtures only, a Chrome finish coupled with Opal Etched glass shades is also available. The assortment includes nine-light, five-light and three-light chandeliers, pendants in six sizes, both flush and semi-flush ceiling fixtures, a one-light wall sconce, as well as one-light, two-light, three-light and four-light wall/bath fixtures. Most of these fixtures easily convert to LED by purchasing LED replacement lamps sold separately. | BATH | Stirling | Wall / Bath Lighting | Burnt Sienna | 710 | Steel | Cased Opal Etched Glass | D:3.875" H:6" |  |  | 3 Medium A19 100w |  | 3 | No | [14 empty] | 0 | [12 empty] | 99.98 | 199.96 | 299.94 | W:22'' H:11 1/4'' E:7'' | 6.3 |  |  | 22 | 11.25 | Wall / Bath |  |  |  |  | 7 |  | No |  | No | [21 empty] | D:5 1/2'' DP:1 3/8'' OB UP:6 1/4'' OB DOWN:5'' Round |  |  |  | 6.5 |  |  |  | Hardwired | 0 | 1 | 0 | 0 | 1 | 0 | 0 | 1 | 0 | 0 | 0 | 785652182396 | 24.5 | 9.125 | 15.25 | 8 | 1.973 | 175 | Yes | [8 empty] | ETL Damp | cETL Damp | STIRLING 3L BATH-710 | Three Light Wall / Bath |  | 44954-710.jpg | 44954.jpg
44954-962 | Three Light Wall / Bath | The Stirling lighting collection by Sea Gull Lighting, with its chic style and eclectic twist brings clean, modern lines to a traditional soul. The Beige Linen drum shades combined with a Burnt Sienna finish or White Linen drum shades combined with a Brushed Nickel finish are both eye-catching and inviting. For the wall/bath fixtures only, a Chrome finish coupled with Opal Etched glass shades is also available. The assortment includes nine-light, five-light and three-light chandeliers, pendants in six sizes, both flush and semi-flush ceiling fixtures, a one-light wall sconce, as well as one-light, two-light, three-light and four-light wall/bath fixtures. Most of these fixtures easily convert to LED by purchasing LED replacement lamps sold separately. | BATH | Stirling | Wall / Bath Lighting | Brushed Nickel | 962 | Steel | Cased Opal Etched Glass | D:3.875" H:6" |  |  | 3 Medium A19 100w |  | 3 | No | [14 empty] | 0 | [12 empty] | 99.98 | 199.96 | 299.94 | W:22'' H:11 1/4'' E:7'' | 6.3 |  |  | 22 | 11.25 | Wall / Bath |  |  |  |  | 7 |  | No |  | No | [21 empty] | D:5 1/2'' DP:1 3/8'' OB UP:6 1/4'' OB DOWN:5'' Round |  |  |  | 6.5 |  |  |  | Hardwired | 0 | 1 | 0 | 0 | 1 | 0 | 0 | 1 | 0 | 0 | 0 | 785652027475 | 24 | 10 | 15 | 8 | 2.083 | 250 | Yes | [8 empty] | ETL Damp | cETL Damp | STIRLING 3L BATH-962 | Three Light Wall / Bath |  | 44954-962.jpg | 44954.jpg
44954EN3-05 | Three Light Wall / Bath | The Stirling lighting collection by Sea Gull Lighting, with its chic style and eclectic twist brings clean, modern lines to a traditional soul. The Beige Linen drum shades combined with a Burnt Sienna finish or White Linen drum shades combined with a Brushed Nickel finish are both eye-catching and inviting. For the wall/bath fixtures only, a Chrome finish coupled with Opal Etched glass shades is also available. The assortment includes nine-light, five-light and three-light chandeliers, pendants in six sizes, both flush and semi-flush ceiling fixtures, a one-light wall sconce, as well as one-light, two-light, three-light and four-light wall/bath fixtures. Most of these fixtures easily convert to LED by purchasing LED replacement lamps sold separately. | BATH | Stirling | Wall / Bath Lighting | Chrome | 5 | Steel | Cased Opal Etched Glass | D:3.875" H:6" |  |  | 3 Medium A19 9.3w |  | 3 | Yes | [14 empty] | 0 | [12 empty] | 112.98 | 225.96 | 338.94 | W:22'' H:11 1/4'' E:7'' | 6.3 |  |  | 22 | 11.25 | Wall / Bath |  |  |  |  | 7 |  | No |  | No | [21 empty] | D:5 1/2'' DP:1 3/8'' OB UP:6 1/4'' OB DOWN:5'' Round |  |  |  | 6.5 | Black/White |  |  | Hardwired | 0 | 1 | 0 | 1 | 1 | 0 | 0 | 0 | 0 | 0 | 0 | 785652050121 | 24 | 10 | 15 | 8 | 2.083 | 250 | Yes | [8 empty] | ETL Damp | cETL Damp | STIRLING 3L BATH-05 | Three Light Wall / Bath |  | 44954EN3-05.jpg | 44954.jpg
44954EN3-710 | Three Light Wall / Bath | The Stirling lighting collection by Sea Gull Lighting, with its chic style and eclectic twist brings clean, modern lines to a traditional soul. The Beige Linen drum shades combined with a Burnt Sienna finish or White Linen drum shades combined with a Brushed Nickel finish are both eye-catching and inviting. For the wall/bath fixtures only, a Chrome finish coupled with Opal Etched glass shades is also available. The assortment includes nine-light, five-light and three-light chandeliers, pendants in six sizes, both flush and semi-flush ceiling fixtures, a one-light wall sconce, as well as one-light, two-light, three-light and four-light wall/bath fixtures. Most of these fixtures easily convert to LED by purchasing LED replacement lamps sold separately. | BATH | Stirling | Wall / Bath Lighting | Burnt Sienna | 710 | Steel | Cased Opal Etched Glass | D:3.875" H:6" |  |  | 3 Medium A19 9.3w |  | 3 | Yes | [14 empty] | 0 | [12 empty] | 112.98 | 225.96 | 338.94 | W:22'' H:11 1/4'' E:7'' | 6.3 |  |  | 22 | 11.25 | Wall / Bath |  |  |  |  | 7 |  | No |  | No | [21 empty] | D:5 1/2'' DP:1 3/8'' OB UP:6 1/4'' OB DOWN:5'' Round |  |  |  | 6.5 | Black/White |  |  | Hardwired | 0 | 1 | 0 | 1 | 1 | 0 | 0 | 0 | 0 | 0 | 0 | 785652050138 | 24.5 | 9.2 | 15.25 | 8 | 1.989 | 175 | Yes | [8 empty] | ETL Damp | cETL Damp | STIRLING 3L BATH-710 | Three Light Wall / Bath |  | 44954EN3-710.jpg | 44954.jpg
44954EN3-962 | Three Light Wall / Bath | The Stirling lighting collection by Sea Gull Lighting, with its chic style and eclectic twist brings clean, modern lines to a traditional soul. The Beige Linen drum shades combined with a Burnt Sienna finish or White Linen drum shades combined with a Brushed Nickel finish are both eye-catching and inviting. For the wall/bath fixtures only, a Chrome finish coupled with Opal Etched glass shades is also available. The assortment includes nine-light, five-light and three-light chandeliers, pendants in six sizes, both flush and semi-flush ceiling fixtures, a one-light wall sconce, as well as one-light, two-light, three-light and four-light wall/bath fixtures. Most of these fixtures easily convert to LED by purchasing LED replacement lamps sold separately. | BATH | Stirling | Wall / Bath Lighting | Brushed Nickel | 962 | Steel | Cased Opal Etched Glass | D:3.875" H:6" |  |  | 3 Medium A19 9.3w |  | 3 | Yes | [14 empty] | 0 | [12 empty] | 112.98 | 225.96 | 338.94 | W:22'' H:11 1/4'' E:7'' | 6.3 |  |  | 22 | 11.25 | Wall / Bath |  |  |  |  | 7 |  | No |  | No | [21 empty] | D:5 1/2'' DP:1 3/8'' OB UP:6 1/4'' OB DOWN:5'' Round |  |  |  | 6.5 | Black/White |  |  | Hardwired | 0 | 1 | 0 | 1 | 1 | 0 | 0 | 0 | 0 | 0 | 0 | 785652050145 | 24 | 10 | 15 | 8 | 2.083 | 250 | Yes | [8 empty] | ETL Damp | cETL Damp | STIRLING 3L BATH-962 | Three Light Wall / Bath |  | 44954EN3-962.jpg | 44954.jpg
44955-05 | Four Light Wall / Bath | The Stirling lighting collection by Sea Gull Lighting, with its chic style and eclectic twist brings clean, modern lines to a traditional soul. The Beige Linen drum shades combined with a Burnt Sienna finish or White Linen drum shades combined with a Brushed Nickel finish are both eye-catching and inviting. For the wall/bath fixtures only, a Chrome finish coupled with Opal Etched glass shades is also available. The assortment includes nine-light, five-light and three-light chandeliers, pendants in six sizes, both flush and semi-flush ceiling fixtures, a one-light wall sconce, as well as one-light, two-light, three-light and four-light wall/bath fixtures. Most of these fixtures easily convert to LED by purchasing LED replacement lamps sold separately. | BATH | Stirling | Wall / Bath Lighting | Chrome | 5 | Steel | Cased Opal Etched Glass | D:3.875" H:6" |  |  | 4 Medium A19 100w |  | 4 | No | [14 empty] | 0 | [12 empty] | 117.45 | 234.9 | 352.35 | W:31'' H:11 1/4'' E:7'' | 8.6 |  |  | 31 | 11.25 | Wall / Bath |  |  |  |  | 7 |  | No |  | No | [21 empty] | D:5 1/2'' DP:1 3/8'' OB UP:6 1/4'' OB DOWN:5'' Round |  |  |  | 6.5 |  |  |  | Hardwired | 0 | 1 | 0 | 0 | 1 | 0 | 0 | 1 | 0 | 0 | 0 | 785652027499 | 33 | 9.75 | 15 | 10.8 | 2.793 | 250 | Yes | [8 empty] | ETL Damp | cETL Damp | STIRLING 4L BATH-05 | Four Light Wall / Bath |  | 44955-05.jpg | 44955.jpg
44955-710 | Four Light Wall / Bath | The Stirling lighting collection by Sea Gull Lighting, with its chic style and eclectic twist brings clean, modern lines to a traditional soul. The Beige Linen drum shades combined with a Burnt Sienna finish or White Linen drum shades combined with a Brushed Nickel finish are both eye-catching and inviting. For the wall/bath fixtures only, a Chrome finish coupled with Opal Etched glass shades is also available. The assortment includes nine-light, five-light and three-light chandeliers, pendants in six sizes, both flush and semi-flush ceiling fixtures, a one-light wall sconce, as well as one-light, two-light, three-light and four-light wall/bath fixtures. Most of these fixtures easily convert to LED by purchasing LED replacement lamps sold separately. | BATH | Stirling | Wall / Bath Lighting | Burnt Sienna | 710 | Steel | Cased Opal Etched Glass | D:3.875" H:6" |  |  | 4 Medium A19 100w |  | 4 | No | [14 empty] | 0 | [12 empty] | 117.45 | 234.9 | 352.35 | W:31'' H:11 1/4'' E:7'' | 8.6 |  |  | 31 | 11.25 | Wall / Bath |  |  |  |  | 7 |  | No |  | No | [21 empty] | D:5 1/2'' DP:1 3/8'' OB UP:6 1/4'' OB DOWN:5'' Round |  |  |  | 6.5 |  |  |  | Hardwired | 0 | 1 | 0 | 0 | 1 | 0 | 0 | 1 | 0 | 0 | 0 | 785652182402 | 32.75 | 9.25 | 15 | 9.1 | 2.63 | 250 | Yes | [8 empty] | ETL Damp | cETL Damp | STIRLING 4L BATH-710 | Four Light Wall / Bath |  | 44955-710.jpg | 44955.jpg
44955-962 | Four Light Wall / Bath | The Stirling lighting collection by Sea Gull Lighting, with its chic style and eclectic twist brings clean, modern lines to a traditional soul. The Beige Linen drum shades combined with a Burnt Sienna finish or White Linen drum shades combined with a Brushed Nickel finish are both eye-catching and inviting. For the wall/bath fixtures only, a Chrome finish coupled with Opal Etched glass shades is also available. The assortment includes nine-light, five-light and three-light chandeliers, pendants in six sizes, both flush and semi-flush ceiling fixtures, a one-light wall sconce, as well as one-light, two-light, three-light and four-light wall/bath fixtures. Most of these fixtures easily convert to LED by purchasing LED replacement lamps sold separately. | BATH | Stirling | Wall / Bath Lighting | Brushed Nickel | 962 | Steel | Cased Opal Etched Glass | D:3.875" H:6" |  |  | 4 Medium A19 100w |  | 4 | No | [14 empty] | 0 | [12 empty] | 117.45 | 234.9 | 352.35 | W:31'' H:11 1/4'' E:7'' | 8.6 |  |  | 31 | 11.25 | Wall / Bath |  |  |  |  | 7 |  | No |  | No | [21 empty] | D:5 1/2'' DP:1 3/8'' OB UP:6 1/4'' OB DOWN:5'' Round |  |  |  | 6.5 |  |  |  | Hardwired | 0 | 1 | 0 | 0 | 1 | 0 | 0 | 1 | 0 | 0 | 0 | 785652027482 | 33 | 9.75 | 15 | 10.8 | 2.793 | 250 | Yes | [8 empty] | ETL Damp | cETL Damp | STIRLING 4L BATH-962 | Four Light Wall / Bath |  | 44955-962.jpg | 44955.jpg
44955EN3-05 | Four Light Wall / Bath | The Stirling lighting collection by Sea Gull Lighting, with its chic style and eclectic twist brings clean, modern lines to a traditional soul. The Beige Linen drum shades combined with a Burnt Sienna finish or White Linen drum shades combined with a Brushed Nickel finish are both eye-catching and inviting. For the wall/bath fixtures only, a Chrome finish coupled with Opal Etched glass shades is also available. The assortment includes nine-light, five-light and three-light chandeliers, pendants in six sizes, both flush and semi-flush ceiling fixtures, a one-light wall sconce, as well as one-light, two-light, three-light and four-light wall/bath fixtures. Most of these fixtures easily convert to LED by purchasing LED replacement lamps sold separately. | BATH | Stirling | Wall / Bath Lighting | Chrome | 5 | Steel | Cased Opal Etched Glass | D:3.875" H:6" |  |  | 4 Medium A19 9.3w |  | 4 | Yes | [14 empty] | 0 | [12 empty] | 139.98 | 279.96 | 419.94 | W:31'' H:11 1/4'' E:7'' | 8.6 |  |  | 31 | 11.25 | Wall / Bath |  |  |  |  | 7 |  | No |  | No | [21 empty] | D:5 1/2'' DP:1 3/8'' OB UP:6 1/4'' OB DOWN:5'' Round |  |  |  | 6.5 | Black/White |  |  | Hardwired | 0 | 1 | 0 | 1 | 1 | 0 | 0 | 0 | 0 | 0 | 0 | 785652050152 | 33 | 9.75 | 15 | 10.8 | 2.793 | 250 | Yes | [8 empty] | ETL Damp | cETL Damp | STIRLING 4L BATH-05 | Four Light Wall / Bath |  | 44955EN3-05.jpg | 44955.jpg
44955EN3-710 | Four Light Wall / Bath | The Stirling lighting collection by Sea Gull Lighting, with its chic style and eclectic twist brings clean, modern lines to a traditional soul. The Beige Linen drum shades combined with a Burnt Sienna finish or White Linen drum shades combined with a Brushed Nickel finish are both eye-catching and inviting. For the wall/bath fixtures only, a Chrome finish coupled with Opal Etched glass shades is also available. The assortment includes nine-light, five-light and three-light chandeliers, pendants in six sizes, both flush and semi-flush ceiling fixtures, a one-light wall sconce, as well as one-light, two-light, three-light and four-light wall/bath fixtures. Most of these fixtures easily convert to LED by purchasing LED replacement lamps sold separately. | BATH | Stirling | Wall / Bath Lighting | Burnt Sienna | 710 | Steel | Cased Opal Etched Glass | D:3.875" H:6" |  |  | 4 Medium A19 9.3w |  | 4 | Yes | [14 empty] | 0 | [12 empty] | 134.45 | 268.9 | 403.35 | W:31'' H:11 1/4'' E:7'' | 8.6 |  |  | 31 | 11.25 | Wall / Bath |  |  |  |  | 7 |  | No |  | No | [21 empty] | D:5 1/2'' DP:1 3/8'' OB UP:6 1/4'' OB DOWN:5'' Round |  |  |  | 6.5 | Black/White |  |  | Hardwired | 0 | 1 | 0 | 1 | 1 | 0 | 0 | 0 | 0 | 0 | 0 | 785652050169 | 32.75 | 9.25 | 15 | 9.1 | 2.63 | 250 | Yes | [8 empty] | ETL Damp | cETL Damp | STIRLING 4L BATH-710 | Four Light Wall / Bath |  | 44955EN3-710.jpg | 44955.jpg
44955EN3-962 | Four Light Wall / Bath | The Stirling lighting collection by Sea Gull Lighting, with its chic style and eclectic twist brings clean, modern lines to a traditional soul. The Beige Linen drum shades combined with a Burnt Sienna finish or White Linen drum shades combined with a Brushed Nickel finish are both eye-catching and inviting. For the wall/bath fixtures only, a Chrome finish coupled with Opal Etched glass shades is also available. The assortment includes nine-light, five-light and three-light chandeliers, pendants in six sizes, both flush and semi-flush ceiling fixtures, a one-light wall sconce, as well as one-light, two-light, three-light and four-light wall/bath fixtures. Most of these fixtures easily convert to LED by purchasing LED replacement lamps sold separately. | BATH | Stirling | Wall / Bath Lighting | Brushed Nickel | 962 | Steel | Cased Opal Etched Glass | D:3.875" H:6" |  |  | 4 Medium A19 9.3w |  | 4 | Yes | [14 empty] | 0 | [12 empty] | 134.45 | 268.9 | 403.35 | W:31'' H:11 1/4'' E:7'' | 8.6 |  |  | 31 | 11.25 | Wall / Bath |  |  |  |  | 7 |  | No |  | No | [21 empty] | D:5 1/2'' DP:1 3/8'' OB UP:6 1/4'' OB DOWN:5'' Round |  |  |  | 6.5 | Black/White |  |  | Hardwired | 0 | 1 | 0 | 1 | 1 | 0 | 0 | 0 | 0 | 0 | 0 | 785652050176 | 33 | 9.75 | 15 | 10.8 | 2.793 | 250 | Yes | [8 empty] | ETL Damp | cETL Damp | STIRLING 4L BATH-962 | Four Light Wall / Bath |  | 44955EN3-962.jpg | 44955.jpg
4522891S-04 | LED Wall / Bath | The Valverde Bath Collection by Sea Gull Lighting is a contemporary cylindrical linear vanity fixture series made of White Acrylic and Aluminum. Mounted vertically or horizontally, Valverde offers the incredible advantage of fully dimmable, warm white LED lighting. Offered in a Satin Aluminum finish, the bath lighting collection offers a wall sconce (which consumes only 8 watts of power), a 26” linear vanity fixture (which consumes only 18 watts of power) and 37” linear vanity fixture (which consumes only 29 watts of power). | BATH | Valverde | Wall / Bath Lighting | Satin Aluminum | 4 | Aluminum | White Acrylic | [5 empty] | 1 | No | 2700 | 2700 | 90 | 29 | 120 | 19 - Integrated | LED - Array |  | 10 | 100 | LED | 29 | 29 | 50000 | 0 | [12 empty] | 132.5 | 265 | 397.5 | W:37 1/4'' H:6 3/4'' E:4 1/4'' | 4.6 |  |  | 37.25 | 6.75 | Wall / Bath |  |  |  |  | 4.25 |  | No |  | No | [21 empty] | D:6 3/4'' H:1 1/2'' OB UP:3 1/2'' OB DOWN:3 1/4'' Round |  |  |  | 6 | Black/White |  |  | Hardwired | 0 | 0 | 0 | 0 | 1 | 0 | 1 | 0 | 0 | 0 | 0 | 785652275722 | 40.25 | 8 | 6.5 | 6.8 | 1.211 | 175 | Yes | [9 empty] | cETL Damp | VALVERDE 37IN LED BATH-04 | LED Wall / Bath |  | 4522891S-04.jpg | 4522891S.jpg
4534691S-962 | Medium LED Wall / Bath | Give your bathroom a bold statement with the East Benton Collection by Sea Gull Lighting. The Brushed Nickel finish and a white acrylic diffuser create a crisp look and bright, clean ambience. This essential light fixture with clean lines and classic styling is versatile enough to be used in any modern setting. Horizontal or vertical mounting options adds major versatility of this fixture. The linear housing and hard edges create an inviting and versatile silhouette, while the integrated linear LED light provides superior quality, dimmable, warm light. Offered in the Brushed Nickel finish, the bath lighting collection includes a 18”, 24" and 36" options which are all available in a Brushed Nickel finish. ADA compliant. Damp Rated. | BATH | East Benton | Wall / Bath Lighting | Brushed Nickel | 962 | Steel | Frosted Acrylic Acrylic | L:23.5625" W:4.625" H:1.25" |  |  |  |  | 1 | No | 1950 | 3000 | 90 | 22 | 120 | 19 - Integrated | LED - Array |  | 5 | 100 | LED | 22 | 22 | 50000 | 0 | [12 empty] | 113.45 | 226.9 | 340.35 | W:23 3/4'' H:5 1/8'' E:3 15/16'' | 3.32 |  |  | 23.75 | 5.125 | Wall / Bath |  |  |  |  | 3.9375 |  | No |  | No | [21 empty] | DP:1 5/16'' W:6'' H:5 1/8'' OB UP:2 9/16'' Rectangular |  |  |  | 6.5 | Black/White |  |  | Hardwired | 1 | 0 | 0 | 0 | 1 | 0 | 1 | 0 | 0 | 0 | 0 | 785652057946 | 27 | 7.25 | 6.25 | 4 | 0.708 | 175 | Yes | 4 | 10785652057943 | 27.5 | 15 | 14 | 18.1 | 3.342 | Yes |  | cETL Damp | EAST BENTON 24IN LED BATH-962 | Medium LED Wall / Bath |  | 4534691S-962.png | 4534691S.jpg
4535591S-962 | Medium LED Wall / Bath | A bold modern statement can be made with the Colusa bath lighting collection from Sea Gull Lighting. The design features a subtle, sweeping curve, Brushed Nickel finish and acrylic diffusers through which the soft glow of LED light shines. This essential light fixture with clean lines and classic styling is versatile enough to be used in any modern setting. The collection offers small (19” long), medium (25” long), large (36” long) and extra-large (49”long) linear bath bars to meet any design need. Damp-Rated. Can be mounted horizontally or vertically and are suitable for ADA applications. | BATH | Colusa | Wall / Bath Lighting | Brushed Nickel | 962 | Stainless Steel | Frosted Acrylic | L:19.3125" W:4.5" H:4" |  |  |  |  | 1 | No | 1800 | 2700 | 90 | 22 | 120 | 19 - Integrated | LED - Array |  | 10 | 100 | LED | 22 | 22 | 50000 | 0 | [12 empty] | 136.95 | 273.9 | 410.85 | W:25'' H:4 3/4'' E:3 1/2'' | 4.3 |  |  | 25 | 4.75 | Wall / Bath |  |  |  |  | 3.5 |  | No |  | No | [21 empty] | W:24 1/4'' H:4 1/2'' OB UP:2 1/2'' OB DOWN:2 1/2'' Rectangular |  |  |  | 6.5 | Black/White |  |  | Hardwired | 1 | 0 | 0 | 0 | 1 | 0 | 1 | 0 | 0 | 0 | 0 | 785652003288 | 27.5 | 7.5 | 6.25 | 4.9 | 0.746 | 125 | Yes | 4 | 10785652003285 | 28.25 | 15.5 | 14 | 22.1 | 3.548 | Yes |  | cETL Damp | COLUSA 24IN LED BATH-962 | Medium LED Wall / Bath |  | 4535591S-962.jpg | 4535591S.jpg
4535791S-710 | Medium LED Wall / Bath | The Braunfels bath lighting collection by Sea Gull Lighting provides a striking, post-modern profile with its sleek, linear aluminum body offset by subtle end cap details. An updated, layered effect is created as the integrated linear LED is housed within a White Acrylic shade which is then encased by a Clear Acrylic outer shade. ADA compliant for commercial applications. The collection offers small, large and extra large linear bath bars all available in Satin Aluminum or Burnt Sienna finishes. | BATH | Braunfels | Wall / Bath Lighting | Burnt Sienna | 710 | Aluminum | Frosted Acrylic Acrylic | L:24.875" W:3.5" H:1.75" |  | Clear Acrylic |  |  | 2 | No | 1800 | 2700 | 90 | 22 | 120 | 19 - Integrated | LED - Array |  | 10 | 100 | LED | 22 | 22 | 50000 | 0 | [12 empty] | 114.5 | 229 | 343.5 | W:26'' H:5'' E:3 3/4'' | 3.9 |  |  | 26 | 5 | Wall / Bath |  |  |  |  | 3.75 |  | No |  | No | [21 empty] | DP:1 1/2'' W:25'' H:5'' OB UP:2 1/2'' OB DOWN:2 1/2'' Rectangular |  |  |  | 6.5 | Black/White |  |  | Hardwired | 1 | 0 | 0 | 0 | 1 | 0 | 1 | 0 | 0 | 0 | 0 | 785652113031 | 29 | 7.75 | 6.75 | 4.7 | 0.878 | 175 | Yes | 4 | 10785652113038 | 29.5 | 16 | 14.5 | 21.3 | 3.961 | Yes |  | cETL Damp | BRAUNFELS 24IN LED BATH-710 | Medium LED Wall / Bath |  | 4535791S-710.jpg | 4535791S.jpg
4535793S-04 | Medium LED Wall / Bath | The Braunfels bath lighting collection by Sea Gull Lighting provides a striking, post-modern profile with its sleek, linear aluminum body offset by subtle end cap details. An updated, layered effect is created as the integrated linear LED is housed within a White Acrylic shade which is then encased by a Clear Acrylic outer shade. ADA compliant for commercial applications. The collection offers small, large and extra large linear bath bars all available in Satin Aluminum or Burnt Sienna finishes. | BATH | Braunfels | Wall / Bath Lighting | Satin Aluminum | 4 | Aluminum | Frosted Acrylic Acrylic | L:24.875" W:3.5" H:1.75" |  | Clear Acrylic |  |  | 2 | No | 1800 | 3000 | 90 | 22 | 120 | 19 - Integrated | LED - Array |  | 10 | 100 | LED | 22 | 22 | 50000 | 0 | [12 empty] | 124.98 | 249.96 | 374.94 | W:26'' H:5'' E:3 3/4'' |  |  |  | 26 | 5 | Wall / Bath |  |  |  |  | 3.75 |  | No |  | No | [21 empty] | DP:1 1/2'' W:25'' H:5'' OB UP:2 1/2'' OB DOWN:2 1/2'' Rectangular |  |  |  | 6.5 | Black/White |  |  | Hardwired | 1 | 0 | 0 | 0 | 1 | 0 | 1 | 0 | 0 | 0 | 0 | 785652072802 | 29 | 7.75 | 7.25 | 4.7 | 0.943 | 175 | Yes | 4 | 10785652072809 | 29.58 | 16 | 14.75 | 21.1 | 4.04 | Yes |  | cETL Damp | BRAUNFELS 24IN LED BATH-04 | Medium LED Wall / Bath |  | 4535793S-04.jpg | 4535793S.jpg
4535793S-710 | Medium LED Wall / Bath | The Braunfels bath lighting collection by Sea Gull Lighting provides a striking, post-modern profile with its sleek, linear aluminum body offset by subtle end cap details. An updated, layered effect is created as the integrated linear LED is housed within a White Acrylic shade which is then encased by a Clear Acrylic outer shade. ADA compliant for commercial applications. The collection offers small, large and extra large linear bath bars all available in Satin Aluminum or Burnt Sienna finishes. | BATH | Braunfels | Wall / Bath Lighting | Burnt Sienna | 710 | Aluminum | Frosted Acrylic Acrylic | L:24.875" W:3.5" H:1.75" |  | Clear Acrylic |  |  | 2 | No | 1800 | 3000 | 90 | 22 | 120 | 19 - Integrated | LED - Array |  | 10 | 100 | LED | 22 | 22 | 50000 | 0 | [12 empty] | 124.98 | 249.96 | 374.94 | W:26'' H:5'' E:3 3/4'' |  |  |  | 26 | 5 | Wall / Bath |  |  |  |  | 3.75 |  | No |  | No | [21 empty] | DP:1 1/2'' W:25'' H:5'' OB UP:2 1/2'' OB DOWN:2 1/2'' Rectangular |  |  |  | 6.5 | Black/White |  |  | Hardwired | 1 | 0 | 0 | 0 | 1 | 0 | 1 | 0 | 0 | 0 | 0 | 785652072734 | 29 | 7.75 | 7 | 4.8 | 0.91 | 175 | Yes | 4 | 10785652072731 | 30 | 16 | 14.5 | 21.35 | 4.028 | Yes |  | cETL Damp | BRAUNFELS 24IN LED BATH-710 | Medium LED Wall / Bath |  | 4535793S-710.jpg | 4535793S.jpg
4616191S-962 | Large LED Wall / Bath | The Aldridge bath collection by Sea Gull Lighting has clean lines and a contemporary rectilinear profile made of White Acrylic and Steel and offered in Brushed Nickel. Featuring fully dimmable, warm white LED light, the fixtures can be installed horizontally or vertically for ultimate design flexibility. The LEDs are long-lasting to minimize the need to change the light source over time. The collection offers small (19” long), medium (24” long) and large (36” long) linear bath bars to meet any design need. Damp-Rated. Can be mounted horizontally or vertically and are suitable for ADA applications. | BATH | Aldridge | Wall / Bath Lighting | Brushed Nickel | 962 | Steel | Frosted Acrylic Acrylic | L:35.8125" W:2.5" H:3.125" |  |  |  |  | 1 | No | 2950 | 3000 | 90 | 33 | 120 | 19 - Integrated | LED - Array |  | 5 | 100 | LED | 33 | 33 | 50000 | 0 | [12 empty] | 128.45 | 256.9 | 385.35 | W:35 15/16'' H:5'' E:4'' | 5.08 |  |  | 35.9375 | 5 | Wall / Bath |  |  |  |  | 4 |  | No |  | No | [21 empty] | DP:1 5/16'' W:8 1/4'' H:5 1/8'' OB UP:2 9/16'' Rectangular |  |  |  | 6.5 | Black/White |  |  | Hardwired | 1 | 0 | 0 | 0 | 1 | 0 | 1 | 0 | 0 | 0 | 0 | 785652057984 | 40 | 7.5 | 6.5 | 5.9 | 1.128 | 175 | Yes | [9 empty] | cETL Damp | ALDRIDGE 36IN LED BATH-962 | Large LED Wall / Bath |  | 4616191S-962.png | 4616191S.jpg
4635791S-710 | Large LED Wall / Bath | The Braunfels bath lighting collection by Sea Gull Lighting provides a striking, post-modern profile with its sleek, linear aluminum body offset by subtle end cap details. An updated, layered effect is created as the integrated linear LED is housed within a White Acrylic shade which is then encased by a Clear Acrylic outer shade. ADA compliant for commercial applications. The collection offers small, large and extra large linear bath bars all available in Satin Aluminum or Burnt Sienna finishes. | BATH | Braunfels | Wall / Bath Lighting | Burnt Sienna | 710 | Aluminum | Frosted Acrylic Acrylic | L:36.875" W:3.5" H:1.75" |  | Clear Acrylic |  |  | 3 | No | 2700 | 2700 | 90 | 33 | 120 | 19 - Integrated | LED - Array |  | 10 | 100 | LED | 33 | 33 | 50000 | 0 | [12 empty] | 160.5 | 321 | 481.5 | W:38'' H:5'' E:3 3/4'' | 5.4 |  |  | 38 | 5 | Wall / Bath |  |  |  |  | 3.75 |  | No |  | No | [21 empty] | DP:1 1/2'' W:37'' H:5'' OB UP:2 1/2'' OB DOWN:2 1/2'' Rectangular |  |  |  | 6.5 | Black/White |  |  | Hardwired | 1 | 0 | 0 | 0 | 1 | 0 | 1 | 0 | 0 | 0 | 0 | 785652113048 | 41.25 | 7.75 | 6.75 | 6.6 | 1.249 | 175 | Yes | 4 | 10785652113045 | 41.5 | 16 | 14.5 | 29.2 | 5.572 | Yes |  | cETL Damp | BRAUNFELS 36IN LED BATH-710 | Large LED Wall / Bath |  | 4635791S-710.jpg | 4635791S.jpg
4635793S-04 | Large LED Wall / Bath | The Braunfels bath lighting collection by Sea Gull Lighting provides a striking, post-modern profile with its sleek, linear aluminum body offset by subtle end cap details. An updated, layered effect is created as the integrated linear LED is housed within a White Acrylic shade which is then encased by a Clear Acrylic outer shade. ADA compliant for commercial applications. The collection offers small, large and extra large linear bath bars all available in Satin Aluminum or Burnt Sienna finishes. | BATH | Braunfels | Wall / Bath Lighting | Satin Aluminum | 4 | Aluminum | Frosted Acrylic Acrylic | L:36.875" W:3.5" H:1.75" |  | Clear Acrylic |  |  | 3 | No | 2700 | 3000 | 90 | 33 | 120 | 19 - Integrated | LED - Array |  | 10 | 100 | LED | 33 | 33 | 50000 | 0 | [12 empty] | 163.98 | 327.96 | 491.94 | W:38'' H:5'' E:3 3/4'' | 5.4 |  |  | 38 | 5 | Wall / Bath |  |  |  |  | 3.75 |  | No |  | No | [21 empty] | DP:1 1/2'' W:37'' H:5'' OB UP:2 1/2'' OB DOWN:2 1/2'' Rectangular |  |  |  | 6.5 | Black/White |  |  | Hardwired | 1 | 0 | 0 | 0 | 1 | 0 | 1 | 0 | 0 | 0 | 0 | 785652072741 | 41 | 7.75 | 6.75 | 6.5 | 1.241 | 175 | Yes | 4 | 10785652072748 | 41.25 | 16 | 14.75 | 28.8 | 5.634 | Yes |  | cETL Damp | BRAUNFELS 36IN LED BATH-04 | Large LED Wall / Bath |  | 4635793S-04.jpg | 4635793S.jpg
4635793S-710 | Large LED Wall / Bath | The Braunfels bath lighting collection by Sea Gull Lighting provides a striking, post-modern profile with its sleek, linear aluminum body offset by subtle end cap details. An updated, layered effect is created as the integrated linear LED is housed within a White Acrylic shade which is then encased by a Clear Acrylic outer shade. ADA compliant for commercial applications. The collection offers small, large and extra large linear bath bars all available in Satin Aluminum or Burnt Sienna finishes. | BATH | Braunfels | Wall / Bath Lighting | Burnt Sienna | 710 | Aluminum | Frosted Acrylic Acrylic | L:36.875" W:3.5" H:1.75" |  | Clear Acrylic |  |  | 3 | No | 2700 | 3000 | 90 | 33 | 120 | 19 - Integrated | LED - Array |  | 10 | 100 | LED | 33 | 33 | 50000 | 0 | [12 empty] | 163.98 | 327.96 | 491.94 | W:38'' H:5'' E:3 3/4'' | 5.4 |  |  | 38 | 5 | Wall / Bath |  |  |  |  | 3.75 |  | No |  | No | [21 empty] | DP:1 1/2'' W:37'' H:5'' OB UP:2 1/2'' OB DOWN:2 1/2'' Rectangular |  |  |  | 6.5 | Black/White |  |  | Hardwired | 1 | 0 | 0 | 0 | 1 | 0 | 1 | 0 | 0 | 0 | 0 | 785652072758 | 41 | 7.75 | 6.75 | 6.5 | 1.241 | 175 | Yes | 4 | 10785652072755 | 41.25 | 16 | 14.75 | 28.8 | 5.634 | Yes |  | cETL Damp | BRAUNFELS 36IN LED BATH-710 | Large LED Wall / Bath |  | 4635793S-710.jpg | 4635793S.jpg
4701-05 | Four Light Wall / Bath | For added star quality to your bath or dressing area, the De-Lovely bath and dressing room collection by Sea Gull Lighting brings the style of Hollywood to your home and provides generous illumination for getting ready! The assortment includes four-light, six-light and eight-light vanity fixtures offered in Chrome or Brushed Nickel finishes. Fixtures are Damp rated, California Title 24 compliant and easily convert to LED by purchasing LED lamps sold separately. | BATH | De-Lovely | Wall / Bath Lighting | Chrome | 5 | Steel |  |  |  |  | 4 Medium G25 100w |  | 4 | No | [14 empty] | 0 | [12 empty] | 19.98 | 39.96 | 59.94 | W:24'' H:4 3/4'' E:2 1/2'' | 2.1 |  |  | 24 | 4.75 | Wall / Bath |  |  |  |  | 2.5 |  | No |  | No | [21 empty] | DP:1 1/32'' W:24 3/32'' H:4 21/32'' OB UP:2 3/8'' |  |  |  | 6.5 |  |  | N/A | Hardwired | 0 | 0 | 0 | 0 | 1 | 0 | 0 | 0 | 0 | 0 | 0 | 785652047015 | 26.5 | 5 | 2.75 | 2.6 | 0.211 | 85 | Yes | 6 | 10785652047012 | 27.5 | 11.5 | 10 | 16.5 | 1.83 | Yes | UL Damp | cUL Damp | DE-LOVELY 4L BATH-05 | Four Light Wall / Bath |  | 4701-05.jpg | 4701.jpg
4701-962 | Four Light Wall / Bath | For added star quality to your bath or dressing area, the De-Lovely bath and dressing room collection by Sea Gull Lighting brings the style of Hollywood to your home and provides generous illumination for getting ready! The assortment includes four-light, six-light and eight-light vanity fixtures offered in Chrome or Brushed Nickel finishes. Fixtures are Damp rated, California Title 24 compliant and easily convert to LED by purchasing LED lamps sold separately. | BATH | De-Lovely | Wall / Bath Lighting | Brushed Nickel | 962 | Steel |  |  |  |  | 4 Medium G25 100w |  | 4 | No | [14 empty] | 0 | [12 empty] | 19.98 | 39.96 | 59.94 | W:24'' H:4 3/4'' E:2 1/2'' | 2.1 |  |  | 24 | 4.75 | Wall / Bath |  |  |  |  | 2.5 |  | No |  | No | [21 empty] | DP:1 1/32'' W:24 3/32'' H:4 21/32'' OB UP:2 3/8'' |  |  |  | 6.5 |  |  | N/A | Hardwired | 0 | 0 | 0 | 0 | 1 | 0 | 0 | 0 | 0 | 0 | 0 | 785652047091 | 26.5 | 4.75 | 2.75 | 2.7 | 0.2 | 85 | Yes | 6 | 10785652047098 | 27.5 | 11.5 | 10 | 16.5 | 1.83 | Yes | UL Damp | cUL Damp | DE-LOVELY 4L BATH-962 | Four Light Wall / Bath |  | 4701-962.jpg | 4701.jpg
4702-05 | Six Light Wall / Bath | For added star quality to your bath or dressing area, the De-Lovely bath and dressing room collection by Sea Gull Lighting brings the style of Hollywood to your home and provides generous illumination for getting ready! The assortment includes four-light, six-light and eight-light vanity fixtures offered in Chrome or Brushed Nickel finishes. Fixtures are Damp rated, California Title 24 compliant and easily convert to LED by purchasing LED lamps sold separately. | BATH | De-Lovely | Wall / Bath Lighting | Chrome | 5 | Steel |  |  |  |  | 6 Medium G25 100w |  | 6 | No | [14 empty] | 0 | [12 empty] | 30.98 | 61.96 | 92.94 | W:36'' H:4 3/4'' E:2 1/2'' | 3.5 |  |  | 36 | 4.75 | Wall / Bath |  |  |  |  | 2.5 |  | No |  | No | [21 empty] | DP:2 1/4'' W:36'' H:4 3/4'' OB UP:2 3/8'' |  |  |  | 6.5 |  |  | N/A | Hardwired | 0 | 0 | 0 | 0 | 1 | 0 | 0 | 0 | 0 | 0 | 0 | 785652047022 | 39.25 | 5 | 3 | 3.9 | 0.341 | 93 | Yes | 6 | 10785652047029 | 40 | 11 | 10 | 24.5 | 2.546 | Yes | UL Damp | cUL Damp | DE-LOVELY 6L BATH-05 | Six Light Wall / Bath |  | 4702-05.jpg | 4702.jpg
4702-962 | Six Light Wall / Bath | For added star quality to your bath or dressing area, the De-Lovely bath and dressing room collection by Sea Gull Lighting brings the style of Hollywood to your home and provides generous illumination for getting ready! The assortment includes four-light, six-light and eight-light vanity fixtures offered in Chrome or Brushed Nickel finishes. Fixtures are Damp rated, California Title 24 compliant and easily convert to LED by purchasing LED lamps sold separately. | BATH | De-Lovely | Wall / Bath Lighting | Brushed Nickel | 962 | Steel |  |  |  |  | 6 Medium G25 100w |  | 6 | No | [14 empty] | 0 | [12 empty] | 32.98 | 65.96 | 98.94 | W:36'' H:4 3/4'' E:2 1/2'' | 3 |  |  | 36 | 4.75 | Wall / Bath |  |  |  |  | 2.5 |  | No |  | No | [21 empty] | DP:2 1/4'' W:36'' H:4 3/4'' OB UP:2 3/8'' |  |  |  | 6.5 |  |  | N/A | Hardwired | 0 | 0 | 0 | 0 | 1 | 0 | 0 | 0 | 0 | 0 | 0 | 785652047060 | 39.25 | 5 | 3 | 3.9 | 0.341 | 93 | Yes | 6 | 10785652047067 | 40 | 11 | 10 | 24.5 | 2.546 | Yes | UL Damp | cUL Damp | DE-LOVELY 6L BATH-962 | Six Light Wall / Bath |  | 4702-962.jpg | 4702.jpg
4703-05 | Eight Light Wall / Bath | For added star quality to your bath or dressing area, the De-Lovely bath and dressing room collection by Sea Gull Lighting brings the style of Hollywood to your home and provides generous illumination for getting ready! The assortment includes four-light, six-light and eight-light vanity fixtures offered in Chrome or Brushed Nickel finishes. Fixtures are Damp rated, California Title 24 compliant and easily convert to LED by purchasing LED lamps sold separately. | BATH | De-Lovely | Wall / Bath Lighting | Chrome | 5 | Steel |  |  |  |  | 8 Medium G25 100w |  | 8 | No | [14 empty] | 0 | [12 empty] | 37.98 | 75.96 | 113.94 | W:48'' H:4 3/4'' E:2 1/2'' | 5 |  |  | 48 | 4.75 | Wall / Bath |  |  |  |  | 2.5 |  | No |  | No | [21 empty] | DP:2 9/32'' W:48 1/32'' H:4 21/32'' OB UP:2 3/8'' |  |  |  | 6.5 |  |  | N/A | Hardwired | 0 | 0 | 0 | 0 | 1 | 0 | 0 | 0 | 0 | 0 | 0 | 785652047053 | 51.75 | 5.25 | 3 | 5.3 | 0.472 | 93 | Yes | 6 | 10785652047050 | 52.25 | 11.5 | 9.5 | 33.6 | 3.303 | Yes | UL Damp | cUL Damp | DE-LOVELY 8L BATH-05 | Eight Light Wall / Bath |  | 4703-05.jpg | 4703.jpg
4703-962 | Eight Light Wall / Bath | For added star quality to your bath or dressing area, the De-Lovely bath and dressing room collection by Sea Gull Lighting brings the style of Hollywood to your home and provides generous illumination for getting ready! The assortment includes four-light, six-light and eight-light vanity fixtures offered in Chrome or Brushed Nickel finishes. Fixtures are Damp rated, California Title 24 compliant and easily convert to LED by purchasing LED lamps sold separately. | BATH | De-Lovely | Wall / Bath Lighting | Brushed Nickel | 962 | Steel |  |  |  |  | 8 Medium G25 100w |  | 8 | No | [14 empty] | 0 | [12 empty] | 37.98 | 75.96 | 113.94 | W:48'' H:4 3/4'' E:2 1/2'' | 4.6 |  |  | 48 | 4.75 | Wall / Bath |  |  |  |  | 2.5 |  | No |  | No | [21 empty] | DP:1 1/32'' W:48 1/32'' H:4 21/32'' OB UP:2 3/8'' |  |  |  | 6.5 |  |  | N/A | Hardwired | 0 | 0 | 0 | 0 | 1 | 0 | 0 | 0 | 0 | 0 | 0 | 785652703966 | 51.25 | 5.75 | 3 | 5.1 | 0.512 | 93 | Yes | 6 | 10785652703963 | 52.25 | 11.25 | 9.5 | 32 | 3.232 | Yes | UL Damp | cUL Damp | DE-LOVELY 8L BATH-962 | Eight Light Wall / Bath |  | 4703-962.jpg | 4703.jpg
4735-05 | Five Light Wall / Bath | Center Stage bath and dressing room lighting by Sea Gull Lighting provides generous illumination with few shadows. Center Stage brings the style of Hollywood dressing rooms to your home and provides generous illumination for getting ready! Offered in Chrome or Brushed Stainless finishes, the assortment includes three-light, four-light, five-light, six-light and eight-light vanity fixtures. Fixtures are Damp rated, California Title 24 compliant and easily convert to LED by purchasing LED lamps sold separately. | BATH | Center Stage | Wall / Bath Lighting | Chrome | 5 | Steel |  |  |  |  | 5 Medium G25 100w |  | 5 | No | [14 empty] | 0 | [12 empty] | 21.48 | 42.96 | 64.44 | W:30'' H:4 1/4'' E:2 1/4'' | 2.7 |  |  | 30 | 4.25 | Wall / Bath |  |  |  |  | 2.25 |  | No |  | No | [21 empty] | OB UP:2 1/8'' |  |  |  | 6.5 |  |  | N/A | Hardwired | 0 | 0 | 0 | 0 | 1 | 0 | 0 | 0 | 0 | 0 | 0 | 785652473555 | 32.25 | 5 | 2.75 | 3.4 | 0.257 | 85 | Yes | 6 | 10785652473552 | 33 | 10.5 | 10 | 21.3 | 2.005 | Yes | C-UL-US Damp |  | CENTER STAGE 5L BATH-05 | Five Light Wall / Bath |  | 4735-05.jpg | 4735.jpg
4735591S-962 | Extra Large LED Wall / Bath | A bold modern statement can be made with the Colusa bath lighting collection from Sea Gull Lighting. The design features a subtle, sweeping curve, Brushed Nickel finish and acrylic diffusers through which the soft glow of LED light shines. This essential light fixture with clean lines and classic styling is versatile enough to be used in any modern setting. The collection offers small (19” long), medium (25” long), large (36” long) and extra-large (49”long) linear bath bars to meet any design need. Damp-Rated. Can be mounted horizontally or vertically and are suitable for ADA applications. | BATH | Colusa | Wall / Bath Lighting | Brushed Nickel | 962 | Stainless Steel | Frosted Acrylic | L:19.3125" W:4.5" H:4" |  |  |  |  | 1 | No | 3600 | 2700 | 90 | 44 | 120 | 19 - Integrated | LED - Array |  | 10 | 100 | LED | 44 | 44 | 50000 | 0 | [12 empty] | 189 | 378 | 567 | W:47 1/4'' H:4 3/4'' E:4'' | 8.1 |  |  | 47.25 | 4.75 | Wall / Bath |  |  |  |  | 4 |  | No |  | No | [21 empty] | W:46 3/4'' H:4 1/2'' OB UP:2 1/2'' OB DOWN:2 1/2'' Rectangular |  |  |  | 6.5 | Black/White |  |  | Hardwired | 1 | 0 | 0 | 0 | 1 | 0 | 1 | 0 | 0 | 0 | 0 | 785652003363 | 51.25 | 7.5 | 7.25 | 9 | 1.613 | 175 | Yes | 2 | 10785652003360 | 52 | 15 | 8 | 20.3 | 3.611 | Yes |  | cETL Damp | COLUSA 48IN LED BATH-962 | Extra Large LED Wall / Bath |  | 4735591S-962.jpg | 4735591S.jpg
4735791S-710 | Extra Large LED Wall / Bath | The Braunfels bath lighting collection by Sea Gull Lighting provides a striking, post-modern profile with its sleek, linear aluminum body offset by subtle end cap details. An updated, layered effect is created as the integrated linear LED is housed within a White Acrylic shade which is then encased by a Clear Acrylic outer shade. ADA compliant for commercial applications. The collection offers small, large and extra large linear bath bars all available in Satin Aluminum or Burnt Sienna finishes. | BATH | Braunfels | Wall / Bath Lighting | Burnt Sienna | 710 | Aluminum | Frosted Acrylic Acrylic | L:48.875" W:3.5" H:1.75" |  | Clear Acrylic |  |  | 4 | No | 3600 | 2700 | 90 | 44 | 120 | 19 - Integrated | LED - Array |  | 10 | 100 | LED | 44 | 44 | 50000 | 0 | [12 empty] | 180.5 | 361 | 541.5 | W:50'' H:5'' E:3 3/4'' | 6.9 |  |  | 50 | 5 | Wall / Bath |  |  |  |  | 3.75 |  | No |  | No | [21 empty] | DP:1 1/2'' W:49'' H:5'' OB UP:2 1/2'' OB DOWN:2 1/2'' Rectangular |  |  |  | 6.5 | Black/White |  |  | Hardwired | 1 | 0 | 0 | 0 | 1 | 0 | 1 | 0 | 0 | 0 | 0 | 785652113055 | 5.5 | 7.75 | 6.75 | 8.6 | 0.167 | 60 | Yes | 2 | 10785652113052 | 54 | 16 | 7.5 | 20 | 3.75 | Yes |  | cETL Damp | BRAUNFELS 48IN LED BATH-710 | Extra Large LED Wall / Bath |  | 4735791S-710.jpg | 4735791S.jpg
4735793S-04 | Extra Large LED Wall / Bath | The Braunfels bath lighting collection by Sea Gull Lighting provides a striking, post-modern profile with its sleek, linear aluminum body offset by subtle end cap details. An updated, layered effect is created as the integrated linear LED is housed within a White Acrylic shade which is then encased by a Clear Acrylic outer shade. ADA compliant for commercial applications. The collection offers small, large and extra large linear bath bars all available in Satin Aluminum or Burnt Sienna finishes. | BATH | Braunfels | Wall / Bath Lighting | Satin Aluminum | 4 | Aluminum | Frosted Acrylic Acrylic | L:48.875" W:3.5" H:1.75" |  | Clear Acrylic |  |  | 4 | No | 3600 | 3000 | 90 | 44 | 120 | 19 - Integrated | LED - Array |  | 10 | 100 | LED | 44 | 44 | 50000 | 0 | [12 empty] | 199.98 | 399.96 | 599.94 | W:50'' H:5'' E:3 3/4'' | 6.9 |  |  | 50 | 5 | Wall / Bath |  |  |  |  | 3.75 |  | No |  | No | [21 empty] | DP:1 1/2'' W:49'' H:5'' OB UP:2 1/2'' OB DOWN:2 1/2'' Rectangular |  |  |  | 6.5 | Black/White |  |  | Hardwired | 1 | 0 | 0 | 0 | 1 | 0 | 1 | 0 | 0 | 0 | 0 | 785652072765 | 53.25 | 7.78 | 6.78 | 8.5 | 1.625 | 175 | Yes | 2 | 10785652072762 | 53.75 | 15.75 | 7.75 | 19.9 | 3.797 | Yes |  | cETL Damp | BRAUNFELS 48IN LED BATH-04 | Extra Large LED Wall / Bath |  | 4735793S-04.jpg | 4735793S.jpg
4735793S-710 | Extra Large LED Wall / Bath | The Braunfels bath lighting collection by Sea Gull Lighting provides a striking, post-modern profile with its sleek, linear aluminum body offset by subtle end cap details. An updated, layered effect is created as the integrated linear LED is housed within a White Acrylic shade which is then encased by a Clear Acrylic outer shade. ADA compliant for commercial applications. The collection offers small, large and extra large linear bath bars all available in Satin Aluminum or Burnt Sienna finishes. | BATH | Braunfels | Wall / Bath Lighting | Burnt Sienna | 710 | Aluminum | Frosted Acrylic Acrylic | L:48.875" W:3.5" H:1.75" |  | Clear Acrylic |  |  | 4 | No | 3600 | 30000 | 90 | 44 | 120 | 19 - Integrated | LED - Array |  | 10 | 100 | LED | 44 | 44 | 50000 | 0 | [12 empty] | 199.98 | 399.96 | 599.94 | W:50'' H:5'' E:3 3/4'' | 6.9 |  |  | 50 | 5 | Wall / Bath |  |  |  |  | 3.75 |  | No |  | No | [21 empty] | DP:1 1/2'' W:49'' H:5'' OB UP:2 1/2'' OB DOWN:2 1/2'' Rectangular |  |  |  | 6.5 | Black/White |  |  | Hardwired | 1 | 0 | 0 | 0 | 1 | 0 | 1 | 0 | 0 | 0 | 0 | 785652072772 | 53.125 | 7.75 | 7 | 8.4 | 1.668 | 175 | Yes | 2 | 10785652072779 | 53.875 | 15.875 | 7.75 | 19.5 | 3.836 | Yes |  | cETL Damp | BRAUNFELS 48IN LED BATH-710 | Extra Large LED Wall / Bath |  | 4735793S-710.jpg | 4735793S.jpg
4735-98 | Five Light Wall / Bath | Center Stage bath and dressing room lighting by Sea Gull Lighting provides generous illumination with few shadows. Center Stage brings the style of Hollywood dressing rooms to your home and provides generous illumination for getting ready! Offered in Chrome or Brushed Stainless finishes, the assortment includes three-light, four-light, five-light, six-light and eight-light vanity fixtures. Fixtures are Damp rated, California Title 24 compliant and easily convert to LED by purchasing LED lamps sold separately. | BATH | Center Stage | Wall / Bath Lighting | Brushed Stainless | 98 | Steel |  |  |  |  | 5 Medium G25 100w |  | 5 | No | [14 empty] | 0 | [12 empty] | 21.48 | 42.96 | 64.44 | W:30'' H:4 1/4'' E:2 1/4'' | 2.7 |  |  | 30 | 4.25 | Wall / Bath |  |  |  |  | 2.25 |  | No |  | No | [21 empty] | OB UP:2 1/8'' |  |  |  | 6.5 |  |  | N/A | Hardwired | 0 | 0 | 0 | 0 | 1 | 0 | 0 | 0 | 0 | 0 | 0 | 785652473586 | 32.25 | 5 | 2.75 | 3.4 | 0.257 | 85 | Yes | 6 | 10785652473583 | 33 | 10.5 | 10 | 21.3 | 2.005 | Yes | C-UL-US Damp |  | CENTER STAGE 5L BATH-98 | Five Light Wall / Bath |  | 4735-98.jpg | 4735.jpg
4737-05 | Three Light Wall / Bath | Center Stage bath and dressing room lighting by Sea Gull Lighting provides generous illumination with few shadows. Center Stage brings the style of Hollywood dressing rooms to your home and provides generous illumination for getting ready! Offered in Chrome or Brushed Stainless finishes, the assortment includes three-light, four-light, five-light, six-light and eight-light vanity fixtures. Fixtures are Damp rated, California Title 24 compliant and easily convert to LED by purchasing LED lamps sold separately. | BATH | Center Stage | Wall / Bath Lighting | Chrome | 5 | Steel |  |  |  |  | 3 Medium G25 100w |  | 3 | No | [14 empty] | 0 | [12 empty] | 13.48 | 26.96 | 40.44 | W:18'' H:4 1/4'' E:2 1/4'' | 1.5 |  |  | 18 | 4.25 | Wall / Bath |  |  |  |  | 2.25 |  | No |  | No | [21 empty] | OB UP:2 1/8'' |  |  |  | 6.5 |  |  | N/A | Hardwired | 0 | 0 | 0 | 0 | 1 | 0 | 0 | 0 | 0 | 0 | 0 | 785652473753 | 20 | 5 | 3 | 2 | 0.174 | 93 | Yes | 6 | 10785652473750 | 21 | 10.5 | 10 | 12.9 | 1.276 | Yes | C-UL-US Damp |  | CENTER STAGE 3L BATH-05 | Three Light Wall / Bath |  | 4737-05.jpg | 4737.jpg
4737-98 | Three Light Wall / Bath | Center Stage bath and dressing room lighting by Sea Gull Lighting provides generous illumination with few shadows. Center Stage brings the style of Hollywood dressing rooms to your home and provides generous illumination for getting ready! Offered in Chrome or Brushed Stainless finishes, the assortment includes three-light, four-light, five-light, six-light and eight-light vanity fixtures. Fixtures are Damp rated, California Title 24 compliant and easily convert to LED by purchasing LED lamps sold separately. | BATH | Center Stage | Wall / Bath Lighting | Brushed Stainless | 98 | Steel |  |  |  |  | 3 Medium G25 100w |  | 3 | No | [14 empty] | 0 | [12 empty] | 13.48 | 26.96 | 40.44 | W:18'' H:4 1/4'' E:2 1/4'' | 1.5 |  |  | 18 | 4.25 | Wall / Bath |  |  |  |  | 2.25 |  | No |  | No | [21 empty] | OB UP:2 1/8'' |  |  |  | 6.5 |  |  | N/A | Hardwired | 0 | 0 | 0 | 0 | 1 | 0 | 0 | 0 | 0 | 0 | 0 | 785652473784 | 19 | 4.7 | 2.5 | 1.966 | 0.129 | 70 | Yes | 6 | 10785652473781 | 18.8 | 10 | 7.6 | 11.8 | 0.827 | Yes | C-UL-US Damp |  | CENTER STAGE 3L BATH-98 | Three Light Wall / Bath |  | 4737-98.jpg | 4737.jpg
4738-05 | Four Light Wall / Bath | Center Stage bath and dressing room lighting by Sea Gull Lighting provides generous illumination with few shadows. Center Stage brings the style of Hollywood dressing rooms to your home and provides generous illumination for getting ready! Offered in Chrome or Brushed Stainless finishes, the assortment includes three-light, four-light, five-light, six-light and eight-light vanity fixtures. Fixtures are Damp rated, California Title 24 compliant and easily convert to LED by purchasing LED lamps sold separately. | BATH | Center Stage | Wall / Bath Lighting | Chrome | 5 | Steel |  |  |  |  | 4 Medium G25 100w |  | 4 | No | [14 empty] | 0 | [12 empty] | 17.98 | 35.96 | 53.94 | W:24'' H:4 1/4'' E:2 1/4'' | 2.2 |  |  | 24 | 4.25 | Wall / Bath |  |  |  |  | 2.25 |  | No |  | No | [21 empty] | OB UP:2 1/8'' |  |  |  | 6.5 |  |  | N/A | Hardwired | 0 | 0 | 0 | 0 | 1 | 0 | 0 | 0 | 0 | 0 | 0 | 785652473852 | 26 | 5 | 2.8 | 2.8 | 0.211 | 85 | Yes | 6 | 10785652473859 | 27 | 10 | 10.5 | 17.3 | 1.641 | Yes | C-UL-US Damp |  | CENTER STAGE 4L BATH-05 | Four Light Wall / Bath |  | 4738-05.jpg | 4738.jpg
4738-98 | Four Light Wall / Bath | Center Stage bath and dressing room lighting by Sea Gull Lighting provides generous illumination with few shadows. Center Stage brings the style of Hollywood dressing rooms to your home and provides generous illumination for getting ready! Offered in Chrome or Brushed Stainless finishes, the assortment includes three-light, four-light, five-light, six-light and eight-light vanity fixtures. Fixtures are Damp rated, California Title 24 compliant and easily convert to LED by purchasing LED lamps sold separately. | BATH | Center Stage | Wall / Bath Lighting | Brushed Stainless | 98 | Steel |  |  |  |  | 4 Medium G25 100w |  | 4 | No | [14 empty] | 0 | [12 empty] | 17.98 | 35.96 | 53.94 | W:24'' H:4 1/4'' E:2 1/4'' | 2.2 |  |  | 24 | 4.25 | Wall / Bath |  |  |  |  | 2.25 |  | No |  | No | [21 empty] | OB UP:2 1/8'' |  |  |  | 6.5 |  |  | N/A | Hardwired | 0 | 0 | 0 | 0 | 1 | 0 | 0 | 0 | 0 | 0 | 0 | 785652473883 | 25 | 5 | 2.5 | 2.4 | 0.181 | 85 | Yes | 6 | 10785652473880 | 25 | 10 | 7.5 | 14.6 | 1.085 | Yes | C-UL-US Damp |  | CENTER STAGE 4L BATH-98 | Four Light Wall / Bath |  | 4738-98.jpg | 4738.jpg
4739-05 | Six Light Wall / Bath | Center Stage bath and dressing room lighting by Sea Gull Lighting provides generous illumination with few shadows. Center Stage brings the style of Hollywood dressing rooms to your home and provides generous illumination for getting ready! Offered in Chrome or Brushed Stainless finishes, the assortment includes three-light, four-light, five-light, six-light and eight-light vanity fixtures. Fixtures are Damp rated, California Title 24 compliant and easily convert to LED by purchasing LED lamps sold separately. | BATH | Center Stage | Wall / Bath Lighting | Chrome | 5 | Steel |  |  |  |  | 6 Medium G25 100w |  | 6 | No | [14 empty] | 0 | [12 empty] | 26.98 | 53.96 | 80.94 | W:36'' H:4 1/4'' E:2 1/4'' | 2.9 |  |  | 36 | 4.25 | Wall / Bath |  |  |  |  | 2.25 |  | No |  | No | [21 empty] | OB UP:2 1/8'' |  |  |  | 6.5 |  |  | N/A | Hardwired | 0 | 0 | 0 | 0 | 1 | 0 | 0 | 0 | 0 | 0 | 0 | 785652473951 | 38.25 | 4.75 | 2.5 | 3.1 | 0.263 | 93 | Yes | 6 | 10785652473958 | 39 | 10.25 | 10 | 25.15 | 2.313 | Yes | C-UL-US Damp |  | CENTER STAGE 6L BATH-05 | Six Light Wall / Bath |  | 4739-05.jpg | 4739.jpg
4739-98 | Six Light Wall / Bath | Center Stage bath and dressing room lighting by Sea Gull Lighting provides generous illumination with few shadows. Center Stage brings the style of Hollywood dressing rooms to your home and provides generous illumination for getting ready! Offered in Chrome or Brushed Stainless finishes, the assortment includes three-light, four-light, five-light, six-light and eight-light vanity fixtures. Fixtures are Damp rated, California Title 24 compliant and easily convert to LED by purchasing LED lamps sold separately. | BATH | Center Stage | Wall / Bath Lighting | Brushed Stainless | 98 | Steel |  |  |  |  | 6 Medium G25 100w |  | 6 | No | [14 empty] | 0 | [12 empty] | 26.98 | 53.96 | 80.94 | W:36'' H:4 1/4'' E:2 1/4'' | 2.6 |  |  | 36 | 4.25 | Wall / Bath |  |  |  |  | 2.25 |  | No |  | No | [21 empty] | OB UP:2 1/8'' |  |  |  | 6.5 |  |  | N/A | Hardwired | 0 | 0 | 0 | 0 | 1 | 0 | 0 | 0 | 0 | 0 | 0 | 785652473982 | 38.25 | 5 | 3 | 3.1 | 0.332 | 93 | Yes | 6 | 10785652473989 | 39.5 | 10.75 | 10 | 25.4 | 2.457 | Yes | C-UL-US Damp |  | CENTER STAGE 6L BATH-98 | Six Light Wall / Bath |  | 4739-98.jpg | 4739.jpg
4740-05 | Eight Light Wall / Bath | Center Stage bath and dressing room lighting by Sea Gull Lighting provides generous illumination with few shadows. Center Stage brings the style of Hollywood dressing rooms to your home and provides generous illumination for getting ready! Offered in Chrome or Brushed Stainless finishes, the assortment includes three-light, four-light, five-light, six-light and eight-light vanity fixtures. Fixtures are Damp rated, California Title 24 compliant and easily convert to LED by purchasing LED lamps sold separately. | BATH | Center Stage | Wall / Bath Lighting | Chrome | 5 | Steel |  |  |  |  | 8 Medium G25 100w |  | 8 | No | [14 empty] | 0 | [12 empty] | 35.48 | 70.96 | 106.44 | W:48'' H:4 1/4'' E:2 1/4'' | 5 |  |  | 48 | 4.25 | Wall / Bath |  |  |  |  | 2.25 |  | No |  | No | [21 empty] | OB UP:2 1/8'' |  |  |  | 6.5 |  |  | N/A | Hardwired | 0 | 0 | 0 | 0 | 1 | 0 | 0 | 0 | 0 | 0 | 0 | 785652474057 | 50.25 | 5 | 2.75 | 5.2 | 0.4 | 85 | Yes | 6 | 10785652474054 | 51.5 | 10.75 | 10 | 32.8 | 3.204 | Yes | C-UL-US Damp |  | CENTER STAGE 8L BATH-05 | Eight Light Wall / Bath |  | 4740-05.jpg | 4740.jpg
4740-98 | Eight Light Wall / Bath | Center Stage bath and dressing room lighting by Sea Gull Lighting provides generous illumination with few shadows. Center Stage brings the style of Hollywood dressing rooms to your home and provides generous illumination for getting ready! Offered in Chrome or Brushed Stainless finishes, the assortment includes three-light, four-light, five-light, six-light and eight-light vanity fixtures. Fixtures are Damp rated, California Title 24 compliant and easily convert to LED by purchasing LED lamps sold separately. | BATH | Center Stage | Wall / Bath Lighting | Brushed Stainless | 98 | Steel |  |  |  |  | 8 Medium G25 100w |  | 8 | No | [14 empty] | 0 | [12 empty] | 35.48 | 70.96 | 106.44 | W:48'' H:4 1/4'' E:2 1/4'' | 4.7 |  |  | 48 | 4.25 | Wall / Bath |  |  |  |  | 2.25 |  | No |  | No | [21 empty] | OB UP:2 1/8'' |  |  |  | 6.5 |  |  | N/A | Hardwired | 0 | 0 | 0 | 0 | 1 | 0 | 0 | 0 | 0 | 0 | 0 | 785652474088 | 50.25 | 5 | 2.75 | 5.2 | 0.4 | 85 | Yes | 6 | 10785652474085 | 51.5 | 10.75 | 10 | 32.8 | 3.204 | Yes | C-UL-US Damp |  | CENTER STAGE 8L BATH-98 | Eight Light Wall / Bath |  | 4740-98.jpg | 4740.jpg
4871-05 | Two Light Wall / Bath | The Brookchester bath light collection from Sea Gull Lighting features a subtle design which complements most bathroom decor. The traditional, Clear Ribbed glass mounted on a transitional back plate create a versatile design. With Chrome or Polished Brass finishes, the perfect option can be selected to match the rest of the bathroom fixtures. The assortment includes two-light, three-light and four-light vanity fixtures. Damp Rated. Brookchester features both incandescent and ENERGY STAR-qualified LED lighting fixtures; all fixtures are California Title 24 compliant. | BATH | Brookchester | Wall / Bath Lighting | Chrome | 5 | Steel | Clear Ribbed Glass | D:4.875" H:4.5" |  |  | 2 Medium A19 100w |  | 2 | No | [14 empty] | 0 | [12 empty] | 25.95 | 51.9 | 77.85 | W:12'' H:8 1/4'' E:7 1/2'' | 3.1 |  |  | 12 | 8.25 | Center Lock-Up |  |  |  |  | 7.5 |  | No |  | No | [21 empty] | DP:1 1/4'' W:6 1/8'' H:4 1/8'' OB DOWN:3'' Oval |  |  |  | 6.5 | Black/White |  |  | Hardwired | 0 | 0 | 0 | 0 | 1 | 0 | 0 | 1 | 0 | 0 | 0 | 785652487156 | 10.75 | 10.75 | 7.75 | 3.9 | 0.518 | 125 | Yes | [8 empty] | UL Damp | cUL Damp | BROOKCHESTER 2L BATH-05 | Two Light Wall / Bath |  | 4871-05.jpg | 4871.jpg
4871EN3-05 | Two Light Wall / Bath | The Brookchester bath light collection from Sea Gull Lighting features a subtle design which complements most bathroom decor. The traditional, Clear Ribbed glass mounted on a transitional back plate create a versatile design. With Chrome or Polished Brass finishes, the perfect option can be selected to match the rest of the bathroom fixtures. The assortment includes two-light, three-light and four-light vanity fixtures. Damp Rated. Brookchester features both incandescent and ENERGY STAR-qualified LED lighting fixtures; all fixtures are California Title 24 compliant. | BATH | Brookchester | Wall / Bath Lighting | Chrome | 5 | Steel | Clear Ribbed Glass | D:4.875" H:4.5" |  |  | 2 Medium A19 9.3w |  | 2 | Yes | [14 empty] | 0 | [12 empty] | 34.95 | 69.9 | 104.85 | W:12'' H:8 1/4'' E:7 1/2'' | 3.1 |  |  | 12 | 8.25 | Center Lock-Up |  |  |  |  | 7.5 |  | No |  | No | [21 empty] | DP:1 1/4'' W:6 1/8'' H:4 1/8'' OB DOWN:3'' Oval |  |  |  | 6.5 | Black/White |  |  | Hardwired | 0 | 0 | 0 | 1 | 1 | 0 | 0 | 0 | 0 | 0 | 0 | 785652064166 | 10.75 | 10.75 | 7.75 | 3.9 | 0.518 | 125 | Yes | [8 empty] | UL Damp | cUL Damp | BROOKCHESTER 2L BATH-05 | Two Light Wall / Bath |  | 4871EN3-05.png | 4871.jpg
4872-05 | Three Light Wall / Bath | The Brookchester bath light collection from Sea Gull Lighting features a subtle design which complements most bathroom decor. The traditional, Clear Ribbed glass mounted on a transitional back plate create a versatile design. With Chrome or Polished Brass finishes, the perfect option can be selected to match the rest of the bathroom fixtures. The assortment includes two-light, three-light and four-light vanity fixtures. Damp Rated. Brookchester features both incandescent and ENERGY STAR-qualified LED lighting fixtures; all fixtures are California Title 24 compliant. | BATH | Brookchester | Wall / Bath Lighting | Chrome | 5 | Steel | Clear Ribbed Glass | D:4.625" H:4.5" |  |  | 3 Medium A19 100w |  | 3 | No | [14 empty] | 0 | [12 empty] | 38.48 | 76.96 | 115.44 | W:17'' H:8'' E:8 1/2'' | 4 |  |  | 17 | 8 | Center Lock-Up |  |  |  |  | 8.5 |  | No |  | No | [21 empty] | DP:1 1/4'' W:6 1/8'' H:4 1/8'' OB DOWN:3'' Oval |  |  |  | 6.5 | Black/White |  |  | Hardwired | 0 | 0 | 0 | 0 | 1 | 0 | 0 | 1 | 0 | 0 | 0 | 785652487255 | 13.25 | 10.125 | 7.5 | 4.9 | 0.582 | 100 | Yes | [8 empty] | UL Damp | cUL Damp | BROOKCHESTER 3L BATH-05 | Three Light Wall / Bath |  | 4872-05.jpg | 4872.jpg
4872EN3-05 | Three Light Wall / Bath | The Brookchester bath light collection from Sea Gull Lighting features a subtle design which complements most bathroom decor. The traditional, Clear Ribbed glass mounted on a transitional back plate create a versatile design. With Chrome or Polished Brass finishes, the perfect option can be selected to match the rest of the bathroom fixtures. The assortment includes two-light, three-light and four-light vanity fixtures. Damp Rated. Brookchester features both incandescent and ENERGY STAR-qualified LED lighting fixtures; all fixtures are California Title 24 compliant. | BATH | Brookchester | Wall / Bath Lighting | Chrome | 5 | Steel | Clear Ribbed Glass | D:4.625" H:4.5" |  |  | 3 Medium A19 9.3w |  | 3 | Yes | [14 empty] | 0 | [12 empty] | 53.48 | 106.96 | 160.44 | W:17'' H:8'' E:8 1/2'' | 4 |  |  | 17 | 8 | Center Lock-Up |  |  |  |  | 8.5 |  | No |  | No | [21 empty] | DP:1 1/4'' W:6 1/8'' H:4 1/8'' OB DOWN:3'' Oval |  |  |  | 6.5 | Black/White |  |  | Hardwired | 0 | 0 | 0 | 1 | 1 | 0 | 0 | 0 | 0 | 0 | 0 | 785652064180 | 13.25 | 10.2 | 7.5 | 4.9 | 0.587 | 100 | Yes | [8 empty] | UL Damp | cUL Damp | BROOKCHESTER 3L BATH-05 | Three Light Wall / Bath |  | 4872EN3-05.png | 4872.jpg
4873-05 | Four Light Wall / Bath | The Brookchester bath light collection from Sea Gull Lighting features a subtle design which complements most bathroom decor. The traditional, Clear Ribbed glass mounted on a transitional back plate create a versatile design. With Chrome or Polished Brass finishes, the perfect option can be selected to match the rest of the bathroom fixtures. The assortment includes two-light, three-light and four-light vanity fixtures. Damp Rated. Brookchester features both incandescent and ENERGY STAR-qualified LED lighting fixtures; all fixtures are California Title 24 compliant. | BATH | Brookchester | Wall / Bath Lighting | Chrome | 5 | Steel | Clear Ribbed Glass | D:4.625" H:4.5" |  |  | 4 Medium A19 100w |  | 4 | No | [14 empty] | 0 | [12 empty] | 46.95 | 93.9 | 140.85 | W:23 1/2'' H:8 1/4'' E:8'' | 5.9 |  |  | 23.5 | 8.25 | Center Lock-Up |  |  |  |  | 8 |  | No |  | No | [21 empty] | DP:1 1/4'' W:6 1/8'' H:4 1/8'' OB DOWN:3'' Oval |  |  |  | 6.5 | Black/White |  |  | Hardwired | 0 | 0 | 0 | 0 | 1 | 0 | 0 | 1 | 0 | 0 | 0 | 785652487354 | 18.75 | 12.38 | 8 | 7.7 | 1.075 | 125 | Yes | [8 empty] | UL Damp | cUL Damp | BROOKCHESTER 4L BATH-05 | Four Light Wall / Bath |  | 4873-05.jpg | 4873.jpg
4873EN3-05 | Four Light Wall / Bath | The Brookchester bath light collection from Sea Gull Lighting features a subtle design which complements most bathroom decor. The traditional, Clear Ribbed glass mounted on a transitional back plate create a versatile design. With Chrome or Polished Brass finishes, the perfect option can be selected to match the rest of the bathroom fixtures. The assortment includes two-light, three-light and four-light vanity fixtures. Damp Rated. Brookchester features both incandescent and ENERGY STAR-qualified LED lighting fixtures; all fixtures are California Title 24 compliant. | BATH | Brookchester | Wall / Bath Lighting | Chrome | 5 | Steel | Clear Ribbed Glass | D:4.625" H:4.5" |  |  | 4 Medium A19 9.3w |  | 4 | Yes | [14 empty] | 0 | [12 empty] | 65.95 | 131.9 | 197.85 | W:23 1/2'' H:8 1/4'' E:8'' | 5.9 |  |  | 23.5 | 8.25 | Center Lock-Up |  |  |  |  | 8 |  | No |  | No | [21 empty] | DP:1 1/4'' W:6 1/8'' H:4 1/8'' OB DOWN:3'' Oval |  |  |  | 6.5 | Black/White |  |  | Hardwired | 0 | 0 | 0 | 1 | 1 | 0 | 0 | 0 | 0 | 0 | 0 | 785652064203 | 18.75 | 12.38 | 8 | 7.7 | 1.075 | 125 | Yes | [8 empty] | UL Damp | cUL Damp | BROOKCHESTER 4L BATH-05 | Four Light Wall / Bath |  | 4873EN3-05.png | 4873.jpg
49013LE-05 | Two Light Wall / Bath | These fluorescent lights use a 120 volt electronic high power factor ballast for efficient operation. A classic fluorescent bath look is achieved with sleek chrome end caps and a smooth white acrylic diffuser that is shatter resistant. | BATH | Fluorescent Wall / Bath | Wall / Bath Lighting | Chrome | 5 |  |  |  |  | Smooth White Acrylic | 2 Medium Bi-Pin T8 17w |  | 2 | No | [14 empty] | 0 | [12 empty] | 72.5 | 145 | 217.5 | W:24'' H:3 1/4'' E:5 1/4'' | 4.3 |  |  | 24 | 3.25 | Other |  |  |  |  | 5.25 |  | No |  | No | [28 empty] | N/A | Hardwired | 0 | 0 | 1 | 0 | 1 | 0 | 0 | 0 | 0 | 0 | 0 | 785652999147 | 26.58 | 5.75 | 4 | 4.8 | 0.354 | 85 | Yes | 4 | 10785652999144 | 27.125 | 16.375 | 6.625 | 21.2 | 1.703 | Yes | UL Damp | cUL Damp | Compact Fluorescent Two Light Chrome Finish | Two Light Wall / Bath |  | 49013LE-05.jpg | 49013LE.jpg
49014LE-05 | Two Light Wall / Bath | These fluorescent lights use a 120 volt electronic high power factor ballast for efficient operation. A classic fluorescent bath look is achieved with sleek chrome end caps and a smooth white acrylic diffuser that is shatter resistant. | BATH | Fluorescent Wall / Bath | Wall / Bath Lighting | Chrome | 5 |  |  |  |  | Smooth White Acrylic | 2 Medium Bi-Pin T8 25w |  | 2 | No | [14 empty] | 0 | [12 empty] | 97.5 | 195 | 292.5 | W:36'' H:3 1/4'' E:5 1/4'' | 6 |  |  | 36 | 3.25 | Other |  |  |  |  | 5.25 |  | No |  | No | [25 empty] | 6.5 |  |  | N/A | Hardwired | 0 | 0 | 1 | 0 | 1 | 0 | 0 | 0 | 0 | 0 | 0 | 785652999154 | 38.25 | 5.75 | 3.78 | 6.4 | 0.481 | 85 | Yes | 4 | 10785652999151 | 38.5 | 16.5 | 6.5 | 27.5 | 2.39 | Yes | UL Damp | cUL Damp | Compact Fluorescent Two Light Chrome Finish | Two Light Wall / Bath |  | 49014LE-05.jpg | 49014LE.jpg
49024LE-15 | Two Light Multi-Volt Ceiling / Wall Mount | Our multi-volt fixtures are energy efficient linear fluorescent lights with white finish end caps and smooth white shatter resistant acrylic diffusers. Each fixture is 120V/277V compatible and can be mounted to the wall or the ceiling for added versatility. | BATH | Multi-Volt Ceiling / Wall Mount | Wall / Bath Lighting | White | 15 |  |  |  |  | White Plastic Acrylic | 2 Medium Bi-Pin T8 17w |  | 2 | No | [14 empty] | 0 | [12 empty] | 89.98 | 179.96 | 269.94 | W:24 1/4'' H:4 1/2'' E:4 3/8'' | 4.2 |  |  | 24.25 | 4.5 | Other |  |  |  |  | 4.375 |  | No |  | No | [21 empty] | OB UP:2 1/4'' |  |  |  | 6.5 |  |  | N/A | Hardwired | 0 | 0 | 1 | 0 | 1 | 0 | 0 | 0 | 0 | 0 | 1 | 785652184963 | 26 | 5 | 5 | 5 | 0.376 | 85 | Yes | 4 | 10785652184960 | 26.25 | 10.25 | 10.75 | 22 | 1.674 | Yes | UL Damp | cUL Damp | Two Light Multi-volt Square Fluorescent Strip in White Finish | Two Light Multi-Volt Ceiling / Wall Mount | IG# SQ2-217T8W | 49024LE-15.jpg | 49024LE.jpg
49026LE-15 | Two Light Multi-Volt Ceiling / Wall Mount | Our multi-volt fixtures are energy efficient linear fluorescent lights with white finish end caps and smooth white shatter resistant acrylic diffusers. Each fixture is 120V/277V compatible and can be mounted to the wall or the ceiling for added versatility. | BATH | Multi-Volt Ceiling / Wall Mount | Wall / Bath Lighting | White | 15 |  |  |  |  | White Plastic Acrylic | 2 Medium Bi-Pin T8 32w |  | 2 | No | [14 empty] | 0 | [12 empty] | 105.5 | 211 | 316.5 | W:48 1/4'' H:4 1/2'' E:4 1/2'' | 7.5 |  |  | 48.25 | 4.5 | Other |  |  |  |  | 4.5 |  | No |  | No | [21 empty] | OB UP:2 1/4'' |  |  |  | 6.5 |  |  | N/A | Hardwired | 0 | 0 | 1 | 0 | 1 | 0 | 0 | 0 | 0 | 0 | 1 | 785652184987 | 50 | 5 | 5 | 8.2 | 0.723 | 93 | Yes | 4 | 10785652184984 | 51 | 10.25 | 10.75 | 35.3 | 3.252 | Yes | UL Damp | cUL Damp | Two Light Multi-volt Square Fluorescent Strip in White Finish | Two Light Multi-Volt Ceiling / Wall Mount | IG# SQ4-232T8W | 49026LE-15.jpg | 49026LE.jpg
49090BL-15 | 12.5" Self-Contained High Output Fluorescent | Ambiance Self-Contained High Output Electronic T5 Lighting is ideal for confined areas and commercial applications. They include a premium 4100°K T5 lamp that produces 40% more light and lasts two times longer than standard T5s. An integral on/off switch, multiple knockouts and a hinged ballast cover are included for easy installation. UL suitable for wall mounting. | UNDER CABINET | Self-Contained High Output Fluorescent Lighting | Under Cabinet Lighting | White | 15 | [5 empty] | 1 Mini Bi-Pin T5 8w |  | 1 | Yes | 460 | 4100 | 82 | 8 | 120 | [6 empty] | 8 | 8 | 10000 | 0 | [12 empty] | 33.4 | 66.8 | 100.2 | L:12 1/2'' W:2 3/4'' H:1'' |  |  | 12.5 | 2.75 | 1 | [7 empty] | No |  | No | [30 empty] | 0 | 0 | 1 | 0 | 1 | 0 | 0 | 0 | 0 | 0 | 1 | 785652212390 | 14 | 3 | 1.5 | 1.2 | 0.036 | 60 | Yes | 6 | 00785652212390 | [6 empty] | C-UL-US Damp |  | T5 12" Ultra Slim 1 Light Fluorescent Undercabinet in White Finish, Direct Wire | T5 12" Ultra Slim 1 Light Fluorescent Undercabinet in White Finish, Direct Wire | 1 8W T5 lamp, 4100K (included) | 49090BL-15.jpg | 49090BL.jpg
49091BL-15 | 23" Self-Contained High Output Fluorescent | Ambiance Self-Contained High Output Electronic T5 Lighting is ideal for confined areas and commercial applications. They include a premium 4100°K T5 lamp that produces 40% more light and lasts two times longer than standard T5s. An integral on/off switch, multiple knockouts and a hinged ballast cover are included for easy installation. UL suitable for wall mounting. | UNDER CABINET | Self-Contained High Output Fluorescent Lighting | Under Cabinet Lighting | White | 15 | [5 empty] | 1 Mini Bi-Pin T5 14w |  | 1 | Yes | 1140 | 4100 | 82 | 14 | 120 | [6 empty] | 14 | 14 | 10000 | 0 | [12 empty] | 45.8 | 91.6 | 137.4 | L:23'' W:2 3/4'' H:1'' |  |  | 23 | 2.75 | 1 | [7 empty] | No |  | No | [30 empty] | 0 | 0 | 1 | 0 | 1 | 0 | 0 | 0 | 0 | 0 | 1 | 785652212444 | 24.25 | 3.18 | 1.5 | 1.9 | 0.067 | 65 | Yes | 6 | 10785652212441 | 25 | 10.25 | 3.5 | 11.9 | 0.519 | Yes | C-UL-US Damp |  | T5 24"L Ultra Slim 1 Light Fluorescent Undercabinet in White Finish, Direct Wire | T5 24"L Ultra Slim 1 Light Fluorescent Undercabinet in White Finish, Direct Wire | 1 14W T5 lamp, 4100K (included) | 49091BL-15.jpg | 49091BL.jpg
49091BL-171 | 23" Self-Contained High Output Fluorescent | Ambiance Self-Contained High Output Electronic T5 Lighting is ideal for confined areas and commercial applications. They include a premium 4100°K T5 lamp that produces 40% more light and lasts two times longer than standard T5s. An integral on/off switch, multiple knockouts and a hinged ballast cover are included for easy installation. UL suitable for wall mounting. | UNDER CABINET | Self-Contained High Output Fluorescent Lighting | Under Cabinet Lighting | Painted Antique Bronze | 171 | [5 empty] | 1 Mini Bi-Pin T5 14w |  | 1 | Yes | 1140 | 4100 | 82 | 14 | 120 | [6 empty] | 14 | 14 | 10000 | 0 | [12 empty] | 45.8 | 91.6 | 137.4 | L:23'' W:2 3/4'' H:1'' |  |  | 23 | 2.75 | 1 | [7 empty] | No |  | No | [30 empty] | 0 | 0 | 1 | 0 | 1 | 0 | 0 | 0 | 0 | 0 | 1 | 785652212420 | 24.25 | 1.5 | 3.25 | 1.8 | 0.068 | 65 | Yes | 6 | 00785652212420 | [6 empty] | C-UL-US Damp |  | T5 24"L Ultra Slim 1 Light Fluorescent Undercabinet in Painted Antique Bronze Finish, Direct Wire | T5 24"L Ultra Slim 1 Light Fluorescent Undercabinet in Painted Antique Bronze Finish, Direct Wire | 1 14W T5 lamp, 4100K (included) | 49091BL-171.jpg | 49091BL.jpg
49092BL-15 | 34.5" Self-Contained High Output Fluorescent | Ambiance Self-Contained High Output Electronic T5 Lighting is ideal for confined areas and commercial applications. They include a premium 4100°K T5 lamp that produces 40% more light and lasts two times longer than standard T5s. An integral on/off switch, multiple knockouts and a hinged ballast cover are included for easy installation. UL suitable for wall mounting. | UNDER CABINET | Self-Contained High Output Fluorescent Lighting | Under Cabinet Lighting | White | 15 | [5 empty] | 1 Mini Bi-Pin T5 21w |  | 1 | Yes | 1850 | 4100 | 82 | 21 | 120 | [6 empty] | 21 | 21 | 10000 | 0 | [12 empty] | 56.3 | 112.6 | 168.9 | L:34 1/2'' W:2 3/4'' H:1'' |  |  | 34.5 | 2.75 | 1 | [7 empty] | No |  | No | [30 empty] | 0 | 0 | 1 | 0 | 1 | 0 | 0 | 0 | 0 | 0 | 1 | 785652212451 | 36 | 3 | 1.5 | 2.6 | 0.094 | 65 | Yes | 6 | 00785652212451 | [6 empty] | C-UL-US Damp |  | T5 36"L Ultra Slim 1 Light Fluorescent Undercabinet in White Finish, Direct Wire | T5 36"L Ultra Slim 1 Light Fluorescent Undercabinet in White Finish, Direct Wire | 1 21W T5 lamp, 4100K (included) | 49092BL-15.jpg | 49092BL.jpg
49093BL-15 | 46.5" Self-Contained High Output Fluorescent | Ambiance Self-Contained High Output Electronic T5 Lighting is ideal for confined areas and commercial applications. They include a premium 4100°K T5 lamp that produces 40% more light and lasts two times longer than standard T5s. An integral on/off switch, multiple knockouts and a hinged ballast cover are included for easy installation. UL suitable for wall mounting. | UNDER CABINET | Self-Contained High Output Fluorescent Lighting | Under Cabinet Lighting | White | 15 | [5 empty] | 1 Mini Bi-Pin T5 28w |  | 1 | Yes | 2470 | 4100 | 82 | 28 | 120 | [6 empty] | 28 | 28 | 10000 | 0 | [12 empty] | 67.7 | 135.4 | 203.1 | L:46 1/2'' W:2 3/4'' H:1'' |  |  | 46.5 | 2.75 | 1 | [7 empty] | No |  | No | [30 empty] | 0 | 0 | 1 | 0 | 1 | 0 | 0 | 0 | 0 | 0 | 1 | 785652212505 | 47.75 | 3 | 1.5 | 3.3 | 0.124 | 65 | Yes | 6 | 00785652212505 | [6 empty] | C-UL-US Damp |  | T5 48"L Ultra Slim 1 Light Fluorescent Undercabinet in White, Direct Wire | T5 48"L Ultra Slim 1 Light Fluorescent Undercabinet in White, Direct WireWhite, Direct Wire | 1 28W T5 lamp, 4100K (included) | 49093BL-15.jpg | 49093BL.jpg
49119-782 | One Light Wall / Bath |  | WALL SCONCE | Nearu | Wall / Bath Lighting | Heirloom Bronze | 782 | Steel |  |  |  | Opal Cased Etched Glass | 1 Medium A19 100w |  | 1 | No | [14 empty] | 0 | [12 empty] | 42.98 | 85.96 | 128.94 | W:8'' H:10 1/2'' E:4'' | 2.8 |  |  | 8 | 10.5 | Wall / Bath |  |  |  |  | 4 |  | No |  | No | [21 empty] | OB UP:5 3/4'' OB DOWN:5'' |  |  |  | 6.5 |  |  | N/A | Hardwired | 1 | 0 | 0 | 0 | 1 | 0 | 0 | 1 | 0 | 0 | 0 | 785652024887 | 11.5 | 10.5 | 6.25 | 2.8 | 0.437 | 125 | Yes | [8 empty] | UL Damp | cUL Damp | ADA 1L WALL SCONCE-782 | One Light Wall / Bath |  | 49119-782.jpg | 49119.jpg
4911991S-782 | LED Wall Sconce |  | WALL SCONCE | Nearu | Wall / Bath Lighting | Heirloom Bronze | 782 | Steel |  |  |  | Opal Cased Etched Glass |  |  | 1 | No | 1000 | 2700 | 90 | 14 | 120 | 19 - Integrated | MODS - Modules |  | 5 | 100 | LED | 14 | 14 | 50000 | 0 | [12 empty] | 69.5 | 139 | 208.5 | W:8'' H:10 1/2'' E:4'' | 2.8 |  |  | 8 | 10.5 | Wall / Bath |  |  |  |  | 4 |  | No |  | No | [21 empty] | W:4 1/4'' H:8 5/16'' OB UP:5 3/4'' OB DOWN:5'' Octagonal |  |  |  | 6.5 |  |  | N/A | Hardwired | 1 | 0 | 0 | 0 | 0 | 0 | 0 | 0 | 0 | 0 | 0 | 785652278624 | 12.25 | 11.25 | 7.75 | 3.4 | 0.618 | 175 | Yes | [8 empty] | UL Damp | cUL Damp | ADA LED WALL SCONCE-782 | LED Wall Sconce |  | 49119ble-782.jpg | 49119.jpg
49119-962 | One Light Wall / Bath |  | WALL SCONCE | Nearu | Wall / Bath Lighting | Brushed Nickel | 962 | Steel |  |  |  | Opal Cased Etched Glass | 1 Medium A19 100w |  | 1 | No | [14 empty] | 0 | [12 empty] | 42.98 | 85.96 | 128.94 | W:8'' H:10 1/2'' E:4'' | 2.8 |  |  | 8 | 10.5 | Wall / Bath |  |  |  |  | 4 |  | No |  | No | [21 empty] | OB UP:5 3/4'' OB DOWN:5'' |  |  |  | 6.5 |  |  | N/A | Hardwired | 1 | 0 | 0 | 0 | 1 | 0 | 0 | 1 | 0 | 0 | 0 | 785652024894 | 11.5 | 10.5 | 6.25 | 2.8 | 0.437 | 125 | Yes | [8 empty] | UL Damp | cUL Damp | ADA 1L WALL SCONCE-962 | One Light Wall / Bath |  | 49119-962.jpg | 49119.jpg
49119EN3-782 | One Light Wall / Bath Sconce |  | WALL SCONCE | Nearu | Wall / Bath Lighting | Heirloom Bronze | 782 | Steel |  |  |  | Opal Cased Etched Glass | 1 Medium A19 9.3w |  | 1 | Yes | [14 empty] | 0 | [12 empty] | 49.98 | 99.96 | 149.94 | W:8'' H:10 1/2'' E:4'' | 2.8 |  |  | 8 | 10.5 | Wall / Bath |  |  |  |  | 4 |  | No |  | No | [21 empty] | W:4 1/4'' H:8 5/16'' OB UP:5 3/4'' OB DOWN:5'' Octagonal |  |  |  | 6.5 | Black/White |  | N/A | Hardwired | 1 | 0 | 0 | 1 | 1 | 0 | 0 | 0 | 0 | 0 | 0 | 785652050190 | 11.75 | 10.75 | 7.5 | 2.9 | 0.548 | 175 | Yes | [8 empty] | UL Damp | cUL Damp | ADA 1L WALL SCONCE-782 | One Light Wall / Bath Sconce |  | 49119EN3-782.jpg | 49119.jpg
49119EN3-962 | One Light Wall / Bath Sconce |  | WALL SCONCE | Nearu | Wall / Bath Lighting | Brushed Nickel | 962 | Steel | Opal Cased Etched Glass | W:4" H:8" |  |  | 1 Medium A19 9.3w |  | 1 | Yes | [14 empty] | 0 | [12 empty] | 49.98 | 99.96 | 149.94 | W:8'' H:10 1/2'' E:4'' | 2.8 |  |  | 8 | 10.5 | Wall / Bath |  |  |  |  | 4 |  | No |  | No | [21 empty] | W:4 1/4'' H:8 5/16'' OB UP:5 3/4'' OB DOWN:5'' Octagonal |  |  |  | 6.5 | Black/White |  | N/A | Hardwired | 1 | 0 | 0 | 1 | 1 | 0 | 0 | 0 | 0 | 0 | 0 | 785652050213 | 11.5 | 10.5 | 6.25 | 2.8 | 0.437 | 125 | Yes | [8 empty] | UL Damp | cUL Damp | ADA 1L WALL SCONCE-962 | One Light Wall / Bath Sconce |  | 49119EN3-962.jpg | 49119.jpg
4915193S-962 | LED Wall Sconce | The Nexus collection by Sea Gull Lighting has a sleek urban, contemporary design that is highly popular in commercial, retail, restaurant and modern industrial decor. Nexus offers medium, large and extra large oval ceiling flush mount fixtures as well as medium and large ADA Compliant wall sconces. All fixtures are offered in ENERGY STAR-Qualified Integrated LED. | WALL SCONCE | Nexus | Wall / Bath Lighting | Brushed Nickel | 962 | Steel |  |  |  | White Plastic Acrylic |  |  | 1 | No | 1000 | 3000 | 90 | 14 | 120 | 19 - Integrated | MODS - Modules |  | 5 | 100 | LED | 14 | 14 | 50000 | 0 | [12 empty] | 78.45 | 156.9 | 235.35 | W:14 3/4'' H:7 1/4'' E:3 3/4'' | 2.45 |  |  | 14.75 | 7.25 | Cap Nuts |  |  |  |  | 3.75 |  | No |  | No | [21 empty] | W:14 5/8'' H:7 1/4'' OB UP:2 1/2'' |  |  |  | 6.5 | Black/White |  |  | Hardwired | 1 | 0 | 0 | 0 | 1 | 0 | 0 | 0 | 0 | 0 | 0 | 785652064906 | 17.25 | 10.5 | 7 | 2.8 | 0.734 | 250 | Yes | [8 empty] | C-UL-US Damp |  | NEXUS LED WALL SCONCE-962 | LED Wall Sconce |  | 4915193S-962.jpg | 49151BLE.jpg
49215BLE-962 | Two Light Wall / Bath | This collection of fluorescent bath bars is offered in a Brushed Nickel finish with a White Acrylic diffuser. Three lengths are available. Damp Rated. ADA Compliant. | BATH | Midland | Wall / Bath Lighting | Brushed Nickel | 962 |  |  |  |  | White Plastic Acrylic | 2 Mini Bi-Pin T5 14w |  | 2 | Yes | [14 empty] | 0 | [12 empty] | 104 | 208 | 312 | W:23 1/2'' H:4 1/2'' E:4'' | 4.3 |  |  | 23.5 | 4.5 | Other |  |  |  |  | 4 |  | No |  | No | [21 empty] | DP:1/4'' W:8'' H:1 3/4'' OB UP:2 1/4'' |  |  |  | 6.5 |  |  | N/A | Hardwired | 1 | 0 | 1 | 0 | 1 | 0 | 0 | 0 | 0 | 0 | 0 | 785652215964 | 26 | 6.5 | 6.25 | 4.8 | 0.611 | 125 | Yes | [8 empty] | UL Damp | cUL Damp | Two Light Tubular Wall Fixture in Brushed Nickel Finish | Two Light Wall / Bath |  | 49215BLE-962.jpg | 49215BLE.jpg
49274S-15 | Vivid LED Undercabinet 7-1/2 in 2700K White | The Vivid LED Self Contained Undercabinet series by Sea Gull Lighting brings the classic xenon or fluorescent under cabinet light to the next level of sophistication. Using high quality LED technology, these fixtures achieve great light output and a high level of energy efficiency at an extremely affordable price point. Available in 5 sizes (7.5”, 12”, 18”, 24” and 30”) and two finish options (White and Antique Bronze) for full versatility. With local on/off switches and the ability to be dimmed down to 10%, these fixtures work well for different activities or times of day. ENERGY STAR qualified. With efficacy well over 50 lumens/watt, fixtures are California CEC Title 24 certified. | UNDER CABINET | Vivid LED Undercabinet | Under Cabinet Lighting | White | 15 | [7 empty] | 1 | No | 343 | 2700 | 90 | 6.4 | 120 | 19 - Integrated | LED - Array |  | 10 | 100 | LED | 6.4 | 6.4 | 50000 | 0 | [12 empty] | 40.98 | 81.96 | 122.94 | L:7 1/2'' W:3 1/8'' H:1'' | 0.4 |  | 7.5 | 3.125 | 1 | [7 empty] | No |  | No | [29 empty] | Plug In | 0 | 0 | 0 | 1 | 1 | 0 | 1 | 0 | 0 | 0 | 0 | 785652040542 | 9 | 3.5 | 1.5 | 0.8 | 0.027 | 65 | Yes | 6 | 10785652040549 | 10 | 9.5 | 4 | 5.2 | 0.22 | Yes |  | cETL Damp | LED UNDERCAB 7.5IN 2700K-15 | Vivid LED Undercabinet 7in 2700K White |  | 49274S-15.jpg | 49274S.jpg
49275S-15 | Vivid LED Undercabinet 12in 2700K White | The Vivid LED Self Contained Undercabinet series by Sea Gull Lighting brings the classic xenon or fluorescent under cabinet light to the next level of sophistication. Using high quality LED technology, these fixtures achieve great light output and a high level of energy efficiency at an extremely affordable price point. Available in 5 sizes (7.5”, 12”, 18”, 24” and 30”) and two finish options (White and Antique Bronze) for full versatility. With local on/off switches and the ability to be dimmed down to 10%, these fixtures work well for different activities or times of day. ENERGY STAR qualified. With efficacy well over 50 lumens/watt, fixtures are California CEC Title 24 certified. | UNDER CABINET | Vivid LED Undercabinet | Under Cabinet Lighting | White | 15 | [7 empty] | 1 | No | 575 | 2700 | 90 | 9.7 | 120 | 19 - Integrated | LED - Array |  | 10 | 100 | LED | 9.7 | 9.7 | 50000 | 0 | [12 empty] | 46.48 | 92.96 | 139.44 | L:12'' W:3 1/8'' H:1'' | 0.9 |  | 12 | 3.125 | 1 | [7 empty] | No |  | No | [29 empty] | Plug In | 0 | 0 | 0 | 1 | 1 | 0 | 1 | 0 | 0 | 0 | 0 | 785652040573 | 13.25 | 3.5 | 1.5 | 1.2 | 0.04 | 65 | Yes | 6 | 10785652040570 | 14.75 | 9.5 | 4 | 7.3 | 0.324 | Yes |  | cETL Damp | LED UNDERCAB 12IN 2700K-15 | Vivid LED Undercabinet 12in 2700K White |  | 49275S-15.jpg | 49275S.jpg
49276S-15 | Vivid LED Undercabinet 18in 2700K White | The Vivid LED Self Contained Undercabinet series by Sea Gull Lighting brings the classic xenon or fluorescent under cabinet light to the next level of sophistication. Using high quality LED technology, these fixtures achieve great light output and a high level of energy efficiency at an extremely affordable price point. Available in 5 sizes (7.5”, 12”, 18”, 24” and 30”) and two finish options (White and Antique Bronze) for full versatility. With local on/off switches and the ability to be dimmed down to 10%, these fixtures work well for different activities or times of day. ENERGY STAR qualified. With efficacy well over 50 lumens/watt, fixtures are California CEC Title 24 certified. | UNDER CABINET | Vivid LED Undercabinet | Under Cabinet Lighting | White | 15 | [7 empty] | 1 | No | 900 | 2700 | 90 | 15.5 | 120 | 19 - Integrated | LED - Array |  | 10 | 100 | LED | 15.5 | 15.5 | 50000 | 0 | [12 empty] | 54.98 | 109.96 | 164.94 | L:18'' W:3 1/8'' H:1'' | 1.2 |  | 18 | 3.125 | 1 | [7 empty] | No |  | No | [29 empty] | Plug In | 0 | 0 | 0 | 1 | 1 | 0 | 1 | 0 | 0 | 0 | 0 | 785652040610 | 19.5 | 3.5 | 1.5 | 1.5 | 0.059 | 65 | Yes | 6 | 10785652040617 | 21 | 9.5 | 4 | 9.8 | 0.462 | Yes |  | cETL Damp | LED UNDERCAB 18IN 2700K-15 | Vivid LED Undercabinet 18in 2700K White |  | 49276S-15.jpg | 49276S.jpg
49277S-15 | Vivid LED Undercabinet 24in 2700K White | The Vivid LED Self Contained Undercabinet series by Sea Gull Lighting brings the classic xenon or fluorescent under cabinet light to the next level of sophistication. Using high quality LED technology, these fixtures achieve great light output and a high level of energy efficiency at an extremely affordable price point. Available in 5 sizes (7.5”, 12”, 18”, 24” and 30”) and two finish options (White and Antique Bronze) for full versatility. With local on/off switches and the ability to be dimmed down to 10%, these fixtures work well for different activities or times of day. ENERGY STAR qualified. With efficacy well over 50 lumens/watt, fixtures are California CEC Title 24 certified. | UNDER CABINET | Vivid LED Undercabinet | Under Cabinet Lighting | White | 15 | [7 empty] | 1 | No | 1245 | 2700 | 90 | 20.6 | 120 | 19 - Integrated | LED - Array |  | 10 | 100 | LED | 20.6 | 20.6 | 50000 | 0 | [12 empty] | 65.98 | 131.96 | 197.94 | L:24'' W:3 1/8'' H:1'' | 1.9 |  | 24 | 3.125 | 1 | [7 empty] | No |  | No | [29 empty] | Plug In | 0 | 0 | 0 | 1 | 1 | 0 | 1 | 0 | 0 | 0 | 0 | 785652040696 | 25.25 | 3.5 | 1.5 | 2.1 | 0.077 | 65 | Yes | 6 | 10785652040693 | 26.75 | 9.25 | 4 | 13.2 | 0.573 | Yes |  | cETL Damp | LED UNDERCAB 24IN 2700K-15 | Vivid LED Undercabinet 24in 2700K White |  | 49277S-15.jpg | 49277S.jpg
49278S-15 | Vivid LED Undercabinet 30in 2700K White | The Vivid LED Self Contained Undercabinet series by Sea Gull Lighting brings the classic xenon or fluorescent under cabinet light to the next level of sophistication. Using high quality LED technology, these fixtures achieve great light output and a high level of energy efficiency at an extremely affordable price point. Available in 5 sizes (7.5”, 12”, 18”, 24” and 30”) and two finish options (White and Antique Bronze) for full versatility. With local on/off switches and the ability to be dimmed down to 10%, these fixtures work well for different activities or times of day. ENERGY STAR qualified. With efficacy well over 50 lumens/watt, fixtures are California CEC Title 24 certified. | UNDER CABINET | Vivid LED Undercabinet | Under Cabinet Lighting | White | 15 | [7 empty] | 1 | No | 1461 | 2700 | 90 | 26 | 120 | 19 - Integrated | LED - Array |  | 10 | 100 | LED | 26 | 26 | 50000 | 0 | [12 empty] | 74.98 | 149.96 | 224.94 | L:30'' W:3 1/8'' H:1'' | 2 |  | 30 | 3.125 | 1 | [7 empty] | No |  | No | [29 empty] | Plug In | 0 | 0 | 0 | 1 | 1 | 0 | 1 | 0 | 0 | 0 | 0 | 785652040726 | 31.5 | 3.5 | 1.5 | 2.5 | 0.096 | 65 | Yes | 6 | 10785652040723 | 32.75 | 9.5 | 4 | 15.6 | 0.72 | Yes |  | cETL Damp | LED UNDERCAB 30IN 2700K-15 | Vivid LED Undercabinet 30in 2700K White |  | 49278S-15.jpg | 49278S.jpg
4933193S-710 | LED Wall Sconce |  | WALL SCONCE | Truss | Wall / Bath Lighting | Burnt Sienna | 710 | Steel |  |  |  | Satin White Acrylic |  |  | 1 | No | 1000 | 3000 | 90 | 14 | 120 | 19 - Integrated | MODS - Modules |  | 5 | 100 | LED | 14 | 14 | 50000 | 0 | [12 empty] | 85.98 | 171.96 | 257.94 | W:7 1/2'' H:13 1/2'' E:3 1/4'' | 2.2 |  |  | 7.5 | 13.5 | Wall / Bath |  |  |  |  | 3.25 |  | No |  | No | [21 empty] | DP:2'' W:7 1/2'' H:13 1/2'' OB UP:6 3/4'' Rectangular |  |  |  | 6.5 | Black/White |  |  | Hardwired | 1 | 0 | 0 | 0 | 1 | 0 | 0 | 0 | 0 | 0 | 0 | 785652064227 | 16.5 | 10.625 | 5.875 | 3.2 | 0.596 | 175 | Yes | 4 | 10785652064224 | 23.5 | 17.5 | 11.625 | 14.1 | 2.767 | Yes |  | cETL Damp | LED WALL SCONCE-710 | LED Wall Sconce |  | 4933193S-710.jpg | 49331ble.jpg
4933593S-962 | LED Wall Sconce |  | WALL SCONCE | Ravel | Wall / Bath Lighting | Brushed Nickel | 962 | Steel |  |  |  | Satin White Acrylic |  |  | 1 | No | 1000 | 3000 | 90 | 14 | 120 | 19 - Integrated | MODS - Modules |  | 5 | 100 | LED | 14 | 14 | 50000 | 0 | [12 empty] | 93.98 | 187.96 | 281.94 | W:9 1/2'' H:10 1/2'' E:4'' | 3.2 |  |  | 9.5 | 10.5 | Wall / Bath |  |  |  |  | 4 |  | No |  | No | [21 empty] | DP:1'' W:7 1/4'' H:10 1/2'' OB UP:5 1/4'' Rectangular |  |  |  | 6.5 | Black/White |  |  | Hardwired | 1 | 0 | 0 | 0 | 1 | 0 | 0 | 0 | 0 | 0 | 0 | 785652064234 | 11.5 | 5.5 | 13.7 | 3.125 | 0.501 | 125 | Yes | 4 | 10785652064231 | 23 | 12.75 | 14.5 | 14.45 | 2.461 | Yes |  | cETL Damp | LED WALL SCONCE-962 | LED Wall Sconce |  | 4933593S-962.jpg | 49335ble.jpg
4934093S-962 | LED Wall Sconce |  | WALL SCONCE | Faron | Wall / Bath Lighting | Brushed Nickel | 962 | Steel |  |  |  | Satin White Acrylic |  |  | 1 | No | 1000 | 3000 | 90 | 14 | 120 | 19 - Integrated | MODS - Modules |  | 5 | 100 | LED | 14 | 14 | 50000 | 0 | [12 empty] | 93.98 | 187.96 | 281.94 | W:6'' H:12 1/2'' E:3 1/2'' | 2.4 |  |  | 6 | 12.5 | Wall / Bath |  |  |  |  | 3.5 |  | No |  | No | [21 empty] | DP:1'' W:5 1/4'' H:11'' OB UP:6 1/4'' Rectangular |  |  |  | 6.5 | Black/White |  |  | Hardwired | 1 | 0 | 0 | 0 | 1 | 0 | 0 | 0 | 0 | 0 | 0 | 785652064241 | 16 | 9 | 6.5 | 3.4 | 0.542 | 125 | Yes | 4 | 10785652064248 | 25.75 | 17 | 9.5 | 14.6 | 2.407 | Yes |  | cETL Damp | LED WALL SCONCE-962 | LED Wall Sconce |  | 4934093S-962.jpg | 49340ble.jpg
49374S-15 | Vivid LED Undercabinet 7.5in 3000K White | The Vivid LED Self Contained Undercabinet series by Sea Gull Lighting brings the classic xenon or fluorescent under cabinet light to the next level of sophistication. Using high quality LED technology, these fixtures achieve great light output and a high level of energy efficiency at an extremely affordable price point. Available in 5 sizes (7.5”, 12”, 18”, 24” and 30”) and two finish options (White and Antique Bronze) for full versatility. With local on/off switches and the ability to be dimmed down to 10%, these fixtures work well for different activities or times of day. ENERGY STAR qualified. With efficacy well over 50 lumens/watt, fixtures are California CEC Title 24 certified. | UNDER CABINET | Vivid LED Undercabinet | Under Cabinet Lighting | White | 15 | [7 empty] | 1 | No | 343 | 3000 | 90 | 6.4 | 120 | 19 - Integrated | LED - Array |  | 10 | 100 | LED | 6.4 | 6.4 | 50000 | 0 | [12 empty] | 43.98 | 87.96 | 131.94 | L:7 1/2'' W:3 1/8'' H:1'' | 0.6 |  | 7.5 | 3.125 | 1 | [7 empty] | No |  | No | [29 empty] | Plug In | 0 | 0 | 0 | 1 | 1 | 0 | 1 | 0 | 0 | 0 | 0 | 785652040740 | 9 | 3.5 | 1.5 | 0.8 | 0.027 | 65 | Yes | 6 | 10785652040747 | 10 | 9.5 | 4 | 5.3 | 0.22 | Yes |  | cETL Damp | LED UNDERCAB 7.5IN 3000K-15 | Vivid LED Undercabinet 7.5in 3000K White |  | 49374S-15.jpg | 49374S.jpg
49375S-15 | Vivid LED Undercabinet 12in 3000K White | The Vivid LED Self Contained Undercabinet series by Sea Gull Lighting brings the classic xenon or fluorescent under cabinet light to the next level of sophistication. Using high quality LED technology, these fixtures achieve great light output and a high level of energy efficiency at an extremely affordable price point. Available in 5 sizes (7.5”, 12”, 18”, 24” and 30”) and two finish options (White and Antique Bronze) for full versatility. With local on/off switches and the ability to be dimmed down to 10%, these fixtures work well for different activities or times of day. ENERGY STAR qualified. With efficacy well over 50 lumens/watt, fixtures are California CEC Title 24 certified. | UNDER CABINET | Vivid LED Undercabinet | Under Cabinet Lighting | White | 15 | [7 empty] | 1 | No | 575 | 3000 | 90 | 9.7 | 120 | 19 - Integrated | LED - Array |  | 10 | 100 | LED | 9.7 | 9.7 | 50000 | 0 | [12 empty] | 49.98 | 99.96 | 149.94 | L:12'' W:3 1/8'' H:1'' | 1 |  | 12 | 3.125 | 1 | [7 empty] | No |  | No | [29 empty] | Plug In | 0 | 0 | 0 | 1 | 1 | 0 | 1 | 0 | 0 | 0 | 0 | 785652040771 | 13.5 | 3.5 | 1.5 | 1.2 | 0.041 | 65 | Yes | 6 | 10785652040778 | 14.75 | 9.5 | 4 | 7.5 | 0.324 | Yes |  | cETL Damp | LED UNDERCAB 12IN 3000K-15 | Vivid LED Undercabinet 12in 3000K White |  | 49375S-15.jpg | 49375S.jpg
49376S-15 | Vivid LED Undercabinet 18in 3000K White | The Vivid LED Self Contained Undercabinet series by Sea Gull Lighting brings the classic xenon or fluorescent under cabinet light to the next level of sophistication. Using high quality LED technology, these fixtures achieve great light output and a high level of energy efficiency at an extremely affordable price point. Available in 5 sizes (7.5”, 12”, 18”, 24” and 30”) and two finish options (White and Antique Bronze) for full versatility. With local on/off switches and the ability to be dimmed down to 10%, these fixtures work well for different activities or times of day. ENERGY STAR qualified. With efficacy well over 50 lumens/watt, fixtures are California CEC Title 24 certified. | UNDER CABINET | Vivid LED Undercabinet | Under Cabinet Lighting | White | 15 | [7 empty] | 1 | No | 900 | 3000 | 90 | 15.5 | 120 | 19 - Integrated | LED - Array |  | 10 | 100 | LED | 15.5 | 15.5 | 50000 | 0 | [12 empty] | 59.48 | 118.96 | 178.44 | L:18'' W:3 1/8'' H:1'' | 1.3 |  | 18 | 3.125 | 1 | [7 empty] | No |  | No | [29 empty] | Plug In | 0 | 0 | 0 | 1 | 1 | 0 | 1 | 0 | 0 | 0 | 0 | 785652040825 | 19.25 | 3.5 | 1.5 | 1.6 | 0.058 | 65 | Yes | 6 | 10785652040822 | 20.75 | 9.5 | 4 | 10.2 | 0.456 | Yes |  | cETL Damp | LED UNDERCAB 18IN 3000K-15 | Vivid LED Undercabinet 18in 3000K White |  | 49376S-15.jpg | 49376S.jpg
49377S-15 | Vivid LED Undercabinet 24in 3000K White | The Vivid LED Self Contained Undercabinet series by Sea Gull Lighting brings the classic xenon or fluorescent under cabinet light to the next level of sophistication. Using high quality LED technology, these fixtures achieve great light output and a high level of energy efficiency at an extremely affordable price point. Available in 5 sizes (7.5”, 12”, 18”, 24” and 30”) and two finish options (White and Antique Bronze) for full versatility. With local on/off switches and the ability to be dimmed down to 10%, these fixtures work well for different activities or times of day. ENERGY STAR qualified. With efficacy well over 50 lumens/watt, fixtures are California CEC Title 24 certified. | UNDER CABINET | Vivid LED Undercabinet | Under Cabinet Lighting | White | 15 | [7 empty] | 1 | No | 1245 | 3000 | 90 | 20.6 | 120 | 19 - Integrated | LED - Array |  | 10 | 100 | LED | 20.6 | 20.6 | 50000 | 0 | [12 empty] | 71.48 | 142.96 | 214.44 | L:24'' W:3 1/8'' H:1'' | 1.8 |  | 24 | 3.125 | 1 | [7 empty] | No |  | No | [29 empty] | Plug In | 0 | 0 | 0 | 1 | 1 | 0 | 1 | 0 | 0 | 0 | 0 | 785652040887 | 25.25 | 3.5 | 1.5 | 2.1 | 0.077 | 65 | Yes | 6 | 10785652040884 | 27 | 9 | 4 | 13.2 | 0.563 | Yes |  | cETL Damp | LED UNDERCAB 24IN 3000K-15 | Vivid LED Undercabinet 24in 3000K White |  | 49377S-15.jpg | 49377S.jpg
49378S-15 | Vivid LED Undercabinet 30in 3000K White | The Vivid LED Self Contained Undercabinet series by Sea Gull Lighting brings the classic xenon or fluorescent under cabinet light to the next level of sophistication. Using high quality LED technology, these fixtures achieve great light output and a high level of energy efficiency at an extremely affordable price point. Available in 5 sizes (7.5”, 12”, 18”, 24” and 30”) and two finish options (White and Antique Bronze) for full versatility. With local on/off switches and the ability to be dimmed down to 10%, these fixtures work well for different activities or times of day. ENERGY STAR qualified. With efficacy well over 50 lumens/watt, fixtures are California CEC Title 24 certified. | UNDER CABINET | Vivid LED Undercabinet | Under Cabinet Lighting | White | 15 | [7 empty] | 1 | No | 1461 | 3000 | 90 | 26 | 120 | 19 - Integrated | LED - Array |  | 10 | 100 | LED | 26 | 26 | 50000 | 0 | [12 empty] | 80.98 | 161.96 | 242.94 | L:30'' W:3 1/8'' H:1'' | 2.1 |  | 30 | 3.125 | 1 | [7 empty] | No |  | No | [29 empty] | Plug In | 0 | 0 | 0 | 1 | 1 | 0 | 1 | 0 | 0 | 0 | 0 | 785652040948 | 31.25 | 3.5 | 1.5 | 2.6 | 0.095 | 65 | Yes | 6 | 10785652040945 | 32.5 | 9.5 | 4 | 16.3 | 0.715 | Yes |  | cETL Damp | LED UNDERCAB 30IN 3000K-15 | Vivid LED Undercabinet 30in 3000K White |  | 49378S-15.jpg | 49378S.jpg
4940EN3-68 | Three Light Wall / Bath | These efficient fixtures utilize a white acrylic diffuser for shatter resistance. They are U.L. listed for damp locations and meet ADA requirements for accessibility. | BATH | Pillow Lens | Wall / Bath Lighting | White Plastic | 68 |  |  |  |  | White Plastic Acrylic | 3 Medium A19 9.3w |  | 3 | Yes | [14 empty] | 0 | [12 empty] | 122.55 | 245.1 | 367.65 | W:25 3/4'' H:6 3/4'' E:3 1/2'' | 2.45 |  |  | 25.75 | 6.75 | Other |  |  |  |  | 3.5 |  | No |  | No | [25 empty] | 6.5 | Black/White |  |  | Hardwired | 1 | 0 | 0 | 1 | 1 | 0 | 0 | 0 | 0 | 0 | 0 | 785652065309 | 27.18 | 10.5 | 7 | 3.2 | 1.156 | 250 | Yes | [8 empty] | UL Damp | cUL Damp | PILLOW LENS 3L BATH-68 | Three Light Wall / Bath |  | 4940EN3-68.png | 4940EN3.jpg
49430L-57 | NEO CLASSIC Two Light Quad Pin ADA Wall Sconce | Our ADA wall sconce designs with incandescent and LED lamping options meet ADA compliance standards for low-profile extension off the wall, while providing you many style options. Perfect for commercial, multi-family residential and various other situations were accessibility is a concern. | Fluorescent Wall/Bath/Vanity | ADA Wall Sconces | Wall / Bath Lighting | Weathered Pewter | 57 | [5 empty] | 1 GU24 Self Ballasted CFL 13w |  | 1 | Yes | [27 empty] | 59 | 118 | 177 | [13 empty] | No |  | No | [30 empty] | 1 | 0 | 1 | 0 | 0 | 0 | 0 | 0 | 0 | 0 | 0 | 785652228636 | [17 empty] | NEO CLASSIC Two Light Quad Pin ADA Wall Sconce | Two Light Wall Sconce |  | 49430L-57.jpg | 49430L.jpg
4975BLE-15 | 12.25" Self-Contained Fluorescent | Ambiance Self-Contained Fluorescent Lighting is designed with quality and performance in mind. The low profile design is optimal for confined areas. High performance electronic ballasts and T5 lamps provide instant-on, flicker-free light. Contains multiple knockouts for ease of installation and linking units together. | UNDER CABINET | Self-Contained Fluorescent Lighting | Under Cabinet Lighting | White | 15 |  |  |  |  | White Acrylic |  |  | 1 | No | 390 | 3000 | 82 | 8 | 120 | O - Mini Bi-Pin | 28 - Tri-Phosphor T-5 |  |  |  | Fluorescent | 8 | 8 | 10000 | 0 | [12 empty] | 36.98 | 73.96 | 110.94 | L:12 1/4'' W:5'' H:1'' | 1.5 |  | 12.25 | 5 | 1 | Key Slots | [6 empty] | No |  | No | [30 empty] | 0 | 0 | 1 | 0 | 1 | 0 | 0 | 0 | 0 | 0 | 0 | 785652049750 | 12.5 | 5.5 | 1.75 | 2 | 0.07 | 65 | Yes | 6 | 10785652049757 | 13 | 12 | 6.25 | 12.9 | 0.564 | Yes | UL Damp | cUL Damp | 12.25 IN T5 UNDERCABINET-15 | One Light Under Cabinet |  | 4975BLE-15.jpg | 4975BLE.jpg
4976BLE-15 | 21.25" Self-Contained Fluorescent | Ambiance Self-Contained Fluorescent Lighting is designed with quality and performance in mind. The low profile design is optimal for confined areas. High performance electronic ballasts and T5 lamps provide instant-on, flicker-free light. Contains multiple knockouts for ease of installation and linking units together. | UNDER CABINET | Self-Contained Fluorescent Lighting | Under Cabinet Lighting | White | 15 |  |  |  |  | White Acrylic |  |  | 1 | No | 855 | 3000 | 82 | 13 | 120 | O - Mini Bi-Pin | 28 - Tri-Phosphor T-5 |  |  |  | Fluorescent | 13 | 13 | 10000 | 0 | [12 empty] | 44.48 | 88.96 | 133.44 | L:21 1/4'' W:5'' H:1'' | 2.5 |  | 21.25 | 5 | 1 | Key Slots | [6 empty] | No |  | No | [30 empty] | 0 | 0 | 1 | 0 | 1 | 0 | 0 | 0 | 0 | 0 | 0 | 785652049767 | 22 | 6 | 2.4 | 3.4 | 0.183 | 70 | Yes | 6 | 10785652049764 | 22.18 | 12.5 | 6.38 | 22.85 | 1.024 | Yes | UL Damp | cUL Damp | 21.25 IN T5 UNDERCABINET-15 | One Light Under Cabinet |  | 4976BLE-15.jpg | 4976BLE.jpg
4977BLE-15 | 24.25" Self-Contained Fluorescent | Ambiance Self-Contained Fluorescent Lighting is designed with quality and performance in mind. The low profile design is optimal for confined areas. High performance electronic ballasts and T5 lamps provide instant-on, flicker-free light. Contains multiple knockouts for ease of installation and linking units together. | UNDER CABINET | Self-Contained Fluorescent Lighting | Under Cabinet Lighting | White | 15 |  |  |  |  | White Acrylic |  |  | 2 | No | 780 | 3000 | 82 | 16 | 120 | O - Mini Bi-Pin | 28 - Tri-Phosphor T-5 |  |  |  | Fluorescent | 16 | 16 | 10000 | 0 | [12 empty] | 61.48 | 122.96 | 184.44 | L:24 1/2'' W:5'' H:1'' | 2.8 |  | 24.5 | 5 | 1 | Key Slots | [6 empty] | No |  | No | [30 empty] | 0 | 0 | 1 | 0 | 1 | 0 | 0 | 0 | 0 | 0 | 0 | 785652049774 | 24.75 | 5.5 | 1.75 | 3.7 | 0.138 | 65 | Yes | 6 | 10785652049771 | 25.5 | 12 | 6.25 | 23.75 | 1.107 | Yes | C-UL-US Damp |  | 24.25 IN 2L T5 UNDERCABINET-15 | Two Light Under Cabinet |  | 4977BLE-15.jpg | 4977BLE.jpg
4978BLE-15 | 33.5" Self-Contained Fluorescent | Ambiance Self-Contained Fluorescent Lighting is designed with quality and performance in mind. The low profile design is optimal for confined areas. High performance electronic ballasts and T5 lamps provide instant-on, flicker-free light. Contains multiple knockouts for ease of installation and linking units together. | UNDER CABINET | Self-Contained Fluorescent Lighting | Under Cabinet Lighting | White | 15 |  |  |  |  | White Acrylic |  |  | 2 | No | 1245 | 3000 | 82 | 21 | 120 | O - Mini Bi-Pin | 28 - Tri-Phosphor T-5 |  |  |  | Fluorescent | 21 | 21 | 10000 | 0 | [12 empty] | 57 | 114 | 171 | L:33 1/2'' W:5'' H:1'' | 3.6 |  | 33.5 | 5 | 1 | Key Slots | [6 empty] | No |  | No | [30 empty] | 0 | 0 | 1 | 0 | 1 | 0 | 0 | 0 | 0 | 0 | 0 | 785652049781 | 34.5 | 12.58 | 6.25 | 4.2 | 1.57 | 60 | Yes | 6 | 10785652049788 | 33.75 | 5.5 | 1.78 | 27.15 | 0.191 | Yes | UL Damp | cUL Damp | Undercabinet Two Light Fluorescent White Finish | Two Light Under Cabinet |  | 4978BLE-15.jpg | 4978BLE.jpg
5102506-112 | Six Light Pendant |  | LINE VOLTAGE PENDANT | Mellita | Pendants | Midnight Black | 112 | Steel | Satin Etched Glass | D:7.5" W:0.125" |  |  | 6 Candelabra Torpedo 40w |  | 6 | No | [14 empty] | 0 | [12 empty] | 199.5 | 399 | 598.5 | D:21'' H:15 1/2'' O:54'' |  | 21 |  |  | 15.5 | Screw Collar - Chain |  |  | 54 |  |  |  | No |  | No | [20 empty] | D:5'' H:3/4'' Round |  |  |  |  | 72 | Black | 36 |  | Hardwired | 0 | 0 | 0 | 0 | 1 | 0 | 0 | 1 | 0 | 0 | 0 | 785652077487 | 27 | 27 | 18 | 23.7 | 7.594 | 250 | Yes | [9 empty] | cETL Damp | MELLITA 6L PENDANT-112 | Six Light Pendant |  | 5102506-112.jpg | 5102506.jpg
5102506-848 | Six Light Pendant |  | LINE VOLTAGE PENDANT | Mellita | Pendants | Satin Bronze | 848 | Steel | Satin Etched Glass | D:7.5" W:0.125" |  |  | 6 Candelabra Torpedo 40w |  | 6 | No | [14 empty] | 0 | [12 empty] | 199.5 | 399 | 598.5 | D:21'' H:15 1/2'' O:54'' |  | 21 |  |  | 15.5 | Screw Collar - Chain |  |  | 54 |  |  |  | No |  | No | [20 empty] | D:5'' H:3/4'' Round |  |  |  |  | 72 | Gold | 36 |  | Hardwired | 0 | 0 | 0 | 0 | 1 | 0 | 0 | 1 | 0 | 0 | 0 | 785652077494 | 27 | 27 | 18 | 23.7 | 7.594 | 250 | Yes | [9 empty] | cETL Damp | MELLITA 6L PENDANT-848 | Six Light Pendant |  | 5102506-848.jpg | 5102506.jpg
5102506EN-112 | Six Light Pendant |  | LINE VOLTAGE PENDANT | Mellita | Pendants | Midnight Black | 112 | Steel | Satin Etched Glass | D:7.5" W:0.125" |  |  | 6 Candelabra Torpedo 3.5w |  | 6 | Yes | [14 empty] | 0 | [12 empty] | 234.5 | 469 | 703.5 | D:21'' H:15 1/2'' O:54'' |  | 21 |  |  | 15.5 | Screw Collar - Chain |  |  | 54 |  |  |  | No |  | No | [20 empty] | D:5'' H:3/4'' Round |  |  |  |  | 72 | Black | 36 |  | Hardwired | 0 | 0 | 0 | 1 | 1 | 0 | 0 | 0 | 0 | 0 | 0 | 785652081026 | [16 empty] | cETL Damp | MELLITA 6L PENDANT-112 | Six Light Pendant |  | 5102506EN-112.jpg | 5102506EN.jpg
5102506EN-848 | Six Light Pendant |  | LINE VOLTAGE PENDANT | Mellita | Pendants | Satin Bronze | 848 | Steel | Satin Etched Glass | D:7.5" W:0.125" |  |  | 6 Candelabra Torpedo 3.5w |  | 6 | Yes | [14 empty] | 0 | [12 empty] | 234.5 | 469 | 703.5 | D:21'' H:15 1/2'' O:54'' |  | 21 |  |  | 15.5 | Screw Collar - Chain |  |  | 54 |  |  |  | No |  | No | [20 empty] | D:5'' H:3/4'' Round |  |  |  |  | 72 | Gold | 36 |  | Hardwired | 0 | 0 | 0 | 1 | 1 | 0 | 0 | 0 | 0 | 0 | 0 | 785652081033 | [16 empty] | cETL Damp | MELLITA 6L PENDANT-848 | Six Light Pendant |  | 5102506EN-848.jpg | 5102506EN.jpg
51035-962 | One Light Hall / Foyer | The Metropolis collection from Sea Gull Lighting delivers a subtle urban feel that's not overwhelming. The simple, softly curved design takes a dramatic turn with a rich Brushed Nickel finish and Satin Etched glass. Use Metropolis to coordinate with a wide range of interior design, from traditional to eclectic to add a level of eye catching shapes and texture. The assortment includes five-light and three-light chandeliers, pendants in three sizes, a flush mount ceiling fixture and a one-light up-light wall sconce. Both incandescent lamping and ENERGY STAR-qualified LED lamping are available. All fixtures are California Title 24 compliant. | CEILING | Metropolis | Ceiling Lights | Brushed Nickel | 962 | Steel | Satin Etched Glass | D:8" |  |  | 1 Medium A19 100w |  | 1 | No | [14 empty] | 0 | [12 empty] | 45.5 | 91 | 136.5 | D:8 1/2'' H:14'' O:136'' | 4.8 | 8.5 |  |  | 14 | Cap Nuts |  | 12.25 | 136 |  |  |  | No |  | No | [20 empty] | D:5'' H:1'' Round |  |  |  |  | 144 | Clear | 120 | N/A | Hardwired | 0 | 0 | 0 | 0 | 1 | 0 | 0 | 1 | 1 | 0 | 0 | 785652510342 | 16 | 10 | 9.5 | 6 | 0.88 | 125 | Yes | [8 empty] | UL Dry | cUL Dry | METROPOLIS 1L FOYER-962 | One Light Hall / Foyer |  | 51035-962.jpg | 51035.jpg
51035EN3-962 | One Light Semi-Flush Convertible Pendant | The Metropolis collection from Sea Gull Lighting delivers a subtle urban feel that's not overwhelming. The simple, softly curved design takes a dramatic turn with a rich Brushed Nickel finish and Satin Etched glass. Use Metropolis to coordinate with a wide range of interior design, from traditional to eclectic to add a level of eye catching shapes and texture. The assortment includes five-light and three-light chandeliers, pendants in three sizes, a flush mount ceiling fixture and a one-light up-light wall sconce. Both incandescent lamping and ENERGY STAR-qualified LED lamping are available. All fixtures are California Title 24 compliant. | CEILING | Metropolis | Ceiling Lights | Brushed Nickel | 962 | Steel | Satin Etched Glass | D:8" |  |  | 1 Medium A19 9.3w |  | 1 | Yes | [14 empty] | 0 | [12 empty] | 58 | 116 | 174 | D:8 1/2'' H:14'' O:136'' | 4.8 | 8.5 |  |  | 14 | Dual Mount |  | 12.25 | 136 |  |  |  | No |  | No | [20 empty] | D:5'' H:1'' Round |  |  |  |  | 144 | Clear | 120 | N/A | Hardwired | 0 | 0 | 0 | 1 | 1 | 0 | 0 | 0 | 0 | 0 | 0 | 785652050275 | 16 | 10 | 9.5 | 6 | 0.88 | 125 | Yes | [8 empty] | ETL Dry | cETL Dry | METROPOLIS 1L FOYER-962 | One Light Semi-Flush Convertible Pendant |  | 51035EN3-962.jpg | 51035.jpg
5106712-112 | Small Twelve Light Chandelier |  | CHANDELIERS | Wyn | Chandeliers | Midnight Black | 112 | Steel |  |  |  |  | 12 Candelabra Torpedo 60w |  | 12 | No | [14 empty] | 0 | [12 empty] | 149.5 | 299 | 448.5 | L:29 3/8'' W:29 3/8'' H:17'' O:61'' |  |  | 29.375 | 29.375 | 17 | Screw Collar - Stem |  |  | 61 |  |  |  | No |  | No | [20 empty] | D:5'' H:3/4'' Round |  |  |  |  | 120 | Black |  |  | Hardwired | 0 | 0 | 0 | 0 | 1 | 0 | 0 | 1 | 0 | 0 | 0 | 785652077500 | 35.5 | 24 | 9.5 | 14.2 | 4.684 | 250 | Yes | [9 empty] | cETL Damp | WYN 12L SMALL CHAND-112 | Small Twelve Light Chandelier |  | 5106712-112.jpg | 5106712.jpg
5106712EN-112 | Small Twelve Light Chandelier |  | CHANDELIERS | Wyn | Chandeliers | Midnight Black | 112 | Steel |  |  |  |  | 12 Candelabra Torpedo 3.5w |  | 12 | Yes | [14 empty] | 0 | [12 empty] | 219.5 | 439 | 658.5 | L:29 3/8'' W:29 3/8'' H:17'' O:61'' |  |  | 29.375 | 29.375 | 17 | Screw Collar - Stem |  |  | 61 |  |  |  | No |  | No | [20 empty] | D:5'' H:3/4'' Round |  |  |  |  | 120 | Black |  |  | Hardwired | 0 | 0 | 0 | 1 | 1 | 0 | 0 | 0 | 0 | 0 | 0 | 785652081064 | [16 empty] | cETL Damp | WYN 12L SMALL CHAND-112 | Small Twelve Light Chandelier |  | 5106712EN-112.jpg | 5106712EN.jpg
51121-820 | Eight Light Hall / Foyer | The Del Prato collection by Sea Gull Lighting has a rustic transitional style making it a great choice for all décor styles. Sweeping curves add interest without complication. Coordinate Del Prato in the Chestnut Bronze finish with earth tone walls for an added level of sophistication. The Seeded, Acid-Etched glass shades with a Café Tint contribute to the overall impact as well. The assortment includes nine-light and five-light chandeliers, pendants in five sizes, both flush and semi-flush ceiling fixtures, as well as one-light, two-light, three-light and four-light wall/bath fixtures. Most of these fixtures easily convert to LED by purchasing LED replacement lamps sold separately. | LINE VOLTAGE PENDANT | Del Prato | Pendants | Chestnut Bronze | 820 | Resin / Steel |  |  |  |  | 8 Candelabra Torpedo 60w |  | 8 | No | [14 empty] | 0 | [12 empty] | 442.5 | 885 | 1327.5 | D:21 1/4'' H:43 1/4'' O:166 1/2'' | 23.7 | 21.25 |  |  | 43.25 | Center Lock-Up |  |  | 166.5 |  |  |  | No |  | No | [20 empty] | D:6'' DP:1 5/8'' Round |  |  |  |  | 144 | Brown | 120 | N/A | Hardwired | 0 | 0 | 0 | 0 | 1 | 0 | 0 | 1 | 1 | 0 | 0 | 785652075841 | 18.25 | 15.5 | 39.5 | 33.85 | 6.466 | 175 | Yes | [8 empty] | UL Dry | cUL Dry | DEL PRATO 8L FOYER-820 | Eight Light Hall / Foyer |  | 51121-820.jpg | 51121.jpg
51121EN-820 | Eight Light Hall / Foyer | The Del Prato collection by Sea Gull Lighting has a rustic transitional style making it a great choice for all décor styles. Sweeping curves add interest without complication. Coordinate Del Prato in the Chestnut Bronze finish with earth tone walls for an added level of sophistication. The Seeded, Acid-Etched glass shades with a Café Tint contribute to the overall impact as well. The assortment includes nine-light and five-light chandeliers, pendants in five sizes, both flush and semi-flush ceiling fixtures, as well as one-light, two-light, three-light and four-light wall/bath fixtures. Most of these fixtures easily convert to LED by purchasing LED replacement lamps sold separately. | LINE VOLTAGE PENDANT | Del Prato | Pendants | Chestnut Bronze | 820 | Resin / Steel |  |  |  |  | 8 Candelabra Torpedo 3.5w |  | 8 | Yes | [14 empty] | 0 | [12 empty] | 454.8 | 909.6 | 1364.4 | D:21 1/4'' H:43 1/4'' O:166 1/2'' | 23.7 | 21.25 |  |  | 43.25 | Center Lock-Up |  |  | 166.5 |  |  |  | No |  | No | [20 empty] | D:6'' DP:1 5/8'' Round |  |  |  |  | 144 | Brown | 120 | N/A | Hardwired | 0 | 0 | 0 | 1 | 1 | 0 | 0 | 0 | 1 | 0 | 0 | 785652030635 | 18.25 | 15.5 | 39.5 | 33.85 | 6.466 | 175 | Yes | [8 empty] | UL Dry | cUL Dry | DEL PRATO 8L FOYER-820 | Eight Light Hall / Foyer |  | 51121EN-820.jpg | 51121.jpg
5115004-05 | Medium Four Light Hall / Foyer | The transitional Perryton pendant light collection by Sea Gull Lighting is inspired by stately, carriage lanterns. The updated open frame is formed with sleek square steel tubing, and each pendant is a generously proportioned, minimalist silhouette completed in either textured Blacksmith or Heirloom Bronze finishes. Offered are small and large four-light hall/foyer pendants, an eight-light hall/foyer pendant and an eight-light island pendant. Incandescent candelabra base lamping. Damp rated, Perryton is also ideal as a focal point on a covered patio or porch. | LINE VOLTAGE PENDANT | Perryton | Pendants | Chrome | 5 | Steel |  |  |  |  | 4 Candelabra Torpedo 60w |  | 4 | No | [14 empty] | 0 | [12 empty] | 163.45 | N/A | 490.35 | L:15 1/2'' W:15 1/2'' H:23 1/4'' O:69 3/4'' | 9 |  | 15.5 | 15.5 | 23.25 | Center Lock-Up |  |  | 69.75 |  |  |  | No |  | No | [20 empty] | D:5'' H:3/4'' Round |  |  |  |  | 120 | Clear Silver |  |  | Hardwired | 0 | 0 | 0 | 0 | 1 | 0 | 0 | 0 | 0 | 0 | 0 | 785652078323 | 29.75 | 21.75 | 21.75 | 15.5 | 8.144 | 300 | Yes | [9 empty] | cETL Damp | PERRYTON 4L FOYER-05 | Medium Four Light Hall / Foyer |  | 5115004-05.jpg | 5115004.jpg
5115004-782 | Medium Four Light Hall / Foyer | The transitional Perryton pendant light collection by Sea Gull Lighting is inspired by stately, carriage lanterns. The updated open frame is formed with sleek square steel tubing, and each pendant is a generously proportioned, minimalist silhouette completed in either textured Blacksmith or Heirloom Bronze finishes. Offered are small and large four-light hall/foyer pendants, an eight-light hall/foyer pendant and an eight-light island pendant. Incandescent candelabra base lamping. Damp rated, Perryton is also ideal as a focal point on a covered patio or porch. | LINE VOLTAGE PENDANT | Perryton | Pendants | Heirloom Bronze | 782 | Steel |  |  |  |  | 4 Candelabra Torpedo 60w |  | 4 | No | [14 empty] | 0 | [12 empty] | 169.98 | N/A | 509.94 | L:15 1/2'' W:15 1/2'' H:23 1/4'' O:69 3/4'' | 9 |  | 15.5 | 15.5 | 23.25 | Center Lock-Up |  |  | 69.75 |  |  |  | No |  | No | [20 empty] | D:5'' H:3/4'' Round |  |  |  |  | 120 | Brown |  |  | Hardwired | 0 | 0 | 0 | 0 | 1 | 0 | 0 | 0 | 0 | 0 | 0 | 785652059599 | 27 | 18.5 | 18.25 | 11.2 | 5.275 | 250 | Yes | [9 empty] | cETL Damp | PERRYTON 4L FOYER-782 | Medium Four Light Hall / Foyer |  | 5115004-782.png | 5115004.jpg
5115004-839 | Medium Four Light Hall / Foyer | The transitional Perryton pendant light collection by Sea Gull Lighting is inspired by stately, carriage lanterns. The updated open frame is formed with sleek square steel tubing, and each pendant is a generously proportioned, minimalist silhouette completed in either textured Blacksmith or Heirloom Bronze finishes. Offered are small and large four-light hall/foyer pendants, an eight-light hall/foyer pendant and an eight-light island pendant. Incandescent candelabra base lamping. Damp rated, Perryton is also ideal as a focal point on a covered patio or porch. | LINE VOLTAGE PENDANT | Perryton | Pendants | Blacksmith | 839 | Steel |  |  |  |  | 4 Candelabra Torpedo 60w |  | 4 | No | [14 empty] | 0 | [12 empty] | 169.98 | N/A | 509.94 | L:15 1/2'' W:15 1/2'' H:23 1/4'' O:69 3/4'' | 9 |  | 15.5 | 15.5 | 23.25 | Center Lock-Up |  |  | 69.75 |  |  |  | No |  | No | [20 empty] | D:5'' H:3/4'' Round |  |  |  |  | 120 | Black |  |  | Hardwired | 0 | 0 | 0 | 0 | 1 | 0 | 0 | 0 | 0 | 0 | 0 | 785652108334 | 27 | 18.5 | 18.25 | 10.7 | 5.275 | 250 | Yes | [9 empty] | cETL Damp | PERRYTON 4L FOYER-839 | Medium Four Light Hall / Foyer |  | 5115004-839.png | 5115004.jpg
5115004-848 | Medium Four Light Hall / Foyer | The transitional Perryton pendant light collection by Sea Gull Lighting is inspired by stately, carriage lanterns. The updated open frame is formed with sleek square steel tubing, and each pendant is a generously proportioned, minimalist silhouette completed in either textured Blacksmith or Heirloom Bronze finishes. Offered are small and large four-light hall/foyer pendants, an eight-light hall/foyer pendant and an eight-light island pendant. Incandescent candelabra base lamping. Damp rated, Perryton is also ideal as a focal point on a covered patio or porch. | LINE VOLTAGE PENDANT | Perryton | Pendants | Satin Bronze | 848 | Steel |  |  |  |  | 4 Candelabra Torpedo 60w |  | 4 | No | [14 empty] | 0 | [12 empty] | 163.45 | N/A | 490.35 | L:15 1/2'' W:15 1/2'' H:23 1/4'' O:69 3/4'' | 9 |  | 15.5 | 15.5 | 23.25 | Center Lock-Up |  |  | 69.75 |  |  |  | No |  | No | [20 empty] | D:5'' H:3/4'' Round |  |  |  |  | 120 | Clear Gold |  |  | Hardwired | 0 | 0 | 0 | 0 | 1 | 0 | 0 | 0 | 0 | 0 | 0 | 785652078330 | 27 | 18.5 | 18.25 | 11.2 | 5.275 | 250 | Yes | [9 empty] | cETL Damp | PERRYTON 4L FOYER-848 | Medium Four Light Hall / Foyer |  | 5115004-848.jpg | 5115004.jpg
5115004EN-05 | Medium Four Light Hall / Foyer | The transitional Perryton pendant light collection by Sea Gull Lighting is inspired by stately, carriage lanterns. The updated open frame is formed with sleek square steel tubing, and each pendant is a generously proportioned, minimalist silhouette completed in either textured Blacksmith or Heirloom Bronze finishes. Offered are small and large four-light hall/foyer pendants, an eight-light hall/foyer pendant and an eight-light island pendant. Incandescent candelabra base lamping. Damp rated, Perryton is also ideal as a focal point on a covered patio or porch. | LINE VOLTAGE PENDANT | Perryton | Pendants | Chrome | 5 | Steel |  |  |  |  | 4 Candelabra Torpedo 3.5w |  | 4 | Yes | [14 empty] | 0 | [12 empty] | 182.95 | 365.9 | 548.85 | L:15 1/2'' W:15 1/2'' H:23 1/4'' O:69 3/4'' | 9 |  | 15.5 | 15.5 | 23.25 | Center Lock-Up |  |  | 69.75 |  |  |  | No |  | No | [20 empty] | D:5'' H:3/4'' Round |  |  |  |  | 120 | Clear Silver |  |  | Hardwired | 0 | 0 | 0 | 1 | 1 | 0 | 0 | 0 | 0 | 0 | 0 | 785652082689 | 27 | 18.5 | 18.25 | 11.2 | 5.275 | 250 | Yes | [9 empty] | cETL Damp | PERRYTON 4L FOYER-05 | Medium Four Light Hall / Foyer |  | 5115004EN-05.jpg | 5115004EN.jpg
5115004EN-782 | Medium Four Light Hall / Foyer | The transitional Perryton pendant light collection by Sea Gull Lighting is inspired by stately, carriage lanterns. The updated open frame is formed with sleek square steel tubing, and each pendant is a generously proportioned, minimalist silhouette completed in either textured Blacksmith or Heirloom Bronze finishes. Offered are small and large four-light hall/foyer pendants, an eight-light hall/foyer pendant and an eight-light island pendant. Incandescent candelabra base lamping. Damp rated, Perryton is also ideal as a focal point on a covered patio or porch. | LINE VOLTAGE PENDANT | Perryton | Pendants | Heirloom Bronze | 782 | Steel |  |  |  |  | 4 Candelabra Torpedo 3.5w |  | 4 | Yes | [14 empty] | 0 | [12 empty] | 187.98 | N/A | 563.94 | L:15 1/2'' W:15 1/2'' H:23 1/4'' O:69 3/4'' | 9 |  | 15.5 | 15.5 | 23.25 | Center Lock-Up |  |  | 69.75 |  |  |  | No |  | No | [20 empty] | D:5'' H:3/4'' Round |  |  |  |  | 120 | Brown |  |  | Hardwired | 0 | 0 | 0 | 1 | 1 | 0 | 0 | 0 | 0 | 0 | 0 | 785652060137 | 27 | 18.5 | 18.25 | 11.2 | 5.275 | 250 | Yes | [9 empty] | cETL Damp | PERRYTON 4L FOYER-782 | Medium Four Light Hall / Foyer |  | 5115004EN-782.jpg | 5115004EN.jpg
5115004EN-839 | Medium Four Light Hall / Foyer | The transitional Perryton pendant light collection by Sea Gull Lighting is inspired by stately, carriage lanterns. The updated open frame is formed with sleek square steel tubing, and each pendant is a generously proportioned, minimalist silhouette completed in either textured Blacksmith or Heirloom Bronze finishes. Offered are small and large four-light hall/foyer pendants, an eight-light hall/foyer pendant and an eight-light island pendant. Incandescent candelabra base lamping. Damp rated, Perryton is also ideal as a focal point on a covered patio or porch. | LINE VOLTAGE PENDANT | Perryton | Pendants | Blacksmith | 839 | Steel |  |  |  |  | 4 Candelabra Torpedo 3.5w |  | 4 | Yes | [14 empty] | 0 | [12 empty] | 187.98 | N/A | 563.94 | L:15 1/2'' W:15 1/2'' H:23 1/4'' O:69 3/4'' | 9 |  | 15.5 | 15.5 | 23.25 | Center Lock-Up |  |  | 69.75 |  |  |  | No |  | No | [20 empty] | D:5'' H:3/4'' Round |  |  |  |  | 120 | Black |  |  | Hardwired | 0 | 0 | 0 | 1 | 1 | 0 | 0 | 0 | 0 | 0 | 0 | 785652030642 | 27 | 18.5 | 18.25 | 10.9 | 5.275 | 250 | Yes | [9 empty] | cETL Damp | PERRYTON 4L FOYER-839 | Medium Four Light Hall / Foyer |  | 5115004EN-839.jpg | 5115004.jpg
5115004EN-848 | Medium Four Light Hall / Foyer | The transitional Perryton pendant light collection by Sea Gull Lighting is inspired by stately, carriage lanterns. The updated open frame is formed with sleek square steel tubing, and each pendant is a generously proportioned, minimalist silhouette completed in either textured Blacksmith or Heirloom Bronze finishes. Offered are small and large four-light hall/foyer pendants, an eight-light hall/foyer pendant and an eight-light island pendant. Incandescent candelabra base lamping. Damp rated, Perryton is also ideal as a focal point on a covered patio or porch. | LINE VOLTAGE PENDANT | Perryton | Pendants | Satin Bronze | 848 | Steel |  |  |  |  | 4 Candelabra Torpedo 3.5w |  | 4 | Yes | [14 empty] | 0 | [12 empty] | 182.95 | 365.9 | 548.85 | L:15 1/2'' W:15 1/2'' H:23 1/4'' O:69 3/4'' | 9 |  | 15.5 | 15.5 | 23.25 | Center Lock-Up |  |  | 69.75 |  |  |  | No |  | No | [20 empty] | D:5'' H:3/4'' Round |  |  |  |  | 120 | Clear Gold |  |  | Hardwired | 0 | 0 | 0 | 1 | 1 | 0 | 0 | 0 | 0 | 0 | 0 | 785652082696 | 27 | 18.5 | 18.25 | 11.2 | 5.275 | 250 | Yes | [9 empty] | cETL Damp | PERRYTON 4L FOYER-848 | Medium Four Light Hall / Foyer |  | 5115004EN-848.jpg | 5115004EN.jpg
5115008-05 | Large Eight Light Hall / Foyer | The transitional Perryton pendant light collection by Sea Gull Lighting is inspired by stately, carriage lanterns. The updated open frame is formed with sleek square steel tubing, and each pendant is a generously proportioned, minimalist silhouette completed in either textured Blacksmith or Heirloom Bronze finishes. Offered are small and large four-light hall/foyer pendants, an eight-light hall/foyer pendant and an eight-light island pendant. Incandescent candelabra base lamping. Damp rated, Perryton is also ideal as a focal point on a covered patio or porch. | LINE VOLTAGE PENDANT | Perryton | Pendants | Chrome | 5 | Steel |  |  |  |  | 8 Candelabra Torpedo 60w |  | 8 | No | [14 empty] | 0 | [12 empty] | 250.95 | N/A | 752.85 | L:19'' W:19'' H:30 3/4'' O:77'' | 12.3 |  | 19 | 19 | 30.75 | Center Lock-Up |  |  | 77 |  |  |  | No |  | No | [20 empty] | D:5'' H:3/4'' Round |  |  |  |  | 120 | Clear Silver |  |  | Hardwired | 0 | 0 | 0 | 0 | 1 | 0 | 0 | 0 | 0 | 0 | 0 | 785652078347 | 34 | 22.25 | 21.75 | 16 | 9.522 | 300 | Yes | [9 empty] | cETL Damp | PERRYTON 8L FOYER-05 | Large Eight Light Hall / Foyer |  | 5115008-05.jpg | 5115008.jpg
5115008-782 | Large Eight Light Hall / Foyer | The transitional Perryton pendant light collection by Sea Gull Lighting is inspired by stately, carriage lanterns. The updated open frame is formed with sleek square steel tubing, and each pendant is a generously proportioned, minimalist silhouette completed in either textured Blacksmith or Heirloom Bronze finishes. Offered are small and large four-light hall/foyer pendants, an eight-light hall/foyer pendant and an eight-light island pendant. Incandescent candelabra base lamping. Damp rated, Perryton is also ideal as a focal point on a covered patio or porch. | LINE VOLTAGE PENDANT | Perryton | Pendants | Heirloom Bronze | 782 | Steel |  |  |  |  | 8 Candelabra Torpedo 60w |  | 8 | No | [14 empty] | 0 | [12 empty] | 257.48 | N/A | 772.44 | L:19'' W:19'' H:30 3/4'' O:77'' | 12.3 |  | 19 | 19 | 30.75 | Center Lock-Up |  |  | 77 |  |  |  | No |  | No | [20 empty] | D:5'' H:3/4'' Round |  |  |  |  | 120 | Brown |  |  | Hardwired | 0 | 0 | 0 | 0 | 1 | 0 | 0 | 0 | 0 | 0 | 0 | 785652059605 | 34 | 22.25 | 21.75 | 16 | 9.522 | 300 | Yes | [9 empty] | cETL Damp | PERRYTON 8L FOYER-782 | Large Eight Light Hall / Foyer |  | 5115008-782.png | 5115008.jpg
5115008-839 | Large Eight Light Hall / Foyer | The transitional Perryton pendant light collection by Sea Gull Lighting is inspired by stately, carriage lanterns. The updated open frame is formed with sleek square steel tubing, and each pendant is a generously proportioned, minimalist silhouette completed in either textured Blacksmith or Heirloom Bronze finishes. Offered are small and large four-light hall/foyer pendants, an eight-light hall/foyer pendant and an eight-light island pendant. Incandescent candelabra base lamping. Damp rated, Perryton is also ideal as a focal point on a covered patio or porch. | LINE VOLTAGE PENDANT | Perryton | Pendants | Blacksmith | 839 | Steel |  |  |  |  | 8 Candelabra Torpedo 60w |  | 8 | No | [14 empty] | 0 | [12 empty] | 257.48 | N/A | 772.44 | L:19'' W:19'' H:30 3/4'' O:77'' | 12.3 |  | 19 | 19 | 30.75 | Center Lock-Up |  |  | 77 |  |  |  | No |  | No | [20 empty] | D:5'' H:3/4'' Round |  |  |  |  | 120 | Black |  |  | Hardwired | 0 | 0 | 0 | 0 | 1 | 0 | 0 | 0 | 0 | 0 | 0 | 785652108341 | 34.25 | 22 | 21.75 | 15.3 | 9.484 | 300 | Yes | [9 empty] | cETL Damp | PERRYTON 8L FOYER-839 | Large Eight Light Hall / Foyer |  | 5115008-839.png | 5115008.jpg
5115008-848 | Large Eight Light Hall / Foyer | The transitional Perryton pendant light collection by Sea Gull Lighting is inspired by stately, carriage lanterns. The updated open frame is formed with sleek square steel tubing, and each pendant is a generously proportioned, minimalist silhouette completed in either textured Blacksmith or Heirloom Bronze finishes. Offered are small and large four-light hall/foyer pendants, an eight-light hall/foyer pendant and an eight-light island pendant. Incandescent candelabra base lamping. Damp rated, Perryton is also ideal as a focal point on a covered patio or porch. | LINE VOLTAGE PENDANT | Perryton | Pendants | Satin Bronze | 848 | Steel |  |  |  |  | 8 Candelabra Torpedo 60w |  | 8 | No | [14 empty] | 0 | [12 empty] | 250.95 | N/A | 752.85 | L:19'' W:19'' H:30 3/4'' O:77'' | 12.3 |  | 19 | 19 | 30.75 | Center Lock-Up |  |  | 77 |  |  |  | No |  | No | [20 empty] | D:5'' H:3/4'' Round |  |  |  |  | 120 | Clear Gold |  |  | Hardwired | 0 | 0 | 0 | 0 | 1 | 0 | 0 | 0 | 0 | 0 | 0 | 785652078354 | 34 | 22.25 | 21.75 | 16 | 9.522 | 300 | Yes | [9 empty] | cETL Damp | PERRYTON 8L FOYER-848 | Large Eight Light Hall / Foyer |  | 5115008-848.jpg | 5115008.jpg
5115008EN-05 | Large Eight Light Hall / Foyer | The transitional Perryton pendant light collection by Sea Gull Lighting is inspired by stately, carriage lanterns. The updated open frame is formed with sleek square steel tubing, and each pendant is a generously proportioned, minimalist silhouette completed in either textured Blacksmith or Heirloom Bronze finishes. Offered are small and large four-light hall/foyer pendants, an eight-light hall/foyer pendant and an eight-light island pendant. Incandescent candelabra base lamping. Damp rated, Perryton is also ideal as a focal point on a covered patio or porch. | LINE VOLTAGE PENDANT | Perryton | Pendants | Chrome | 5 | Steel |  |  |  |  | 8 Candelabra Torpedo 3.5w |  | 8 | Yes | [14 empty] | 0 | [12 empty] | 293.95 | 587.9 | 881.85 | L:19'' W:19'' H:30 3/4'' O:77'' | 12.3 |  | 19 | 19 | 30.75 | Center Lock-Up |  |  | 77 |  |  |  | No |  | No | [20 empty] | D:5'' H:3/4'' Round |  |  |  |  | 120 | Clear Silver |  |  | Hardwired | 0 | 0 | 0 | 1 | 1 | 0 | 0 | 0 | 0 | 0 | 0 | 785652082702 | 34 | 22.25 | 21.75 | 16 | 9.522 | 300 | Yes | [9 empty] | cETL Damp | PERRYTON 8L FOYER-05 | Large Eight Light Hall / Foyer |  | 5115008EN-05.jpg | 5115008EN.jpg
5115008EN-782 | Large Eight Light Hall / Foyer | The transitional Perryton pendant light collection by Sea Gull Lighting is inspired by stately, carriage lanterns. The updated open frame is formed with sleek square steel tubing, and each pendant is a generously proportioned, minimalist silhouette completed in either textured Blacksmith or Heirloom Bronze finishes. Offered are small and large four-light hall/foyer pendants, an eight-light hall/foyer pendant and an eight-light island pendant. Incandescent candelabra base lamping. Damp rated, Perryton is also ideal as a focal point on a covered patio or porch. | LINE VOLTAGE PENDANT | Perryton | Pendants | Heirloom Bronze | 782 | Steel |  |  |  |  | 8 Candelabra Torpedo 3.5w |  | 8 | Yes | [14 empty] | 0 | [12 empty] | 299.98 | N/A | 899.94 | L:19'' W:19'' H:30 3/4'' O:77'' | 12.3 |  | 19 | 19 | 30.75 | Center Lock-Up |  |  | 77 |  |  |  | No |  | No | [20 empty] | D:5'' H:3/4'' Round |  |  |  |  | 120 | Brown |  |  | Hardwired | 0 | 0 | 0 | 1 | 1 | 0 | 0 | 0 | 0 | 0 | 0 | 785652060144 | 34 | 22.25 | 21.75 | 16 | 9.522 | 300 | Yes | [9 empty] | cETL Damp | PERRYTON 8L FOYER-782 | Large Eight Light Hall / Foyer |  | 5115008EN-782.jpg | 5115008EN.jpg
5115008EN-839 | Large Eight Light Hall / Foyer | The transitional Perryton pendant light collection by Sea Gull Lighting is inspired by stately, carriage lanterns. The updated open frame is formed with sleek square steel tubing, and each pendant is a generously proportioned, minimalist silhouette completed in either textured Blacksmith or Heirloom Bronze finishes. Offered are small and large four-light hall/foyer pendants, an eight-light hall/foyer pendant and an eight-light island pendant. Incandescent candelabra base lamping. Damp rated, Perryton is also ideal as a focal point on a covered patio or porch. | LINE VOLTAGE PENDANT | Perryton | Pendants | Blacksmith | 839 | Steel |  |  |  |  | 8 Candelabra Torpedo 3.5w |  | 8 | Yes | [14 empty] | 0 | [12 empty] | 299.98 | N/A | 899.94 | L:19'' W:19'' H:30 3/4'' O:77'' | 12.3 |  | 19 | 19 | 30.75 | Center Lock-Up |  |  | 77 |  |  |  | No |  | No | [20 empty] | D:5'' H:3/4'' Round |  |  |  |  | 120 | Black |  |  | Hardwired | 0 | 0 | 0 | 1 | 1 | 0 | 0 | 0 | 0 | 0 | 0 | 785652030659 | 34.25 | 22 | 21.75 | 15.3 | 9.484 | 300 | Yes | [9 empty] | cETL Damp | PERRYTON 8L FOYER-839 | Large Eight Light Hall / Foyer |  | 5115008EN-839.jpg | 5115008.jpg
5115008EN-848 | Large Eight Light Hall / Foyer | The transitional Perryton pendant light collection by Sea Gull Lighting is inspired by stately, carriage lanterns. The updated open frame is formed with sleek square steel tubing, and each pendant is a generously proportioned, minimalist silhouette completed in either textured Blacksmith or Heirloom Bronze finishes. Offered are small and large four-light hall/foyer pendants, an eight-light hall/foyer pendant and an eight-light island pendant. Incandescent candelabra base lamping. Damp rated, Perryton is also ideal as a focal point on a covered patio or porch. | LINE VOLTAGE PENDANT | Perryton | Pendants | Satin Bronze | 848 | Steel |  |  |  |  | 8 Candelabra Torpedo 3.5w |  | 8 | Yes | [14 empty] | 0 | [12 empty] | 293.95 | 587.9 | 881.85 | L:19'' W:19'' H:30 3/4'' O:77'' | 12.3 |  | 19 | 19 | 30.75 | Center Lock-Up |  |  | 77 |  |  |  | No |  | No | [20 empty] | D:5'' H:3/4'' Round |  |  |  |  | 120 | Clear Gold |  |  | Hardwired | 0 | 0 | 0 | 1 | 1 | 0 | 0 | 0 | 0 | 0 | 0 | 785652082719 | 34 | 22.25 | 21.75 | 16 | 9.522 | 300 | Yes | [9 empty] | cETL Damp | PERRYTON 8L FOYER-848 | Large Eight Light Hall / Foyer |  | 5115008EN-848.jpg | 5115008EN.jpg
5119408-782 | Eight Light Hall / Foyer | The traditional Lockheart lantern pendant collection by Sea Gull Lighting is inspired by historic carriage lights. While traditionally placed in entryways and halls, these types of fixtures are increasingly being selected by designers to enhance kitchen islands, dining areas and living rooms. Offered in either Heirloom Bronze or textured Blacksmith finishes, the substantial scale assortment includes four-light and eight-light pendants with Clear glass. Incandescent candelabra base and ENERGY STAR-qualified candelabra base LED lamping are available; all fixtures are California Title 24 compliant. | LINE VOLTAGE PENDANT | Lockheart | Pendants | Heirloom Bronze | 782 | Steel | Clear Glass | L:17.5" W:10.5" H:19.5" | W:17.5" |  | 8 Candelabra B10 Torpedo 60w |  | 8 | No | [14 empty] | 0 | [12 empty] | 309.45 | 618.9 | 928.35 | L:18'' W:18'' H:32 3/4'' O:76 3/4'' | 23.9 |  | 18 | 18 | 32.75 | Dual Mount |  |  | 76.75 |  |  |  | No |  | No | [20 empty] | D:6'' H:1'' Round |  |  |  |  | 120 | Brown |  |  | Hardwired | 0 | 0 | 0 | 0 | 1 | 0 | 0 | 1 | 0 | 0 | 0 | 785652241338 | 24.25 | 20.75 | 24.125 | 28.9 | 7.025 | 175 | Yes | [8 empty] | C-UL-US Damp |  | LOCKHEART 8L FOYER-782 | Eight Light Hall / Foyer |  | 5119408-782.jpg | 5119408.jpg
5119408EN-839 | Eight Light Hall / Foyer | The traditional Lockheart lantern pendant collection by Sea Gull Lighting is inspired by historic carriage lights. While traditionally placed in entryways and halls, these types of fixtures are increasingly being selected by designers to enhance kitchen islands, dining areas and living rooms. Offered in either Heirloom Bronze or textured Blacksmith finishes, the substantial scale assortment includes four-light and eight-light pendants with Clear glass. Incandescent candelabra base and ENERGY STAR-qualified candelabra base LED lamping are available; all fixtures are California Title 24 compliant. | LINE VOLTAGE PENDANT | Lockheart | Pendants | Blacksmith | 839 | Steel | Undefined Glass | L:17.5" W:10.5" H:19.5" | W:17.5" |  | 8 Candelabra Torpedo 3.5w |  | 8 | Yes | [14 empty] | 0 | [12 empty] | 306 | 612 | 918 | L:18'' W:18'' H:32 3/4'' O:76 3/4'' |  |  | 18 | 18 | 32.75 | Dual Mount |  |  | 76.75 |  |  |  | No |  | No | [20 empty] | D:6'' H:1'' Round |  |  |  |  | 120 | Black |  |  | Hardwired | 0 | 0 | 0 | 1 | 1 | 0 | 0 | 0 | 0 | 0 | 0 | 785652030734 | 24.25 | 20.75 | 24.125 | 28.9 | 7.025 | 175 | Yes | [8 empty] | C-UL-US Damp |  | LOCKHEART 8L FOYER-839 | Eight Light Hall / Foyer |  | 5119408EN-839.jpg | 5119408.jpg
5121804-962 | Small Four Light Hall / Foyer |  | LINE VOLTAGE PENDANT | Rennie | Pendants | Brushed Nickel / Midnight Black | 962 / 112 | Steel |  |  |  |  | 4 Candelabra Torpedo 60w |  | 4 | No | [14 empty] | 0 | [12 empty] | 174.5 | 349 | 523.5 | L:13 3/8'' W:13 3/8'' H:18'' O:63 5/8'' |  |  | 13.375 | 13.375 | 18 | Center Lock-Up |  |  | 63.625 |  |  |  | No |  | No | [20 empty] | D:5'' H:3/4'' Round |  |  |  |  | 120 | Clear Silver |  |  | Hardwired | 0 | 0 | 0 | 0 | 1 | 0 | 0 | 0 | 0 | 0 | 0 | 785652077401 | 25 | 19.25 | 19 | 19.1 | 5.292 | 250 | Yes | [9 empty] | cETL Damp | RENNIE 4L FOYER-962 | Small Four Light Hall / Foyer |  | 5121804-962.jpg | 5121804.jpg
5121804EN-962 | Small Four Light Hall / Foyer |  | LINE VOLTAGE PENDANT | Rennie | Pendants | Brushed Nickel / Midnight Black | 962 / 112 | Steel |  |  |  |  | 4 Candelabra Torpedo 3.5w |  | 4 | Yes | [14 empty] | 0 | [12 empty] | 199.5 | 399 | 598.5 | L:13 3/8'' W:13 3/8'' H:18'' O:63 5/8'' |  |  | 13.375 | 13.375 | 18 | Center Lock-Up |  |  | 63.625 |  |  |  | No |  | No | [20 empty] | D:5'' H:3/4'' Round |  |  |  |  | 120 | Clear Silver |  |  | Hardwired | 0 | 0 | 0 | 1 | 1 | 0 | 0 | 0 | 0 | 0 | 0 | 785652080968 | [16 empty] | cETL Damp | RENNIE 4L FOYER-962 | Small Four Light Hall / Foyer |  | 5121804EN-962.jpg | 5121804EN.jpg
5124904-846 | Four Light Hall / Foyer | The transitional Socorro lighting collection by Sea Gull Lighting features a classic, barbed Quatrefoil profile - wholly updated by combining a distressed Cerused Oak finish on the decorative silhouette with the rich Stardust finish on the metal bobeches and decorative strapping to create undeniable rustic charm. While still offered in its original finish Stardust, the Socorro has been beautifully updated with our popular Washed Pine and Chrome finish to offer a modern take on this timeless industrial beauty. The collection includes a four-light mini-chandelier, medium and large six-light chandeliers, and four-light and six-light hall / foyer pendants. Incandescent candelabra base lamping. | LINE VOLTAGE PENDANT | Socorro | Pendants | Stardust / Cerused Oak | 846 / 735 | Steel |  |  |  |  | 4 Candelabra Torpedo 60w |  | 4 | No | [14 empty] | 0 | [12 empty] | 242.98 | N/A | 728.94 | D:20 7/8'' H:27 1/2'' O:149 1/4'' | 12.8 | 20.875 |  |  | 27.5 | Center Lock-Up |  |  | 149.25 |  |  |  | No |  | No | [20 empty] | D:5'' H:1'' Round |  |  |  |  | 144 | Brown | 120 |  | Hardwired | 0 | 0 | 0 | 0 | 1 | 0 | 0 | 1 | 1 | 0 | 0 | 785652108310 | 25.75 | 23 | 22.5 | 16.1 | 7.712 | 250 | Yes | [9 empty] | cETL Damp | SOCORRO 4L FOYER-846 | Four Light Hall / Foyer |  | 5124904-846.jpg | 5124904.jpg
5124904-872 | Four Light Hall / Foyer | The transitional Socorro lighting collection by Sea Gull Lighting features a classic, barbed Quatrefoil profile - wholly updated by combining a distressed Cerused Oak finish on the decorative silhouette with the rich Stardust finish on the metal bobeches and decorative strapping to create undeniable rustic charm. While still offered in its original finish Stardust, the Socorro has been beautifully updated with our popular Washed Pine and Chrome finish to offer a modern take on this timeless industrial beauty. The collection includes a four-light mini-chandelier, medium and large six-light chandeliers, and four-light and six-light hall / foyer pendants. Incandescent candelabra base lamping. | LINE VOLTAGE PENDANT | Socorro | Pendants | Washed Pine / Chrome | 872 / 05 | Steel |  |  |  |  | 4 Candelabra Torpedo 60w |  | 4 | No | [14 empty] | 0 | [12 empty] | 224.98 | N/A | 674.94 | D:20 7/8'' H:27 1/2'' O:149 1/4'' | 12.8 | 20.875 |  |  | 27.5 | Center Lock-Up |  |  | 149.25 |  |  |  | No |  | No | [20 empty] | D:5'' H:1'' Round |  |  |  |  | 144 | Clear Silver | 120 |  | Hardwired | 0 | 0 | 0 | 0 | 1 | 0 | 0 | 1 | 1 | 0 | 0 | 785652067907 | 25.75 | 22.75 | 22.5 | 15.3 | 7.628 | 250 | Yes | [9 empty] | cETL Damp | SOCORRO 4L FOYER-872 | Four Light Hall / Foyer |  | 5124904-872.jpg | 5124904.jpg
5124904EN-846 | Four Light Hall / Foyer | The transitional Socorro lighting collection by Sea Gull Lighting features a classic, barbed Quatrefoil profile - wholly updated by combining a distressed Cerused Oak finish on the decorative silhouette with the rich Stardust finish on the metal bobeches and decorative strapping to create undeniable rustic charm. While still offered in its original finish Stardust, the Socorro has been beautifully updated with our popular Washed Pine and Chrome finish to offer a modern take on this timeless industrial beauty. The collection includes a four-light mini-chandelier, medium and large six-light chandeliers, and four-light and six-light hall / foyer pendants. Incandescent candelabra base lamping. | LINE VOLTAGE PENDANT | Socorro | Pendants | Stardust / Cerused Oak | 846 / 735 | Steel |  |  |  |  | 4 Candelabra Torpedo 3.5w |  | 4 | Yes | [14 empty] | 0 | [12 empty] | 259.98 | N/A | 779.94 | D:20 7/8'' H:27 1/2'' O:149 1/4'' | 12.8 | 20.875 |  |  | 27.5 | Center Lock-Up |  |  | 149.25 |  |  |  | No |  | No | [20 empty] | D:5'' H:1'' Round |  |  |  |  | 144 | Brown | 120 |  | Hardwired | 0 | 0 | 0 | 1 | 1 | 0 | 0 | 0 | 1 | 0 | 0 | 785652030765 | 25.75 | 23 | 22.5 | 16.1 | 7.712 | 250 | Yes | [9 empty] | cETL Damp | SOCORRO 4L FOYER-846 | Four Light Hall / Foyer |  | 5124904EN-846.jpg | 5124904.jpg
5124904EN-872 | Four Light Hall / Foyer | The transitional Socorro lighting collection by Sea Gull Lighting features a classic, barbed Quatrefoil profile - wholly updated by combining a distressed Cerused Oak finish on the decorative silhouette with the rich Stardust finish on the metal bobeches and decorative strapping to create undeniable rustic charm. While still offered in its original finish Stardust, the Socorro has been beautifully updated with our popular Washed Pine and Chrome finish to offer a modern take on this timeless industrial beauty. The collection includes a four-light mini-chandelier, medium and large six-light chandeliers, and four-light and six-light hall / foyer pendants. Incandescent candelabra base lamping. | LINE VOLTAGE PENDANT | Socorro | Pendants | Washed Pine / Chrome | 872 / 05 | Steel |  |  |  |  | 4 Candelabra Torpedo 3.5w |  | 4 | Yes | [14 empty] | 0 | [12 empty] | 264.98 | N/A | 794.94 | D:20 7/8'' H:27 1/2'' O:149 1/4'' | 12.8 | 20.875 |  |  | 27.5 | Center Lock-Up |  |  | 149.25 |  |  |  | No |  | No | [20 empty] | D:5'' H:1'' Round |  |  |  |  | 144 | Clear Silver | 120 |  | Hardwired | 0 | 0 | 0 | 1 | 1 | 0 | 0 | 0 | 1 | 0 | 0 | 785652068683 | 25.75 | 22.75 | 22.5 | 15.3 | 7.628 | 250 | Yes | [9 empty] | cETL Damp | SOCORRO 4L LED FOYER-872 | Four Light Hall / Foyer |  | 5124904EN-872.png | 5124904.jpg
5124906-846 | Six Light Hall / Foyer | The transitional Socorro lighting collection by Sea Gull Lighting features a classic, barbed Quatrefoil profile - wholly updated by combining a distressed Cerused Oak finish on the decorative silhouette with the rich Stardust finish on the metal bobeches and decorative strapping to create undeniable rustic charm. While still offered in its original finish Stardust, the Socorro has been beautifully updated with our popular Washed Pine and Chrome finish to offer a modern take on this timeless industrial beauty. The collection includes a four-light mini-chandelier, medium and large six-light chandeliers, and four-light and six-light hall / foyer pendants. Incandescent candelabra base lamping. | LINE VOLTAGE PENDANT | Socorro | Pendants | Stardust / Cerused Oak | 846 / 735 | Steel |  |  |  |  | 6 Candelabra Torpedo 60w |  | 6 | No | [14 empty] | 0 | [12 empty] | 334.48 | N/A | 1003.44 | D:25'' H:31 3/4'' O:153 1/2'' | 19 | 25 |  |  | 31.75 | Center Lock-Up |  |  | 153.5 |  |  |  | No |  | No | [20 empty] | D:5'' H:1'' Round |  |  |  |  | 144 | Brown | 120 |  | Hardwired | 0 | 0 | 0 | 0 | 1 | 0 | 0 | 1 | 1 | 0 | 0 | 785652108327 | 30 | 27.5 | 27.25 | 23.5 | 13.01 | 300 | Yes | [9 empty] | cETL Damp | SOCORRO 6L FOYER-846 | Six Light Hall / Foyer |  | 5124906-846.jpg | 5124906.jpg
5124906-872 | Six Light Hall / Foyer | The transitional Socorro lighting collection by Sea Gull Lighting features a classic, barbed Quatrefoil profile - wholly updated by combining a distressed Cerused Oak finish on the decorative silhouette with the rich Stardust finish on the metal bobeches and decorative strapping to create undeniable rustic charm. While still offered in its original finish Stardust, the Socorro has been beautifully updated with our popular Washed Pine and Chrome finish to offer a modern take on this timeless industrial beauty. The collection includes a four-light mini-chandelier, medium and large six-light chandeliers, and four-light and six-light hall / foyer pendants. Incandescent candelabra base lamping. | LINE VOLTAGE PENDANT | Socorro | Pendants | Washed Pine / Chrome | 872 / 05 | Steel |  |  |  |  | 6 Candelabra Torpedo 60w |  | 6 | No | [14 empty] | 0 | [12 empty] | 324.98 | N/A | 974.94 | D:25'' H:31 3/4'' O:153 1/2'' | 19 | 25 |  |  | 31.75 | Center Lock-Up |  |  | 153.5 |  |  |  | No |  | No | [20 empty] | D:5'' H:1'' Round |  |  |  |  | 144 | Clear Silver | 120 |  | Hardwired | 0 | 0 | 0 | 0 | 1 | 0 | 0 | 1 | 1 | 0 | 0 | 785652067914 | 30 | 27.5 | 27.5 | 22.6 | 13.129 | 300 | Yes | [9 empty] | cETL Damp | SOCORRO 6L FOYER-872 | Six Light Hall / Foyer |  | 5124906-872.png | 5124906.jpg
5124906EN-846 | Six Light Hall / Foyer | The transitional Socorro lighting collection by Sea Gull Lighting features a classic, barbed Quatrefoil profile - wholly updated by combining a distressed Cerused Oak finish on the decorative silhouette with the rich Stardust finish on the metal bobeches and decorative strapping to create undeniable rustic charm. While still offered in its original finish Stardust, the Socorro has been beautifully updated with our popular Washed Pine and Chrome finish to offer a modern take on this timeless industrial beauty. The collection includes a four-light mini-chandelier, medium and large six-light chandeliers, and four-light and six-light hall / foyer pendants. Incandescent candelabra base lamping. | LINE VOLTAGE PENDANT | Socorro | Pendants | Stardust / Cerused Oak | 846 / 735 | Steel |  |  |  |  | 6 Candelabra Torpedo 3.5w |  | 6 | Yes | [14 empty] | 0 | [12 empty] | 349.98 | N/A | 1049.94 | D:25'' H:31 3/4'' O:153 1/2'' | 19 | 25 |  |  | 31.75 | Center Lock-Up |  |  | 153.5 |  |  |  | No |  | No | [20 empty] | D:5'' H:1'' Round |  |  |  |  | 144 | Brown | 120 |  | Hardwired | 0 | 0 | 0 | 1 | 1 | 0 | 0 | 0 | 1 | 0 | 0 | 785652030772 | 30 | 27.5 | 27.5 | 22.6 | 13.129 | 300 | Yes | [9 empty] | cETL Damp | SOCORRO 6L FOYER-846 | Six Light Hall / Foyer |  | 5124906EN-846.jpg | 5124906.jpg
5124906EN-872 | Six Light Hall / Foyer | The transitional Socorro lighting collection by Sea Gull Lighting features a classic, barbed Quatrefoil profile - wholly updated by combining a distressed Cerused Oak finish on the decorative silhouette with the rich Stardust finish on the metal bobeches and decorative strapping to create undeniable rustic charm. While still offered in its original finish Stardust, the Socorro has been beautifully updated with our popular Washed Pine and Chrome finish to offer a modern take on this timeless industrial beauty. The collection includes a four-light mini-chandelier, medium and large six-light chandeliers, and four-light and six-light hall / foyer pendants. Incandescent candelabra base lamping. | LINE VOLTAGE PENDANT | Socorro | Pendants | Washed Pine / Chrome | 872 / 05 | Steel |  |  |  |  | 6 Candelabra Torpedo 3.5w |  | 6 | Yes | [14 empty] | 0 | [12 empty] | 362.98 | N/A | 1088.94 | D:25'' H:31 3/4'' O:153 1/2'' | 19 | 25 |  |  | 31.75 | Center Lock-Up |  |  | 153.5 |  |  |  | No |  | No | [20 empty] | D:5'' H:1'' Round |  |  |  |  | 144 | Clear Silver | 120 |  | Hardwired | 0 | 0 | 0 | 1 | 1 | 0 | 0 | 0 | 1 | 0 | 0 | 785652068690 | 30 | 27.5 | 27.5 | 22.6 | 13.129 | 300 | Yes | [9 empty] | cETL Damp | SOCORRO 6L LED FOYER-872 | Six Light Hall / Foyer |  | 5124906EN-872.png | 5124906.jpg
5126003-710 | Three Light Hall / Foyer | This chic Dawes pendant light by Sea Gull Lighting will gracefully take center stage in any foyer, kitchen or dining room. The sleek, modern silhouette adds excitement to any room without over shadowing furniture and décor. Light shines through a Clear Seeded glass shade, making the Dawes pendant an airy, unobtrusive but definitive style statement that comes to life with its cylindrical shape. Dawes comes in a choice of either a Brushed Nickel or Burnt Sienna finish which offers a clean, simplistic design to complement your living room, dining room, or in a cluster over a kitchen island. Fixtures are California Title 24 compliant and easily convert to LED by purchasing LED lamps sold separately. | LINE VOLTAGE PENDANT | Dawes | Pendants | Burnt Sienna | 710 | Steel | Clear Seeded Glass | D:14" H:14.5" |  |  | 3 Medium ST19 75w |  | 3 | No | [14 empty] | 0 | [12 empty] | 199.98 | 399.96 | 599.94 | D:15 3/4'' H:23 1/2'' O:67 1/2'' | 10.2 | 15.75 |  |  | 23.5 | Center Lock-Up |  |  | 67.5 |  |  |  | No |  | No | [20 empty] | D:5'' H:3/4'' Round |  |  |  |  | 120 | Brown |  |  | Hardwired | 0 | 0 | 0 | 0 | 1 | 0 | 0 | 0 | 0 | 0 | 0 | 785652003608 | 28 | 19.5 | 19.25 | 18.2 | 6.082 | 250 | Yes | [8 empty] | UL Damp | cUL Damp | DAWES 3L FOYER-710 | Three Light Hall / Foyer |  | 5126003-710.jpg | 5126003.jpg
5126003-962 | Three Light Hall / Foyer | This chic Dawes pendant light by Sea Gull Lighting will gracefully take center stage in any foyer, kitchen or dining room. The sleek, modern silhouette adds excitement to any room without over shadowing furniture and décor. Light shines through a Clear Seeded glass shade, making the Dawes pendant an airy, unobtrusive but definitive style statement that comes to life with its cylindrical shape. Dawes comes in a choice of either a Brushed Nickel or Burnt Sienna finish which offers a clean, simplistic design to complement your living room, dining room, or in a cluster over a kitchen island. Fixtures are California Title 24 compliant and easily convert to LED by purchasing LED lamps sold separately. | LINE VOLTAGE PENDANT | Dawes | Pendants | Brushed Nickel | 962 | Steel | Clear Seeded Glass | D:14" H:14.5" |  |  | 3 Medium ST19 75w |  | 3 | No | [14 empty] | 0 | [12 empty] | 199.98 | 399.96 | 599.94 | D:15 3/4'' H:23 1/2'' O:67 1/2'' | 10.2 | 15.75 |  |  | 23.5 | Center Lock-Up |  |  | 67.5 |  |  |  | No |  | No | [20 empty] | D:5'' H:3/4'' Round |  |  |  |  | 120 | Clear Silver |  |  | Hardwired | 0 | 0 | 0 | 0 | 1 | 0 | 0 | 0 | 0 | 0 | 0 | 785652003110 | 27.5 | 19.5 | 19.25 | 18.2 | 5.974 | 250 | Yes | [8 empty] | UL Damp | cUL Damp | DAWES 3L FOYER-962 | Three Light Hall / Foyer |  | 5126003-962.jpg | 5126003.jpg
5127803-839 | Three Light Hall / Foyer | The Morill lighting collection by Sea Gull Lighting combines retro and industrial trends to make an impactful design statement. The warm, textured Blacksmith finish contrasts dramatically with the goblet-shaped, Clear Seeded glass shades which are especially dramatic when used with antique style Edison light bulbs, making the fixtures the perfect addition to any space. The rich Blacksmith finish adds another layer of retro design to the warm look. The assortment includes three-, five- and nine-light chandeliers; a three-light foyer pendant; a one-light sconce; and two-, three- and four-light bath vanity fixtures. All fixtures are California Title 24 compliant and easily convert to LED by purchasing LED lamps sold separately. | LINE VOLTAGE PENDANT | Morill | Pendants | Blacksmith | 839 | Steel | Clear Seeded Glass | D:12.25" H:15.875" |  |  | 3 Candelabra Torpedo 60w |  | 3 | No | [14 empty] | 0 | [12 empty] | 122.98 | 245.96 | 368.94 | D:12 1/4'' H:17 3/4'' O:61 3/4'' |  | 12.25 |  |  | 17.75 | Center Lock-Up |  |  | 61.75 |  |  |  | No |  | No | [20 empty] | D:5'' H:3/4'' Round |  |  |  |  | 120 | Black |  |  | Hardwired | 0 | 0 | 0 | 0 | 1 | 0 | 0 | 0 | 0 | 0 | 0 | 785652001833 | 25.5 | 15.5 | 15.25 | 13.6 | 3.488 | 250 | Yes | [9 empty] | cETL Dry | MORILL 3L FOYER-839 | Three Light Hall / Foyer |  | 5127803-839.jpg | 5127803.jpg
5127803EN-839 | Three Light Hall / Foyer | The Morill lighting collection by Sea Gull Lighting combines retro and industrial trends to make an impactful design statement. The warm, textured Blacksmith finish contrasts dramatically with the goblet-shaped, Clear Seeded glass shades which are especially dramatic when used with antique style Edison light bulbs, making the fixtures the perfect addition to any space. The rich Blacksmith finish adds another layer of retro design to the warm look. The assortment includes three-, five- and nine-light chandeliers; a three-light foyer pendant; a one-light sconce; and two-, three- and four-light bath vanity fixtures. All fixtures are California Title 24 compliant and easily convert to LED by purchasing LED lamps sold separately. | LINE VOLTAGE PENDANT | Morill | Pendants | Blacksmith | 839 | Steel | Clear Seeded Glass | D:12.25" H:15.875" |  |  | 3 Candelabra Torpedo 3.5w |  | 3 | Yes | [14 empty] | 0 | [12 empty] | 141.48 | 282.96 | 424.44 | D:12 1/4'' H:17 3/4'' O:61 3/4'' |  | 12.25 |  |  | 17.75 | Center Lock-Up |  |  | 61.75 |  |  |  | No |  | No | [20 empty] | D:5'' H:3/4'' Round |  |  |  |  | 120 | Black |  |  | Hardwired | 0 | 0 | 0 | 1 | 1 | 0 | 0 | 0 | 0 | 0 | 0 | 785652032899 | 25.5 | 15.5 | 15.25 | 13.6 | 3.488 | 250 | Yes | [9 empty] | cETL Dry | MORILL 3L FOYER-839 | Three Light Hall / Foyer |  | 5127803EN-839.jpg | 5127803.jpg
5128606-802 | Six Light Hall / Foyer | Combine hanging art with light. Undulating with free-form hoops of welded cold-rolled steel, the Cowen Collection will redefine any room. As illumination escapes from the openings in the sculpted shade, the full menagerie comes together. The textured Obsidian Mist finish adds the final tactile element to this postmodern piece. The refined modern design comes to life with distressed gold metal accents. The Cowen collection is equally at home in a contemporary, urban setting or a traditional décor in the suburbs. The assortment includes one-light wall sconce; one-light mini-pendant; two-light semi-flush; three-light pendant; five-light island pendant and a six-light foyer light. All fixtures are California Title 24 compliant. | LINE VOLTAGE PENDANT | Cowen | Pendants | Obsidian Mist | 802 | Steel |  |  |  |  | 6 Medium ST19 60w |  | 6 | No | [14 empty] | 0 | [12 empty] | 382.45 | 764.9 | 1147.35 | D:19 3/4'' H:32'' O:77 1/2'' | 24.3 | 19.75 |  |  | 32 | Center Lock-Up |  |  | 77.5 |  |  |  | No |  | No | [20 empty] | D:5'' H:3/4'' Round |  |  |  |  | 120 | Black |  |  | Hardwired | 0 | 0 | 0 | 0 | 1 | 0 | 0 | 1 | 0 | 0 | 0 | 785652061127 | 36.75 | 24 | 23.75 | 31.9 | 12.122 | 250 | Yes | [9 empty] | cETL Damp | COWEN 6L FOYER-802 | Six Light Hall / Foyer |  | 5128606-802 | 5128606.jpg
5128606EN7-802 | Six Light Hall / Foyer | Combine hanging art with light. Undulating with free-form hoops of welded cold-rolled steel, the Cowen Collection will redefine any room. As illumination escapes from the openings in the sculpted shade, the full menagerie comes together. The textured Obsidian Mist finish adds the final tactile element to this postmodern piece. The refined modern design comes to life with distressed gold metal accents. The Cowen collection is equally at home in a contemporary, urban setting or a traditional décor in the suburbs. The assortment includes one-light wall sconce; one-light mini-pendant; two-light semi-flush; three-light pendant; five-light island pendant and a six-light foyer light. All fixtures are California Title 24 compliant. | LINE VOLTAGE PENDANT | Cowen | Pendants | Obsidian Mist | 802 | Steel |  |  |  |  | 6 Medium A19 8.5w |  | 6 | Yes | [14 empty] | 0 | [12 empty] | 424.95 | 849.9 | 1274.85 | D:19 3/4'' H:32'' O:77 1/2'' | 24.3 | 19.75 |  |  | 32 | Center Lock-Up |  |  | 77.5 |  |  |  | No |  | No | [20 empty] | D:5'' H:3/4'' Round |  |  |  |  | 120 | Black |  |  | Hardwired | 0 | 0 | 0 | 1 | 1 | 0 | 0 | 0 | 0 | 0 | 0 | 785652068836 | 36.75 | 24 | 23.75 | 31.9 | 12.122 | 250 | No | [9 empty] | cETL Damp | COWEN 6L LED FOYER-802 | Six Light Hall / Foyer |  | 5128606EN7-802.jpg | 5128606.jpg
51316-965 | Four Light Hall / Foyer | With classic proportions and minimalist glass accents, the Lemont lighting collection by Sea Gull Lighting offers transitional style in a beautiful profile. The design features just enough flourish to create a soft, romantic figure. For those looking for simple elegance, Lemont is a perfect choice. Offered in Antique Brushed Nickel finish with Etched White Alabaster glass or Burnt Sienna finish with Café Tint glass. The assortment includes nine-light, six-light, five-light and three-light chandeliers, pendants in five sizes, both flush and semi-flush ceiling fixtures, as well as one-light, two-light, three-light and four-light wall/bath fixtures. Both incandescent lamping and ENERGY STAR-qualified LED lamping are available. All fixtures are California Title 24 compliant. | LINE VOLTAGE PENDANT | Lemont | Pendants | Antique Brushed Nickel | 965 | Steel |  |  |  |  | 4 Candelabra Torpedo 60w |  | 4 | No | [14 empty] | 0 | [12 empty] | 116.5 | 233 | 349.5 | D:16'' H:28'' O:151'' | 5.9 | 16 |  |  | 28 | Center Lock-Up |  |  | 151 |  |  |  | No |  | No | [20 empty] | D:5'' H:1'' Round |  |  |  |  | 144 | Clear | 120 |  | Hardwired | 0 | 0 | 0 | 0 | 1 | 0 | 0 | 0 | 1 | 0 | 0 | 785652216558 | 18.38 | 6 | 29 | 9.9 | 1.851 | 175 | Yes | [8 empty] | UL Dry | cUL Dry | LEMONT 4L FOYER-965 | Four Light Hall / Foyer |  | 51316-965.jpg | 51316.jpg
51316EN-710 | Four Light Hall / Foyer | With classic proportions and minimalist glass accents, the Lemont lighting collection by Sea Gull Lighting offers transitional style in a beautiful profile. The design features just enough flourish to create a soft, romantic figure. For those looking for simple elegance, Lemont is a perfect choice. Offered in Antique Brushed Nickel finish with Etched White Alabaster glass or Burnt Sienna finish with Café Tint glass. The assortment includes nine-light, six-light, five-light and three-light chandeliers, pendants in five sizes, both flush and semi-flush ceiling fixtures, as well as one-light, two-light, three-light and four-light wall/bath fixtures. Both incandescent lamping and ENERGY STAR-qualified LED lamping are available. All fixtures are California Title 24 compliant. | LINE VOLTAGE PENDANT | Lemont | Pendants | Burnt Sienna | 710 | Steel | Undefined Glass |  |  |  | 4 Candelabra Torpedo 3.5w |  | 4 | Yes | [14 empty] | 0 | [12 empty] | 134 | 268 | 402 | D:16'' H:28'' O:151'' | 5.9 | 16 |  |  | 28 | Center Lock-Up |  |  | 151 |  |  |  | No |  | No | [20 empty] | D:5'' H:1'' Round |  |  |  |  | 144 | Brown | 120 |  | Hardwired | 0 | 0 | 0 | 1 | 1 | 0 | 0 | 0 | 1 | 0 | 0 | 785652030789 | 17 | 6 | 29.25 | 10 | 1.727 | 175 | Yes | [8 empty] | UL Dry | cUL Dry | LEMONT 4L FOYER-710 | Four Light Hall / Foyer |  | 51316EN-710.jpg | 51316.jpg
51316EN-965 | Four Light Hall / Foyer | With classic proportions and minimalist glass accents, the Lemont lighting collection by Sea Gull Lighting offers transitional style in a beautiful profile. The design features just enough flourish to create a soft, romantic figure. For those looking for simple elegance, Lemont is a perfect choice. Offered in Antique Brushed Nickel finish with Etched White Alabaster glass or Burnt Sienna finish with Café Tint glass. The assortment includes nine-light, six-light, five-light and three-light chandeliers, pendants in five sizes, both flush and semi-flush ceiling fixtures, as well as one-light, two-light, three-light and four-light wall/bath fixtures. Both incandescent lamping and ENERGY STAR-qualified LED lamping are available. All fixtures are California Title 24 compliant. | LINE VOLTAGE PENDANT | Lemont | Pendants | Antique Brushed Nickel | 965 | Steel |  |  |  |  | 4 Candelabra Torpedo 3.5w |  | 4 | Yes | [14 empty] | 0 | [12 empty] | 134 | 268 | 402 | D:16'' H:28'' O:151'' | 5.9 | 16 |  |  | 28 | Center Lock-Up |  |  | 151 |  |  |  | No |  | No | [20 empty] | D:5'' H:1'' Round |  |  |  |  | 144 | Clear | 120 |  | Hardwired | 0 | 0 | 0 | 1 | 1 | 0 | 0 | 0 | 1 | 0 | 0 | 785652030796 | 29.25 | 6 | 17 | 10 | 1.727 | 175 | Yes | [8 empty] | UL Dry | cUL Dry | LEMONT 4L FOYER-965 | Four Light Hall / Foyer |  | 51316EN-965.jpg | 51316.jpg
51317-710 | Eight Light Hall / Foyer | With classic proportions and minimalist glass accents, the Lemont lighting collection by Sea Gull Lighting offers transitional style in a beautiful profile. The design features just enough flourish to create a soft, romantic figure. For those looking for simple elegance, Lemont is a perfect choice. Offered in Antique Brushed Nickel finish with Etched White Alabaster glass or Burnt Sienna finish with Café Tint glass. The assortment includes nine-light, six-light, five-light and three-light chandeliers, pendants in five sizes, both flush and semi-flush ceiling fixtures, as well as one-light, two-light, three-light and four-light wall/bath fixtures. Both incandescent lamping and ENERGY STAR-qualified LED lamping are available. All fixtures are California Title 24 compliant. | LINE VOLTAGE PENDANT | Lemont | Pendants | Burnt Sienna | 710 | Steel | Clear Glass |  |  |  | 8 Candelabra Torpedo 60w |  | 8 | No | [14 empty] | 0 | [12 empty] | 233 | 466 | 699 | D:20'' H:38'' O:161'' | 11.9 | 20 |  |  | 38 | Center Lock-Up |  |  | 161 |  |  |  | No |  | No | [20 empty] | D:5'' H:1'' Round |  |  |  |  | 144 | Brown | 120 |  | Hardwired | 0 | 0 | 0 | 0 | 1 | 0 | 0 | 0 | 1 | 0 | 0 | 785652225642 | 22 | 7.5 | 38 | 14.9 | 3.628 | 175 | Yes | [8 empty] | UL Dry | cUL Dry | LEMONT 8L FOYER-710 | Eight Light Hall / Foyer |  | 51317-710.jpg | 51317.jpg
51317-965 | Eight Light Hall / Foyer | With classic proportions and minimalist glass accents, the Lemont lighting collection by Sea Gull Lighting offers transitional style in a beautiful profile. The design features just enough flourish to create a soft, romantic figure. For those looking for simple elegance, Lemont is a perfect choice. Offered in Antique Brushed Nickel finish with Etched White Alabaster glass or Burnt Sienna finish with Café Tint glass. The assortment includes nine-light, six-light, five-light and three-light chandeliers, pendants in five sizes, both flush and semi-flush ceiling fixtures, as well as one-light, two-light, three-light and four-light wall/bath fixtures. Both incandescent lamping and ENERGY STAR-qualified LED lamping are available. All fixtures are California Title 24 compliant. | LINE VOLTAGE PENDANT | Lemont | Pendants | Antique Brushed Nickel | 965 | Steel |  |  |  |  | 8 Candelabra Torpedo 60w |  | 8 | No | [14 empty] | 0 | [12 empty] | 233 | 466 | 699 | D:20'' H:38'' O:161'' | 11.9 | 20 |  |  | 38 | Center Lock-Up |  |  | 161 |  |  |  | No |  | No | [20 empty] | D:5'' H:1'' Round |  |  |  |  | 144 | Clear | 120 |  | Hardwired | 0 | 0 | 0 | 0 | 1 | 0 | 0 | 0 | 1 | 0 | 0 | 785652216572 | 22 | 7.5 | 38 | 14.9 | 3.628 | 175 | Yes | [8 empty] | UL Dry | cUL Dry | LEMONT 8L FOYER-965 | Eight Light Hall / Foyer |  | 51317-965.jpg | 51317.jpg
51317EN-710 | Eight Light Hall / Foyer | With classic proportions and minimalist glass accents, the Lemont lighting collection by Sea Gull Lighting offers transitional style in a beautiful profile. The design features just enough flourish to create a soft, romantic figure. For those looking for simple elegance, Lemont is a perfect choice. Offered in Antique Brushed Nickel finish with Etched White Alabaster glass or Burnt Sienna finish with Café Tint glass. The assortment includes nine-light, six-light, five-light and three-light chandeliers, pendants in five sizes, both flush and semi-flush ceiling fixtures, as well as one-light, two-light, three-light and four-light wall/bath fixtures. Both incandescent lamping and ENERGY STAR-qualified LED lamping are available. All fixtures are California Title 24 compliant. | LINE VOLTAGE PENDANT | Lemont | Pendants | Burnt Sienna | 710 | Steel | Undefined Glass |  |  |  | 8 Candelabra Torpedo 3.5w |  | 8 | Yes | [14 empty] | 0 | [12 empty] | 269 | 538 | 807 | D:20'' H:38'' O:161'' | 11.9 | 20 |  |  | 38 | Center Lock-Up |  |  | 161 |  |  |  | No |  | No | [20 empty] | D:5'' H:1'' Round |  |  |  |  | 144 | Brown | 120 |  | Hardwired | 0 | 0 | 0 | 1 | 1 | 0 | 0 | 0 | 1 | 0 | 0 | 785652030802 | 22 | 7.5 | 38 | 1 |  | 100 | Yes | [8 empty] | UL Dry | cUL Dry | LEMONT 8L FOYER-710 | Eight Light Hall / Foyer |  | 51317EN-710.jpg | 51317.jpg
51317EN-965 | Eight Light Hall / Foyer | With classic proportions and minimalist glass accents, the Lemont lighting collection by Sea Gull Lighting offers transitional style in a beautiful profile. The design features just enough flourish to create a soft, romantic figure. For those looking for simple elegance, Lemont is a perfect choice. Offered in Antique Brushed Nickel finish with Etched White Alabaster glass or Burnt Sienna finish with Café Tint glass. The assortment includes nine-light, six-light, five-light and three-light chandeliers, pendants in five sizes, both flush and semi-flush ceiling fixtures, as well as one-light, two-light, three-light and four-light wall/bath fixtures. Both incandescent lamping and ENERGY STAR-qualified LED lamping are available. All fixtures are California Title 24 compliant. | LINE VOLTAGE PENDANT | Lemont | Pendants | Antique Brushed Nickel | 965 | Steel |  |  |  |  | 8 Candelabra Torpedo 3.5w |  | 8 | Yes | [14 empty] | 0 | [12 empty] | 269 | 538 | 807 | D:20'' H:38'' O:161'' | 11.9 | 20 |  |  | 38 | Center Lock-Up |  |  | 161 |  |  |  | No |  | No | [20 empty] | D:5'' H:1'' Round |  |  |  |  | 144 | Clear | 120 |  | Hardwired | 0 | 0 | 0 | 1 | 1 | 0 | 0 | 0 | 1 | 0 | 0 | 785652030819 | 22 | 7.5 | 38 | 14.9 | 3.628 | 175 | Yes | [8 empty] | UL Dry | cUL Dry | LEMONT 8L FOYER-965 | Eight Light Hall / Foyer |  | 51317EN-965.jpg | 51317.jpg
5134503-710 | Small Three Light Hall / Foyer | The Moffet Street Collection offers a distinctive take on a rustic theme. Built in broad steel frames with hand-applied finish that mimics natural wood. This combination of rustic and urban fits comfortably in a wide variety of environments. The sharp, squared lines of the frame complement a wide variety of settings. The collection includes eight-light foyer, four-light foyer, one- light wall sconce, and a six-light island fixture. The Moffet Street Collection is available in three beautiful finishes Washed Pine, Brushed Nickel and Satin Bronze All fixtures are California Title 24 compliant and damp rated for use in sheltered, damp environments. | LINE VOLTAGE PENDANT | Moffet Street | Pendants | Burnt Sienna | 710 | Steel |  |  |  |  | 3 Candelabra Torpedo 60w |  | 3 | No | [14 empty] | 0 | [12 empty] | 111.45 | 222.9 | 334.35 | L:10 1/2'' W:10 1/2'' H:15'' O:61'' | 8.2 |  | 10.5 | 10.5 | 15 | Center Lock-Up |  |  | 61 |  |  |  | No |  | No | [20 empty] | D:5'' H:3/4'' Round |  |  |  |  | 120 | Brown |  |  | Hardwired | 0 | 0 | 0 | 0 | 1 | 0 | 0 | 1 | 0 | 0 | 0 | 785652078149 | 22 | 16.5 | 16.75 | 11 | 3.519 | 250 | Yes | [9 empty] | cETL Damp | MOFFET ST 3L FOYER-710 | Small Three Light Hall / Foyer |  | 5134503-710.jpg | 5134503.jpg
5134503-848 | Small Three Light Hall / Foyer | The Moffet Street Collection offers a distinctive take on a rustic theme. Built in broad steel frames with hand-applied finish that mimics natural wood. This combination of rustic and urban fits comfortably in a wide variety of environments. The sharp, squared lines of the frame complement a wide variety of settings. The collection includes eight-light foyer, four-light foyer, one- light wall sconce, and a six-light island fixture. The Moffet Street Collection is available in three beautiful finishes Washed Pine, Brushed Nickel and Satin Bronze All fixtures are California Title 24 compliant and damp rated for use in sheltered, damp environments. | LINE VOLTAGE PENDANT | Moffet Street | Pendants | Satin Bronze | 848 | Steel |  |  |  |  | 3 Candelabra Torpedo 60w |  | 3 | No | [14 empty] | 0 | [12 empty] | 115.98 | 231.96 | 347.94 | L:10 1/2'' W:10 1/2'' H:15'' O:61'' | 8.2 |  | 10.5 | 10.5 | 15 | Center Lock-Up |  |  | 61 |  |  |  | No |  | No | [20 empty] | D:5'' H:3/4'' Round |  |  |  |  | 120 | Clear Gold |  |  | Hardwired | 0 | 0 | 0 | 0 | 1 | 0 | 0 | 1 | 0 | 0 | 0 | 785652067655 | 19 | 13.5 | 13.5 | 9.8 | 2.004 | 175 | Yes | [9 empty] | cETL Damp | MOFFET ST 3L FOYER-848 | Small Three Light Hall / Foyer |  | 5134503-848.png | 5134503.jpg
5134503-872 | Small Three Light Hall / Foyer | The Moffet Street Collection offers a distinctive take on a rustic theme. Built in broad steel frames with hand-applied finish that mimics natural wood. This combination of rustic and urban fits comfortably in a wide variety of environments. The sharp, squared lines of the frame complement a wide variety of settings. The collection includes eight-light foyer, four-light foyer, one- light wall sconce, and a six-light island fixture. The Moffet Street Collection is available in three beautiful finishes Washed Pine, Brushed Nickel and Satin Bronze All fixtures are California Title 24 compliant and damp rated for use in sheltered, damp environments. | LINE VOLTAGE PENDANT | Moffet Street | Pendants | Washed Pine / Chrome | 872 / 05 | Steel |  |  |  |  | 3 Candelabra Torpedo 60w |  | 3 | No | [14 empty] | 0 | [12 empty] | 99.98 | 199.96 | 299.94 | L:10 1/2'' W:10 1/2'' H:15'' O:61'' | 8.2 |  | 10.5 | 10.5 | 15 | Center Lock-Up |  |  | 61 |  |  |  | No |  | No | [20 empty] | D:5'' H:3/4'' Round |  |  |  |  | 120 | Clear Silver |  |  | Hardwired | 0 | 0 | 0 | 0 | 1 | 0 | 0 | 1 | 0 | 0 | 0 | 785652059971 | 13.75 | 13.5 | 19 | 9.8 | 2.041 | 175 | Yes | [9 empty] | cETL Damp | MOFFET ST 3L FOYER-872 | Small Three Light Hall / Foyer |  | 5134503-872.png | 5134503.jpg
5134503-962 | Small Three Light Hall / Foyer | The Moffet Street Collection offers a distinctive take on a rustic theme. Built in broad steel frames with hand-applied finish that mimics natural wood. This combination of rustic and urban fits comfortably in a wide variety of environments. The sharp, squared lines of the frame complement a wide variety of settings. The collection includes eight-light foyer, four-light foyer, one- light wall sconce, and a six-light island fixture. The Moffet Street Collection is available in three beautiful finishes Washed Pine, Brushed Nickel and Satin Bronze All fixtures are California Title 24 compliant and damp rated for use in sheltered, damp environments. | LINE VOLTAGE PENDANT | Moffet Street | Pendants | Brushed Nickel | 962 | Steel |  |  |  |  | 3 Candelabra Torpedo 60w |  | 3 | No | [14 empty] | 0 | [12 empty] | 115.98 | 231.96 | 347.94 | L:10 1/2'' W:10 1/2'' H:15'' O:61'' | 8.2 |  | 10.5 | 10.5 | 15 | Center Lock-Up |  |  | 61 |  |  |  | No |  | No | [20 empty] | D:5'' H:3/4'' Round |  |  |  |  | 120 | Clear Silver |  |  | Hardwired | 0 | 0 | 0 | 0 | 1 | 0 | 0 | 1 | 0 | 0 | 0 | 785652067662 | 19 | 13.5 | 13.5 | 9.8 | 2.004 | 175 | Yes | [9 empty] | cETL Damp | MOFFET ST 3L FOYER-962 | Small Three Light Hall / Foyer |  | 5134503-962.png | 5134503.jpg
5134503EN-710 | Small Three Light Hall / Foyer | The Moffet Street Collection offers a distinctive take on a rustic theme. Built in broad steel frames with hand-applied finish that mimics natural wood. This combination of rustic and urban fits comfortably in a wide variety of environments. The sharp, squared lines of the frame complement a wide variety of settings. The collection includes eight-light foyer, four-light foyer, one- light wall sconce, and a six-light island fixture. The Moffet Street Collection is available in three beautiful finishes Washed Pine, Brushed Nickel and Satin Bronze All fixtures are California Title 24 compliant and damp rated for use in sheltered, damp environments. | LINE VOLTAGE PENDANT | Moffet Street | Pendants | Burnt Sienna | 710 | Steel |  |  |  |  | 3 Candelabra Torpedo 3.5w |  | 3 | Yes | [14 empty] | 0 | [12 empty] | 134.95 | 269.9 | 404.85 | L:10 1/2'' W:10 1/2'' H:15'' O:61'' | 8.2 |  | 10.5 | 10.5 | 15 | Center Lock-Up |  |  | 61 |  |  |  | No |  | No | [20 empty] | D:5'' H:3/4'' Round |  |  |  |  | 120 | Brown |  |  | Hardwired | 0 | 0 | 0 | 1 | 1 | 0 | 0 | 0 | 0 | 0 | 0 | 785652082320 | 19 | 13.5 | 13.5 | 9.8 | 2.004 | 175 | Yes | [9 empty] | cETL Damp | MOFFET ST 3L LED FOYER-710 | Small Three Light Hall / Foyer |  | 5134503EN-710.jpg | 5134503EN.jpg
5134503EN-848 | Small Three Light Hall / Foyer | The Moffet Street Collection offers a distinctive take on a rustic theme. Built in broad steel frames with hand-applied finish that mimics natural wood. This combination of rustic and urban fits comfortably in a wide variety of environments. The sharp, squared lines of the frame complement a wide variety of settings. The collection includes eight-light foyer, four-light foyer, one- light wall sconce, and a six-light island fixture. The Moffet Street Collection is available in three beautiful finishes Washed Pine, Brushed Nickel and Satin Bronze All fixtures are California Title 24 compliant and damp rated for use in sheltered, damp environments. | LINE VOLTAGE PENDANT | Moffet Street | Pendants | Satin Bronze | 848 | Steel |  |  |  |  | 3 Candelabra Torpedo 3.5w |  | 3 | Yes | [14 empty] | 0 | [12 empty] | 140.48 | 280.96 | 421.44 | L:10 1/2'' W:10 1/2'' H:15'' O:61'' | 8.2 |  | 10.5 | 10.5 | 15 | Center Lock-Up |  |  | 61 |  |  |  | No |  | No | [20 empty] | D:5'' H:3/4'' Round |  |  |  |  | 120 | Clear Gold |  |  | Hardwired | 0 | 0 | 0 | 1 | 1 | 0 | 0 | 0 | 0 | 0 | 0 | 785652068430 | 19 | 13.5 | 13.5 | 9.8 | 2.004 | 175 | Yes | [9 empty] | cETL Damp | MOFFET ST 3L LED FOYER-848 | Small Three Light Hall / Foyer |  | 5134503EN-848.png | 5134503EN.jpg
5134503EN-872 | Small Three Light Hall / Foyer | The Moffet Street Collection offers a distinctive take on a rustic theme. Built in broad steel frames with hand-applied finish that mimics natural wood. This combination of rustic and urban fits comfortably in a wide variety of environments. The sharp, squared lines of the frame complement a wide variety of settings. The collection includes eight-light foyer, four-light foyer, one- light wall sconce, and a six-light island fixture. The Moffet Street Collection is available in three beautiful finishes Washed Pine, Brushed Nickel and Satin Bronze All fixtures are California Title 24 compliant and damp rated for use in sheltered, damp environments. | LINE VOLTAGE PENDANT | Moffet Street | Pendants | Washed Pine / Chrome | 872 / 05 | Steel |  |  |  |  | 3 Candelabra Torpedo 3.4w |  | 3 | Yes | [14 empty] | 0 | [12 empty] | 119.98 | 239.96 | 359.94 | L:10 1/2'' W:10 1/2'' H:15'' O:61'' | 8.2 |  | 10.5 | 10.5 | 15 | Center Lock-Up |  |  | 61 |  |  |  | No |  | No | [20 empty] | D:5'' H:3/4'' Round |  |  |  |  | 120 | Clear Silver |  |  | Hardwired | 0 | 0 | 0 | 1 | 1 | 0 | 0 | 0 | 0 | 0 | 0 | 785652060533 | 13.75 | 13.5 | 19 | 9.8 | 2.041 | 175 | Yes | [9 empty] | cETL Damp | MOFFET ST 3L LED FOYER-872 | Small Three Light Hall / Foyer |  | 5134503EN-872.png | 5134503EN.jpg
5134503EN-962 | Small Three Light Hall / Foyer | The Moffet Street Collection offers a distinctive take on a rustic theme. Built in broad steel frames with hand-applied finish that mimics natural wood. This combination of rustic and urban fits comfortably in a wide variety of environments. The sharp, squared lines of the frame complement a wide variety of settings. The collection includes eight-light foyer, four-light foyer, one- light wall sconce, and a six-light island fixture. The Moffet Street Collection is available in three beautiful finishes Washed Pine, Brushed Nickel and Satin Bronze All fixtures are California Title 24 compliant and damp rated for use in sheltered, damp environments. | LINE VOLTAGE PENDANT | Moffet Street | Pendants | Brushed Nickel | 962 | Steel |  |  |  |  | 3 Candelabra Torpedo 3.5w |  | 3 | Yes | [14 empty] | 0 | [12 empty] | 140.48 | 280.96 | 421.44 | L:10 1/2'' W:10 1/2'' H:15'' O:61'' | 8.2 |  | 10.5 | 10.5 | 15 | Center Lock-Up |  |  | 61 |  |  |  | No |  | No | [20 empty] | D:5'' H:3/4'' Round |  |  |  |  | 120 | Clear Silver |  |  | Hardwired | 0 | 0 | 0 | 1 | 1 | 0 | 0 | 0 | 0 | 0 | 0 | 785652068447 | 19 | 13.5 | 13.5 | 9.8 | 2.004 | 175 | Yes | [9 empty] | cETL Damp | MOFFET ST 3L LED FOYER-962 | Small Three Light Hall / Foyer |  | 5134503EN-962.png | 5134503EN.jpg
5134504-710 | Medium Four Light Hall / Foyer | The Moffet Street Collection offers a distinctive take on a rustic theme. Built in broad steel frames with hand-applied finish that mimics natural wood. This combination of rustic and urban fits comfortably in a wide variety of environments. The sharp, squared lines of the frame complement a wide variety of settings. The collection includes eight-light foyer, four-light foyer, one- light wall sconce, and a six-light island fixture. The Moffet Street Collection is available in three beautiful finishes Washed Pine, Brushed Nickel and Satin Bronze All fixtures are California Title 24 compliant and damp rated for use in sheltered, damp environments. | LINE VOLTAGE PENDANT | Moffet Street | Pendants | Burnt Sienna | 710 | Steel |  |  |  |  | 4 Candelabra Torpedo 60w |  | 4 | No | [14 empty] | 0 | [12 empty] | 164.45 | 328.9 | 493.35 | L:15 1/2'' W:15 1/2'' H:23 1/8'' O:69'' | 12 |  | 15.5 | 15.5 | 23.125 | Center Lock-Up |  |  | 69 |  |  |  | No |  | No | [20 empty] | D:5'' H:3/4'' Round |  |  |  |  | 120 | Brown |  |  | Hardwired | 0 | 0 | 0 | 0 | 1 | 0 | 0 | 1 | 0 | 0 | 0 | 785652078156 | 28 | 18.5 | 18.5 | 14.8 | 5.546 | 250 | Yes | [9 empty] | cETL Damp | MOFFET ST 4L FOYER-710 | Medium Four Light Hall / Foyer |  | 5134504-710.jpg | 5134504.jpg
5134504-848 | Medium Four Light Hall / Foyer | The Moffet Street Collection offers a distinctive take on a rustic theme. Built in broad steel frames with hand-applied finish that mimics natural wood. This combination of rustic and urban fits comfortably in a wide variety of environments. The sharp, squared lines of the frame complement a wide variety of settings. The collection includes eight-light foyer, four-light foyer, one- light wall sconce, and a six-light island fixture. The Moffet Street Collection is available in three beautiful finishes Washed Pine, Brushed Nickel and Satin Bronze All fixtures are California Title 24 compliant and damp rated for use in sheltered, damp environments. | LINE VOLTAGE PENDANT | Moffet Street | Pendants | Satin Bronze | 848 | Steel |  |  |  |  | 4 Candelabra Torpedo 60w |  | 4 | No | [14 empty] | 0 | [12 empty] | 169.98 | 339.96 | 509.94 | L:15 1/2'' W:15 1/2'' H:23 1/8'' O:69'' | 12 |  | 15.5 | 15.5 | 23.125 | Center Lock-Up |  |  | 69 |  |  |  | No |  | No | [20 empty] | D:5'' H:3/4'' Round |  |  |  |  | 120 | Clear Gold |  |  | Hardwired | 0 | 0 | 0 | 0 | 1 | 0 | 0 | 1 | 0 | 0 | 0 | 785652067679 | 28 | 18.5 | 18.5 | 14.8 | 5.546 | 250 | Yes | [9 empty] | cETL Damp | MOFFET ST 4L FOYER-848 | Medium Four Light Hall / Foyer |  | 5134504-848.png | 5134504.jpg
5134504-872 | Medium Four Light Hall / Foyer | The Moffet Street Collection offers a distinctive take on a rustic theme. Built in broad steel frames with hand-applied finish that mimics natural wood. This combination of rustic and urban fits comfortably in a wide variety of environments. The sharp, squared lines of the frame complement a wide variety of settings. The collection includes eight-light foyer, four-light foyer, one- light wall sconce, and a six-light island fixture. The Moffet Street Collection is available in three beautiful finishes Washed Pine, Brushed Nickel and Satin Bronze All fixtures are California Title 24 compliant and damp rated for use in sheltered, damp environments. | LINE VOLTAGE PENDANT | Moffet Street | Pendants | Washed Pine / Chrome | 872 / 05 | Steel |  |  |  |  | 4 Candelabra Torpedo 60w |  | 4 | No | [14 empty] | 0 | [12 empty] | 149.98 | 299.96 | 449.94 | L:15 1/2'' W:15 1/2'' H:23 1/8'' O:69'' | 12 |  | 15.5 | 15.5 | 23.125 | Center Lock-Up |  |  | 69 |  |  |  | No |  | No | [20 empty] | D:5'' H:3/4'' Round |  |  |  |  | 120 | Clear Silver |  |  | Hardwired | 0 | 0 | 0 | 0 | 1 | 0 | 0 | 1 | 0 | 0 | 0 | 785652059995 | 28 | 18.75 | 18.25 | 13.9 | 5.545 | 250 | Yes | [9 empty] | cETL Damp | MOFFET ST 4L FOYER-872 | Medium Four Light Hall / Foyer |  | 5134504-872.png | 5134504.jpg
5134504-962 | Medium Four Light Hall / Foyer | The Moffet Street Collection offers a distinctive take on a rustic theme. Built in broad steel frames with hand-applied finish that mimics natural wood. This combination of rustic and urban fits comfortably in a wide variety of environments. The sharp, squared lines of the frame complement a wide variety of settings. The collection includes eight-light foyer, four-light foyer, one- light wall sconce, and a six-light island fixture. The Moffet Street Collection is available in three beautiful finishes Washed Pine, Brushed Nickel and Satin Bronze All fixtures are California Title 24 compliant and damp rated for use in sheltered, damp environments. | LINE VOLTAGE PENDANT | Moffet Street | Pendants | Brushed Nickel | 962 | Steel |  |  |  |  | 4 Candelabra Torpedo 60w |  | 4 | No | [14 empty] | 0 | [12 empty] | 169.98 | 339.96 | 509.94 | L:15 1/2'' W:15 1/2'' H:23 1/8'' O:69'' | 12 |  | 15.5 | 15.5 | 23.125 | Center Lock-Up |  |  | 69 |  |  |  | No |  | No | [20 empty] | D:5'' H:3/4'' Round |  |  |  |  | 120 | Clear Silver |  |  | Hardwired | 0 | 0 | 0 | 0 | 1 | 0 | 0 | 1 | 0 | 0 | 0 | 785652067686 | 28 | 18.5 | 18.5 | 14.9 | 5.546 | 250 | Yes | [9 empty] | cETL Damp | MOFFET ST 4L FOYER-962 | Medium Four Light Hall / Foyer |  | 5134504-962.jpg | 5134504.jpg
5134504EN-710 | Medium Four Light Hall / Foyer | The Moffet Street Collection offers a distinctive take on a rustic theme. Built in broad steel frames with hand-applied finish that mimics natural wood. This combination of rustic and urban fits comfortably in a wide variety of environments. The sharp, squared lines of the frame complement a wide variety of settings. The collection includes eight-light foyer, four-light foyer, one- light wall sconce, and a six-light island fixture. The Moffet Street Collection is available in three beautiful finishes Washed Pine, Brushed Nickel and Satin Bronze All fixtures are California Title 24 compliant and damp rated for use in sheltered, damp environments. | LINE VOLTAGE PENDANT | Moffet Street | Pendants | Burnt Sienna | 710 | Steel |  |  |  |  | 4 Candelabra Torpedo 3.5w |  | 4 | Yes | [14 empty] | 0 | [12 empty] | 193.95 | 387.9 | 581.85 | L:15 1/2'' W:15 1/2'' H:23 1/8'' O:69'' | 12 |  | 15.5 | 15.5 | 23.125 | Center Lock-Up |  |  | 69 |  |  |  | No |  | No | [20 empty] | D:5'' H:3/4'' Round |  |  |  |  | 120 | Clear Gold |  |  | Hardwired | 0 | 0 | 0 | 1 | 1 | 0 | 0 | 0 | 0 | 0 | 0 | 785652082337 | 28 | 18.5 | 18.5 | 14.8 | 5.546 | 250 | Yes | [9 empty] | cETL Damp | MOFFET ST 4L LED FOYER-710 | Medium Four Light Hall / Foyer |  | 5134504EN-710.jpg | 5134504EN.jpg
5134504EN-848 | Medium Four Light Hall / Foyer | The Moffet Street Collection offers a distinctive take on a rustic theme. Built in broad steel frames with hand-applied finish that mimics natural wood. This combination of rustic and urban fits comfortably in a wide variety of environments. The sharp, squared lines of the frame complement a wide variety of settings. The collection includes eight-light foyer, four-light foyer, one- light wall sconce, and a six-light island fixture. The Moffet Street Collection is available in three beautiful finishes Washed Pine, Brushed Nickel and Satin Bronze All fixtures are California Title 24 compliant and damp rated for use in sheltered, damp environments. | LINE VOLTAGE PENDANT | Moffet Street | Pendants | Satin Bronze | 848 | Steel |  |  |  |  | 4 Candelabra Torpedo 3.5w |  | 4 | Yes | [14 empty] | 0 | [12 empty] | 199.98 | 399.96 | 599.94 | L:15 1/2'' W:15 1/2'' H:23 1/8'' O:69'' | 12 |  | 15.5 | 15.5 | 23.125 | Center Lock-Up |  |  | 69 |  |  |  | No |  | No | [20 empty] | D:5'' H:3/4'' Round |  |  |  |  | 120 | Clear Gold |  |  | Hardwired | 0 | 0 | 0 | 1 | 1 | 0 | 0 | 0 | 0 | 0 | 0 | 785652068454 | 28 | 18.5 | 18.5 | 14.8 | 5.546 | 250 | Yes | [9 empty] | cETL Damp | MOFFET ST 4L LED FOYER-848 | Medium Four Light Hall / Foyer |  | 5134504EN-848.png | 5134504EN.jpg
5134504EN-872 | Medium Four Light Hall / Foyer | The Moffet Street Collection offers a distinctive take on a rustic theme. Built in broad steel frames with hand-applied finish that mimics natural wood. This combination of rustic and urban fits comfortably in a wide variety of environments. The sharp, squared lines of the frame complement a wide variety of settings. The collection includes eight-light foyer, four-light foyer, one- light wall sconce, and a six-light island fixture. The Moffet Street Collection is available in three beautiful finishes Washed Pine, Brushed Nickel and Satin Bronze All fixtures are California Title 24 compliant and damp rated for use in sheltered, damp environments. | LINE VOLTAGE PENDANT | Moffet Street | Pendants | Washed Pine / Chrome | 872 / 05 | Steel |  |  |  |  | 4 Candelabra Torpedo 3.4w |  | 4 | Yes | [14 empty] | 0 | [12 empty] | 174.98 | 349.96 | 524.94 | L:15 1/2'' W:15 1/2'' H:23 1/8'' O:69'' | 12 |  | 15.5 | 15.5 | 23.125 | Center Lock-Up |  |  | 69 |  |  |  | No |  | No | [20 empty] | D:5'' H:3/4'' Round |  |  |  |  | 120 | Clear Silver |  |  | Hardwired | 0 | 0 | 0 | 1 | 1 | 0 | 0 | 0 | 0 | 0 | 0 | 785652060540 | 28 | 18.75 | 18.25 | 13.9 | 5.545 | 250 | Yes | [9 empty] | cETL Damp | MOFFET ST 4L LED FOYER-872 | Medium Four Light Hall / Foyer |  | 5134504EN-872.png | 5134504EN.jpg
5134504EN-962 | Medium Four Light Hall / Foyer | The Moffet Street Collection offers a distinctive take on a rustic theme. Built in broad steel frames with hand-applied finish that mimics natural wood. This combination of rustic and urban fits comfortably in a wide variety of environments. The sharp, squared lines of the frame complement a wide variety of settings. The collection includes eight-light foyer, four-light foyer, one- light wall sconce, and a six-light island fixture. The Moffet Street Collection is available in three beautiful finishes Washed Pine, Brushed Nickel and Satin Bronze All fixtures are California Title 24 compliant and damp rated for use in sheltered, damp environments. | LINE VOLTAGE PENDANT | Moffet Street | Pendants | Brushed Nickel | 962 | Steel |  |  |  |  | 4 Candelabra Torpedo 3.5w |  | 4 | Yes | [14 empty] | 0 | [12 empty] | 199.98 | 399.96 | 599.94 | L:15 1/2'' W:15 1/2'' H:23 1/8'' O:69'' | 12 |  | 15.5 | 15.5 | 23.125 | Center Lock-Up |  |  | 69 |  |  |  | No |  | No | [20 empty] | D:5'' H:3/4'' Round |  |  |  |  | 120 | Clear Silver |  |  | Hardwired | 0 | 0 | 0 | 1 | 1 | 0 | 0 | 0 | 0 | 0 | 0 | 785652068461 | 28 | 18.5 | 18.5 | 14.9 | 5.546 | 250 | Yes | [9 empty] | cETL Damp | MOFFET ST 4L LED FOYER-962 | Medium Four Light Hall / Foyer |  | 5134504EN-962.png | 5134504EN.jpg
5134508-710 | Large Eight Light Hall / Foyer | The Moffet Street Collection offers a distinctive take on a rustic theme. Built in broad steel frames with hand-applied finish that mimics natural wood. This combination of rustic and urban fits comfortably in a wide variety of environments. The sharp, squared lines of the frame complement a wide variety of settings. The collection includes eight-light foyer, four-light foyer, one- light wall sconce, and a six-light island fixture. The Moffet Street Collection is available in three beautiful finishes Washed Pine, Brushed Nickel and Satin Bronze All fixtures are California Title 24 compliant and damp rated for use in sheltered, damp environments. | LINE VOLTAGE PENDANT | Moffet Street | Pendants | Burnt Sienna | 710 | Steel |  |  |  |  | 8 Candelabra Torpedo 60w |  | 8 | No | [14 empty] | 0 | [12 empty] | 258.95 | 517.9 | 776.85 | L:19'' W:19'' H:31 1/8'' O:77'' | 15.9 |  | 19 | 19 | 31.125 | Center Lock-Up |  |  | 77 |  |  |  | No |  | No | [20 empty] | D:5'' H:3/4'' Round |  |  |  |  | 120 | Brown |  |  | Hardwired | 0 | 0 | 0 | 0 | 1 | 0 | 0 | 1 | 0 | 0 | 0 | 785652078163 | 35.125 | 22.25 | 22.25 | 20 | 10.063 | 250 | Yes | [9 empty] | cETL Damp | MOFFET ST 8L FOYER-710 | Large Eight Light Hall / Foyer |  | 5134508-710.jpg | 5134508.jpg
5134508-848 | Large Eight Light Hall / Foyer | The Moffet Street Collection offers a distinctive take on a rustic theme. Built in broad steel frames with hand-applied finish that mimics natural wood. This combination of rustic and urban fits comfortably in a wide variety of environments. The sharp, squared lines of the frame complement a wide variety of settings. The collection includes eight-light foyer, four-light foyer, one- light wall sconce, and a six-light island fixture. The Moffet Street Collection is available in three beautiful finishes Washed Pine, Brushed Nickel and Satin Bronze All fixtures are California Title 24 compliant and damp rated for use in sheltered, damp environments. | LINE VOLTAGE PENDANT | Moffet Street | Pendants | Satin Bronze | 848 | Steel |  |  |  |  | 8 Candelabra Torpedo 60w |  | 8 | No | [14 empty] | 0 | [12 empty] | 269.98 | 539.96 | 809.94 | L:19'' W:19'' H:31 1/8'' O:77'' | 15.9 |  | 19 | 19 | 31.125 | Center Lock-Up |  |  | 77 |  |  |  | No |  | No | [20 empty] | D:5'' H:3/4'' Round |  |  |  |  | 120 | Clear Gold |  |  | Hardwired | 0 | 0 | 0 | 0 | 1 | 0 | 0 | 1 | 0 | 0 | 0 | 785652067693 | 35.125 | 22.25 | 22.25 | 20 | 10.063 | 250 | Yes | [9 empty] | cETL Damp | MOFFET ST 8L FOYER-848 | Large Eight Light Hall / Foyer |  | 5134508-848.png | 5134508.jpg
5134508-872 | Large Eight Light Hall / Foyer | The Moffet Street Collection offers a distinctive take on a rustic theme. Built in broad steel frames with hand-applied finish that mimics natural wood. This combination of rustic and urban fits comfortably in a wide variety of environments. The sharp, squared lines of the frame complement a wide variety of settings. The collection includes eight-light foyer, four-light foyer, one- light wall sconce, and a six-light island fixture. The Moffet Street Collection is available in three beautiful finishes Washed Pine, Brushed Nickel and Satin Bronze All fixtures are California Title 24 compliant and damp rated for use in sheltered, damp environments. | LINE VOLTAGE PENDANT | Moffet Street | Pendants | Washed Pine / Chrome | 872 / 05 | Steel |  |  |  |  | 8 Candelabra Torpedo 60w |  | 8 | No | [14 empty] | 0 | [12 empty] | 224.98 | 449.96 | 674.94 | L:19'' W:19'' H:31 1/8'' O:77'' | 15.9 |  | 19 | 19 | 31.125 | Center Lock-Up |  |  | 77 |  |  |  | No |  | No | [20 empty] | D:5'' H:3/4'' Round |  |  |  |  | 120 | Clear Silver |  |  | Hardwired | 0 | 0 | 0 | 0 | 1 | 0 | 0 | 1 | 0 | 0 | 0 | 785652060007 | 34.75 | 22.75 | 22.25 | 19.5 | 10.179 | 300 | Yes | [9 empty] | cETL Damp | MOFFET ST 8L FOYER-872 | Large Eight Light Hall / Foyer |  | 5134508-872.png | 5134508.jpg
5134508-962 | Large Eight Light Hall / Foyer | The Moffet Street Collection offers a distinctive take on a rustic theme. Built in broad steel frames with hand-applied finish that mimics natural wood. This combination of rustic and urban fits comfortably in a wide variety of environments. The sharp, squared lines of the frame complement a wide variety of settings. The collection includes eight-light foyer, four-light foyer, one- light wall sconce, and a six-light island fixture. The Moffet Street Collection is available in three beautiful finishes Washed Pine, Brushed Nickel and Satin Bronze All fixtures are California Title 24 compliant and damp rated for use in sheltered, damp environments. | LINE VOLTAGE PENDANT | Moffet Street | Pendants | Brushed Nickel | 962 | Steel |  |  |  |  | 8 Candelabra Torpedo 60w |  | 8 | No | [14 empty] | 0 | [12 empty] | 269.98 | 539.96 | 809.94 | L:19'' W:19'' H:31 1/8'' O:77'' | 15.9 |  | 19 | 19 | 31.125 | Center Lock-Up |  |  | 77 |  |  |  | No |  | No | [20 empty] | D:5'' H:3/4'' Round |  |  |  |  | 120 | Clear Silver |  |  | Hardwired | 0 | 0 | 0 | 0 | 1 | 0 | 0 | 1 | 0 | 0 | 0 | 785652067709 | 35.25 | 22.25 | 22.25 | 19.8 | 10.099 | 250 | Yes | [9 empty] | cETL Damp | MOFFET ST 8L FOYER-962 | Large Eight Light Hall / Foyer |  | 5134508-962.png | 5134508.jpg
5134508EN-710 | Large Eight Light Hall / Foyer | The Moffet Street Collection offers a distinctive take on a rustic theme. Built in broad steel frames with hand-applied finish that mimics natural wood. This combination of rustic and urban fits comfortably in a wide variety of environments. The sharp, squared lines of the frame complement a wide variety of settings. The collection includes eight-light foyer, four-light foyer, one- light wall sconce, and a six-light island fixture. The Moffet Street Collection is available in three beautiful finishes Washed Pine, Brushed Nickel and Satin Bronze All fixtures are California Title 24 compliant and damp rated for use in sheltered, damp environments. | LINE VOLTAGE PENDANT | Moffet Street | Pendants | Burnt Sienna | 710 | Steel |  |  |  |  | 8 Candelabra Torpedo 3.5w |  | 8 | Yes | [14 empty] | 0 | [12 empty] | 317.95 | 635.9 | 953.85 | L:19'' W:19'' H:31 1/8'' O:77'' | 15.9 |  | 19 | 19 | 31.125 | Center Lock-Up |  |  | 77 |  |  |  | No |  | No | [20 empty] | D:5'' H:3/4'' Round |  |  |  |  | 120 | Brown |  |  | Hardwired | 0 | 0 | 0 | 1 | 1 | 0 | 0 | 0 | 0 | 0 | 0 | 785652082344 | 35.125 | 22 | 22.25 | 20 | 9.95 | 250 | Yes | [9 empty] | cETL Damp | MOFFET ST 8L LED FOYER-710 | Large Eight Light Hall / Foyer |  | 5134508EN-710.jpg | 5134508EN.jpg
5134508EN-848 | Large Eight Light Hall / Foyer | The Moffet Street Collection offers a distinctive take on a rustic theme. Built in broad steel frames with hand-applied finish that mimics natural wood. This combination of rustic and urban fits comfortably in a wide variety of environments. The sharp, squared lines of the frame complement a wide variety of settings. The collection includes eight-light foyer, four-light foyer, one- light wall sconce, and a six-light island fixture. The Moffet Street Collection is available in three beautiful finishes Washed Pine, Brushed Nickel and Satin Bronze All fixtures are California Title 24 compliant and damp rated for use in sheltered, damp environments. | LINE VOLTAGE PENDANT | Moffet Street | Pendants | Satin Bronze | 848 | Steel |  |  |  |  | 8 Candelabra Torpedo 3.5w |  | 8 | Yes | [14 empty] | 0 | [12 empty] | 324.98 | 649.96 | 974.94 | L:19'' W:19'' H:31 1/8'' O:77'' | 15.9 |  | 19 | 19 | 31.125 | Center Lock-Up |  |  | 77 |  |  |  | No |  | No | [20 empty] | D:5'' H:3/4'' Round |  |  |  |  | 120 | Clear Gold |  |  | Hardwired | 0 | 0 | 0 | 1 | 1 | 0 | 0 | 0 | 0 | 0 | 0 | 785652068478 | 35.125 | 22 | 22.25 | 20 | 9.95 | 250 | Yes | [9 empty] | cETL Damp | MOFFET ST 8L LED FOYER-848 | Large Eight Light Hall / Foyer |  | 5134508EN-848.png | 5134508EN.jpg
5134508EN-872 | Large Eight Light Hall / Foyer | The Moffet Street Collection offers a distinctive take on a rustic theme. Built in broad steel frames with hand-applied finish that mimics natural wood. This combination of rustic and urban fits comfortably in a wide variety of environments. The sharp, squared lines of the frame complement a wide variety of settings. The collection includes eight-light foyer, four-light foyer, one- light wall sconce, and a six-light island fixture. The Moffet Street Collection is available in three beautiful finishes Washed Pine, Brushed Nickel and Satin Bronze All fixtures are California Title 24 compliant and damp rated for use in sheltered, damp environments. | LINE VOLTAGE PENDANT | Moffet Street | Pendants | Washed Pine / Chrome | 872 / 05 | Steel |  |  |  |  | 8 Candelabra Torpedo 3.5w |  | 8 | Yes | [14 empty] | 0 | [12 empty] | 274.98 | 549.96 | 824.94 | L:19'' W:19'' H:31 1/8'' O:77'' | 15.9 |  | 19 | 19 | 31.125 | Center Lock-Up |  |  | 77 |  |  |  | No |  | No | [20 empty] | D:5'' H:3/4'' Round |  |  |  |  | 120 | Clear Silver |  |  | Hardwired | 0 | 0 | 0 | 1 | 1 | 0 | 0 | 0 | 0 | 0 | 0 | 785652060557 | 22.5 | 22 | 36 | 22.2 | 10.313 | 250 | Yes | [9 empty] | cETL Damp | MOFFET ST 8L FOYER-872 | Large Eight Light Hall / Foyer |  | 5134508EN-872.png | 5134508EN.jpg
5134508EN-962 | Large Eight Light Hall / Foyer | The Moffet Street Collection offers a distinctive take on a rustic theme. Built in broad steel frames with hand-applied finish that mimics natural wood. This combination of rustic and urban fits comfortably in a wide variety of environments. The sharp, squared lines of the frame complement a wide variety of settings. The collection includes eight-light foyer, four-light foyer, one- light wall sconce, and a six-light island fixture. The Moffet Street Collection is available in three beautiful finishes Washed Pine, Brushed Nickel and Satin Bronze All fixtures are California Title 24 compliant and damp rated for use in sheltered, damp environments. | LINE VOLTAGE PENDANT | Moffet Street | Pendants | Brushed Nickel | 962 | Steel |  |  |  |  | 8 Candelabra Torpedo 3.5w |  | 8 | Yes | [14 empty] | 0 | [12 empty] | 324.98 | 649.96 | 974.94 | L:19'' W:19'' H:31 1/8'' O:77'' | 15.9 |  | 19 | 19 | 31.125 | Center Lock-Up |  |  | 77 |  |  |  | No |  | No | [20 empty] | D:5'' H:3/4'' Round |  |  |  |  | 120 | Clear Silver |  |  | Hardwired | 0 | 0 | 0 | 1 | 1 | 0 | 0 | 0 | 0 | 0 | 0 | 785652068485 | 35.25 | 22.25 | 22.25 | 19.8 | 10.099 | 250 | Yes | [9 empty] | cETL Damp | MOFFET ST 8L LED FOYER-962 | Large Eight Light Hall / Foyer |  | 5134508EN-962.png | 5134508EN.jpg
5134903-05 | Small Three Light Hall / Foyer | The Romee collection is a playful, yet simple spin on the classic lantern. With clean lines and elegant lamping holders makes Romee the perfect addition to any space without taking the spotlight from the décor, but will illuminate with superb class. The full Romee collection is available in three beautiful finishes Brushed Nickel, Chrome and Heirloom Bronze with three and six light options, making it easy to add Romee to any decor. | LINE VOLTAGE PENDANT | Romee | Pendants | Chrome | 5 | Steel |  |  |  |  | 3 Candelabra Torpedo 60w |  | 3 | No | [14 empty] | 0 | [12 empty] | 47.98 | 95.96 | 143.94 | D:12 7/8'' H:18 3/4'' O:62 1/4'' | 4 | 12.875 |  |  | 18.75 | Cap Nuts |  |  | 62.25 |  |  |  | No |  | No | [20 empty] | D:5'' H:7/8'' Round |  |  |  |  | 96 | Clear Silver | 42 |  | Hardwired | 0 | 0 | 0 | 0 | 1 | 0 | 0 | 0 | 1 | 0 | 0 | 785652067730 | 19.25 | 15.25 | 6 | 5.5 | 1.019 | 175 | Yes | [9 empty] | cETL Damp | ROMEE 3L SM FOYER-05 | Small Three Light Hall / Foyer |  | 5134903-05.png | 5134903.jpg
5134903-710 | Small Three Light Hall / Foyer | The Romee collection is a playful, yet simple spin on the classic lantern. With clean lines and elegant lamping holders makes Romee the perfect addition to any space without taking the spotlight from the décor, but will illuminate with superb class. The full Romee collection is available in three beautiful finishes Brushed Nickel, Chrome and Heirloom Bronze with three and six light options, making it easy to add Romee to any decor. | LINE VOLTAGE PENDANT | Romee | Pendants | Burnt Sienna | 710 | Steel |  |  |  |  | 3 Candelabra Torpedo 60w |  | 3 | No | [14 empty] | 0 | [12 empty] | 46.45 | 92.9 | 139.35 | D:12 7/8'' H:18 3/4'' O:62 1/4'' | 4 | 12.875 |  |  | 18.75 | Cap Nuts |  |  | 62.25 |  |  |  | No |  | No | [20 empty] | D:5'' H:7/8'' Round |  |  |  |  | 96 | Brown | 42 |  | Hardwired | 0 | 0 | 0 | 0 | 1 | 0 | 0 | 0 | 1 | 0 | 0 | 785652067754 | 20.25 | 15.75 | 7.5 | 7 | 1.384 | 175 | Yes | [9 empty] | cETL Damp | ROMEE 3L SM FOYER-710 | Small Three Light Hall / Foyer |  | 5134903-710.jpg | 5134903.jpg
5134903-782 | Small Three Light Hall / Foyer | The Romee collection is a playful, yet simple spin on the classic lantern. With clean lines and elegant lamping holders makes Romee the perfect addition to any space without taking the spotlight from the décor, but will illuminate with superb class. The full Romee collection is available in three beautiful finishes Brushed Nickel, Chrome and Heirloom Bronze with three and six light options, making it easy to add Romee to any decor. | LINE VOLTAGE PENDANT | Romee | Pendants | Heirloom Bronze | 782 | Steel |  |  |  |  | 3 Candelabra Torpedo 60w |  | 3 | No | [14 empty] | 0 | [12 empty] | 47.98 | 95.96 | 143.94 | D:12 7/8'' H:18 3/4'' O:62 1/4'' | 4 | 12.875 |  |  | 18.75 | Cap Nuts |  |  | 62.25 |  |  |  | No |  | No | [20 empty] | D:5'' H:7/8'' Round |  |  |  |  | 96 | Brown | 42 |  | Hardwired | 0 | 0 | 0 | 0 | 1 | 0 | 0 | 0 | 1 | 0 | 0 | 785652067761 | 19.25 | 15.25 | 6 | 5.5 | 1.019 | 175 | Yes | [9 empty] | cETL Damp | ROMEE 3L SM FOYER-782 | Small Three Light Hall / Foyer |  | 5134903-782.png | 5134903.jpg
5134903-962 | Small Three Light Hall / Foyer | The Romee collection is a playful, yet simple spin on the classic lantern. With clean lines and elegant lamping holders makes Romee the perfect addition to any space without taking the spotlight from the décor, but will illuminate with superb class. The full Romee collection is available in three beautiful finishes Brushed Nickel, Chrome and Heirloom Bronze with three and six light options, making it easy to add Romee to any decor. | LINE VOLTAGE PENDANT | Romee | Pendants | Brushed Nickel | 962 | Steel |  |  |  |  | 3 Candelabra Torpedo 60w |  | 3 | No | [14 empty] | 0 | [12 empty] | 47.98 | 95.96 | 143.94 | D:12 7/8'' H:18 3/4'' O:62 1/4'' | 4 | 12.875 |  |  | 18.75 | Cap Nuts |  |  | 62.25 |  |  |  | No |  | No | [20 empty] | D:5'' H:7/8'' Round |  |  |  |  | 96 | Clear Silver | 42 |  | Hardwired | 0 | 0 | 0 | 0 | 1 | 0 | 0 | 0 | 1 | 0 | 0 | 785652067785 | 19.25 | 15.25 | 6 | 5.5 | 1.019 | 175 | Yes | [9 empty] | cETL Damp | ROMEE 3L SM FOYER-962 | Small Three Light Hall / Foyer |  | 5134903-962.png | 5134903.jpg
5134903EN-05 | Small Three Light Hall / Foyer | The Romee collection is a playful, yet simple spin on the classic lantern. With clean lines and elegant lamping holders makes Romee the perfect addition to any space without taking the spotlight from the décor, but will illuminate with superb class. The full Romee collection is available in three beautiful finishes Brushed Nickel, Chrome and Heirloom Bronze with three and six light options, making it easy to add Romee to any decor. | LINE VOLTAGE PENDANT | Romee | Pendants | Chrome | 5 | Steel |  |  |  |  | 3 Candelabra Torpedo 3.5w |  | 3 | Yes | [14 empty] | 0 | [12 empty] | 67.48 | 134.96 | 202.44 | D:12 7/8'' H:18 3/4'' O:62 1/4'' | 4 | 12.875 |  |  | 18.75 | Cap Nuts |  |  | 62.25 |  |  |  | No |  | No | [20 empty] | D:5'' H:7/8'' Round |  |  |  |  | 96 | Clear Silver | 42 |  | Hardwired | 0 | 0 | 0 | 1 | 1 | 0 | 0 | 0 | 1 | 0 | 0 | 785652068515 | 19.25 | 15.25 | 6 | 5.5 | 1.019 | 175 | Yes | [9 empty] | cETL Damp | ROMEE 3L LED SM FOYER-05 | Small Three Light Hall / Foyer |  | 5134903EN-05.png | 5134903.jpg
5134903EN-710 | Small Three Light Hall / Foyer | The Romee collection is a playful, yet simple spin on the classic lantern. With clean lines and elegant lamping holders makes Romee the perfect addition to any space without taking the spotlight from the décor, but will illuminate with superb class. The full Romee collection is available in three beautiful finishes Brushed Nickel, Chrome and Heirloom Bronze with three and six light options, making it easy to add Romee to any decor. | LINE VOLTAGE PENDANT | Romee | Pendants | Burnt Sienna | 710 | Steel |  |  |  |  | 3 Candelabra Torpedo 3.5w |  | 3 | Yes | [14 empty] | 0 | [12 empty] | 63.95 | 127.9 | 191.85 | D:12 7/8'' H:18 3/4'' O:62 1/4'' | 4 | 12.875 |  |  | 18.75 | Cap Nuts |  |  | 62.25 |  |  |  | No |  | No | [20 empty] | D:5'' H:7/8'' Round |  |  |  |  | 96 | Brown | 42 |  | Hardwired | 0 | 0 | 0 | 1 | 1 | 0 | 0 | 0 | 1 | 0 | 0 | 785652068539 | 0.1 | 0.1 | 0.1 | 0.1 | 0 | 100 | Yes | [9 empty] | cETL Damp | ROMEE 3L SM FOYER-710 | Small Three Light Hall / Foyer |  | 5134903EN-710.jpg | 5134903EN.jpg
5134903EN-782 | Small Three Light Hall / Foyer | The Romee collection is a playful, yet simple spin on the classic lantern. With clean lines and elegant lamping holders makes Romee the perfect addition to any space without taking the spotlight from the décor, but will illuminate with superb class. The full Romee collection is available in three beautiful finishes Brushed Nickel, Chrome and Heirloom Bronze with three and six light options, making it easy to add Romee to any decor. | LINE VOLTAGE PENDANT | Romee | Pendants | Heirloom Bronze | 782 | Steel |  |  |  |  | 3 Candelabra Torpedo 3.5w |  | 3 | Yes | [14 empty] | 0 | [12 empty] | 67.48 | 134.96 | 202.44 | D:12 7/8'' H:18 3/4'' O:62 1/4'' | 4 | 12.875 |  |  | 18.75 | Cap Nuts |  |  | 62.25 |  |  |  | No |  | No | [20 empty] | D:5'' H:7/8'' Round |  |  |  |  | 96 | Brown | 42 |  | Hardwired | 0 | 0 | 0 | 1 | 1 | 0 | 0 | 0 | 1 | 0 | 0 | 785652068546 | 19.25 | 15.25 | 6 | 5.5 | 1.019 | 175 | Yes | [9 empty] | cETL Damp | ROMEE 3L LED SM FOYER-782 | Small Three Light Hall / Foyer |  | 5134903EN-782.png | 5134903.jpg
5134903EN-962 | Small Three Light Hall / Foyer | The Romee collection is a playful, yet simple spin on the classic lantern. With clean lines and elegant lamping holders makes Romee the perfect addition to any space without taking the spotlight from the décor, but will illuminate with superb class. The full Romee collection is available in three beautiful finishes Brushed Nickel, Chrome and Heirloom Bronze with three and six light options, making it easy to add Romee to any decor. | LINE VOLTAGE PENDANT | Romee | Pendants | Brushed Nickel | 962 | Steel |  |  |  |  | 3 Candelabra Torpedo 3.5w |  | 3 | Yes | [14 empty] | 0 | [12 empty] | 67.48 | 134.96 | 202.44 | D:12 7/8'' H:18 3/4'' O:62 1/4'' | 4 | 12.875 |  |  | 18.75 | Cap Nuts |  |  | 62.25 |  |  |  | No |  | No | [20 empty] | D:5'' H:7/8'' Round |  |  |  |  | 96 | Clear Silver | 42 |  | Hardwired | 0 | 0 | 0 | 1 | 1 | 0 | 0 | 0 | 1 | 0 | 0 | 785652068560 | 19.25 | 15.25 | 6 | 5.5 | 1.019 | 175 | Yes | [9 empty] | cETL Damp | ROMEE 3L LED SM FOYER-962 | Small Three Light Hall / Foyer |  | 5134903EN-962.png | 5134903.jpg
5134906-05 | Medium Six Light Hall / Foyer | The Romee collection is a playful, yet simple spin on the classic lantern. With clean lines and elegant lamping holders makes Romee the perfect addition to any space without taking the spotlight from the décor, but will illuminate with superb class. The full Romee collection is available in three beautiful finishes Brushed Nickel, Chrome and Heirloom Bronze with three and six light options, making it easy to add Romee to any decor. | LINE VOLTAGE PENDANT | Romee | Pendants | Chrome | 5 | Steel |  |  |  |  | 6 Candelabra Torpedo 60w |  | 6 | No | [14 empty] | 0 | [12 empty] | 80.48 | 160.96 | 241.44 | D:15'' H:23 3/8'' O:85'' | 5.8 | 15 |  |  | 23.375 | Cap Nuts |  |  | 85 |  |  |  | No |  | No | [20 empty] | D:5'' H:7/8'' Round |  |  |  |  | 120 | Clear Silver | 60 |  | Hardwired | 0 | 0 | 0 | 0 | 1 | 0 | 0 | 1 | 1 | 0 | 0 | 785652067792 | 24.25 | 17.25 | 6.25 | 7.7 | 1.513 | 175 | Yes | [9 empty] | cETL Damp | ROMEE 6L MD FOYER-05 | Medium Six Light Hall / Foyer |  | 5134906-05.png | 5134906.jpg
5134906-710 | Medium Six Light Hall / Foyer | The Romee collection is a playful, yet simple spin on the classic lantern. With clean lines and elegant lamping holders makes Romee the perfect addition to any space without taking the spotlight from the décor, but will illuminate with superb class. The full Romee collection is available in three beautiful finishes Brushed Nickel, Chrome and Heirloom Bronze with three and six light options, making it easy to add Romee to any decor. | LINE VOLTAGE PENDANT | Romee | Pendants | Burnt Sienna | 710 | Steel |  |  |  |  | 6 Candelabra Torpedo 60w |  | 6 | No | [14 empty] | 0 | [12 empty] | 76.45 | 152.9 | 229.35 | D:15'' H:23 3/8'' O:85'' | 5.8 | 15 |  |  | 23.375 | Cap Nuts |  |  | 85 |  |  |  | No |  | No | [20 empty] | D:5'' H:7/8'' Round |  |  |  |  | 120 | Brown | 60 |  | Hardwired | 0 | 0 | 0 | 0 | 1 | 0 | 0 | 1 | 1 | 0 | 0 | 785652067815 | 24.5 | 17.75 | 6.75 | 7.9 | 1.699 | 175 | Yes | [9 empty] | cETL Damp | ROMEE 6L MD FOYER-710 | Medium Six Light Hall / Foyer |  | 5134906-710.jpg | 5134906.jpg
5134906-782 | Medium Six Light Hall / Foyer | The Romee collection is a playful, yet simple spin on the classic lantern. With clean lines and elegant lamping holders makes Romee the perfect addition to any space without taking the spotlight from the décor, but will illuminate with superb class. The full Romee collection is available in three beautiful finishes Brushed Nickel, Chrome and Heirloom Bronze with three and six light options, making it easy to add Romee to any decor. | LINE VOLTAGE PENDANT | Romee | Pendants | Heirloom Bronze | 782 | Steel |  |  |  |  | 6 Candelabra Torpedo 60w |  | 6 | No | [14 empty] | 0 | [12 empty] | 80.48 | 160.96 | 241.44 | D:15'' H:23 3/8'' O:85'' | 5.8 | 15 |  |  | 23.375 | Cap Nuts |  |  | 85 |  |  |  | No |  | No | [20 empty] | D:5'' H:7/8'' Round |  |  |  |  | 120 | Brown | 60 |  | Hardwired | 0 | 0 | 0 | 0 | 1 | 0 | 0 | 1 | 1 | 0 | 0 | 785652067822 | 24.25 | 17.25 | 6.25 | 7.7 | 1.513 | 175 | Yes | [9 empty] | cETL Damp | ROMEE 6L MD FOYER-782 | Medium Six Light Hall / Foyer |  | 5134906-782.png | 5134906.jpg
5134906-962 | Medium Six Light Hall / Foyer | The Romee collection is a playful, yet simple spin on the classic lantern. With clean lines and elegant lamping holders makes Romee the perfect addition to any space without taking the spotlight from the décor, but will illuminate with superb class. The full Romee collection is available in three beautiful finishes Brushed Nickel, Chrome and Heirloom Bronze with three and six light options, making it easy to add Romee to any decor. | LINE VOLTAGE PENDANT | Romee | Pendants | Brushed Nickel | 962 | Steel |  |  |  |  | 6 Candelabra Torpedo 60w |  | 6 | No | [14 empty] | 0 | [12 empty] | 80.48 | 160.96 | 241.44 | D:15'' H:23 3/8'' O:85'' | 5.8 | 15 |  |  | 23.375 | Cap Nuts |  |  | 85 |  |  |  | No |  | No | [20 empty] | D:5'' H:7/8'' Round |  |  |  |  | 120 | Clear Silver | 60 |  | Hardwired | 0 | 0 | 0 | 0 | 1 | 0 | 0 | 1 | 1 | 0 | 0 | 785652067846 | 24.25 | 17.25 | 6.25 | 7.7 | 1.513 | 175 | Yes | [9 empty] | cETL Damp | ROMEE 6L MD FOYER-962 | Medium Six Light Hall / Foyer |  | 5134906-962.png | 5134906.jpg
5134906EN-05 | Medium Six Light Hall / Foyer | The Romee collection is a playful, yet simple spin on the classic lantern. With clean lines and elegant lamping holders makes Romee the perfect addition to any space without taking the spotlight from the décor, but will illuminate with superb class. The full Romee collection is available in three beautiful finishes Brushed Nickel, Chrome and Heirloom Bronze with three and six light options, making it easy to add Romee to any decor. | LINE VOLTAGE PENDANT | Romee | Pendants | Chrome | 5 | Steel |  |  |  |  | 6 Candelabra Torpedo 3.5w |  | 6 | Yes | [14 empty] | 0 | [12 empty] | 117.98 | 235.96 | 353.94 | D:15'' H:23 3/8'' O:85'' | 5.8 | 15 |  |  | 23.375 | Cap Nuts |  |  | 85 |  |  |  | No |  | No | [20 empty] | D:5'' H:7/8'' Round |  |  |  |  | 120 | Clear Silver | 60 |  | Hardwired | 0 | 0 | 0 | 1 | 1 | 0 | 0 | 0 | 1 | 0 | 0 | 785652068577 | 24.25 | 17.25 | 6.25 | 7.7 | 1.513 | 175 | Yes | [9 empty] | cETL Damp | ROMEE 6L LED MD FOYER-05 | Medium Six Light Hall / Foyer |  | 5134906EN-05.png | 5134906.jpg
5134906EN-710 | Medium Six Light Hall / Foyer | The Romee collection is a playful, yet simple spin on the classic lantern. With clean lines and elegant lamping holders makes Romee the perfect addition to any space without taking the spotlight from the décor, but will illuminate with superb class. The full Romee collection is available in three beautiful finishes Brushed Nickel, Chrome and Heirloom Bronze with three and six light options, making it easy to add Romee to any decor. | LINE VOLTAGE PENDANT | Romee | Pendants | Burnt Sienna | 710 | Steel |  |  |  |  | 6 Candelabra Torpedo 3.5w |  | 6 | Yes | [14 empty] | 0 | [12 empty] | 111.95 | 223.9 | 335.85 | D:15'' H:23 3/8'' O:85'' | 5.8 | 15 |  |  | 23.375 | Cap Nuts |  |  | 85 |  |  |  | No |  | No | [20 empty] | D:5'' H:7/8'' Round |  |  |  |  | 120 | Brown | 60 |  | Hardwired | 0 | 0 | 0 | 1 | 1 | 0 | 0 | 0 | 1 | 0 | 0 | 785652068591 | 0.1 | 0.1 | 0.1 | 0.1 | 0 | 100 | Yes | [9 empty] | cETL Damp | ROMEE 6L MD FOYER-710 | Medium Six Light Hall / Foyer |  | 5134906EN-710.jpg | 5134906EN.jpg
5134906EN-782 | Medium Six Light Hall / Foyer | The Romee collection is a playful, yet simple spin on the classic lantern. With clean lines and elegant lamping holders makes Romee the perfect addition to any space without taking the spotlight from the décor, but will illuminate with superb class. The full Romee collection is available in three beautiful finishes Brushed Nickel, Chrome and Heirloom Bronze with three and six light options, making it easy to add Romee to any decor. | LINE VOLTAGE PENDANT | Romee | Pendants | Heirloom Bronze | 782 | Steel |  |  |  |  | 6 Candelabra Torpedo 3.5w |  | 6 | Yes | [14 empty] | 0 | [12 empty] | 117.98 | 235.96 | 353.94 | D:15'' H:23 3/8'' O:85'' | 5.8 | 15 |  |  | 23.375 | Cap Nuts |  |  | 85 |  |  |  | No |  | No | [20 empty] | D:5'' H:7/8'' Round |  |  |  |  | 120 | Brown | 60 |  | Hardwired | 0 | 0 | 0 | 1 | 1 | 0 | 0 | 0 | 1 | 0 | 0 | 785652068607 | 24.25 | 17.25 | 6.25 | 7.7 | 1.513 | 175 | Yes | [9 empty] | cETL Damp | ROMEE 6L LED MD FOYER-782 | Medium Six Light Hall / Foyer |  | 5134906EN-782.png | 5134906.jpg
5134906EN-962 | Medium Six Light Hall / Foyer | The Romee collection is a playful, yet simple spin on the classic lantern. With clean lines and elegant lamping holders makes Romee the perfect addition to any space without taking the spotlight from the décor, but will illuminate with superb class. The full Romee collection is available in three beautiful finishes Brushed Nickel, Chrome and Heirloom Bronze with three and six light options, making it easy to add Romee to any decor. | LINE VOLTAGE PENDANT | Romee | Pendants | Brushed Nickel | 962 | Steel |  |  |  |  | 6 Candelabra Torpedo 3.5w |  | 6 | Yes | [14 empty] | 0 | [12 empty] | 117.98 | 235.96 | 353.94 | D:15'' H:23 3/8'' O:85'' | 5.8 | 15 |  |  | 23.375 | Cap Nuts |  |  | 85 |  |  |  | No |  | No | [20 empty] | D:5'' H:7/8'' Round |  |  |  |  | 120 | Clear Silver | 60 |  | Hardwired | 0 | 0 | 0 | 1 | 1 | 0 | 0 | 0 | 1 | 0 | 0 | 785652068621 | 24.255 | 17.25 | 6.25 | 7.7 | 1.513 | 175 | Yes | [9 empty] | cETL Damp | ROMEE 6L LED MD FOYER-962 | Medium Six Light Hall / Foyer |  | 5134906EN-962.png | 5134906.jpg
5134908-05 | Large Eight Light Hall / Foyer | The Romee collection is a playful, yet simple spin on the classic lantern. With clean lines and elegant lamping holders makes Romee the perfect addition to any space without taking the spotlight from the décor, but will illuminate with superb class. The full Romee collection is available in three beautiful finishes Brushed Nickel, Chrome and Heirloom Bronze with three and six light options, making it easy to add Romee to any decor. | LINE VOLTAGE PENDANT | Romee | Pendants | Chrome | 5 | Steel |  |  |  |  | 8 Candelabra Torpedo 60w |  | 8 | No | [14 empty] | 0 | [12 empty] | 114.5 | 229 | 343.5 | D:18'' H:30'' O:92'' |  | 18 |  |  | 30 | Cap Nuts |  |  | 92 |  |  |  | No |  | No | [20 empty] | D:5'' H:7/8'' Round |  |  |  |  | 120 | Clear Silver | 60 |  | Hardwired | 0 | 0 | 0 | 0 | 1 | 0 | 0 | 1 | 1 | 0 | 0 | 785652078231 | [16 empty] | cETL Damp | ROMEE 8L LG FOYER-05 | Large Eight Light Hall / Foyer |  | 5134908-05.jpg | 5134908.jpg
5134908-710 | Large Eight Light Hall / Foyer | The Romee collection is a playful, yet simple spin on the classic lantern. With clean lines and elegant lamping holders makes Romee the perfect addition to any space without taking the spotlight from the décor, but will illuminate with superb class. The full Romee collection is available in three beautiful finishes Brushed Nickel, Chrome and Heirloom Bronze with three and six light options, making it easy to add Romee to any decor. | LINE VOLTAGE PENDANT | Romee | Pendants | Burnt Sienna | 710 | Steel |  |  |  |  | 8 Candelabra Torpedo 60w |  | 8 | No | [14 empty] | 0 | [12 empty] | 114.5 | 229 | 343.5 | D:18'' H:30'' O:92'' |  | 18 |  |  | 30 | Cap Nuts |  |  | 92 |  |  |  | No |  | No | [20 empty] | D:5'' H:7/8'' Round |  |  |  |  | 120 | Brown | 60 |  | Hardwired | 0 | 0 | 0 | 0 | 1 | 0 | 0 | 1 | 1 | 0 | 0 | 785652078248 | [16 empty] | cETL Damp | ROMEE 8L LG FOYER-710 | Large Eight Light Hall / Foyer |  | 5134908-710.jpg | 5134908.jpg
5134908-782 | Large Eight Light Hall / Foyer | The Romee collection is a playful, yet simple spin on the classic lantern. With clean lines and elegant lamping holders makes Romee the perfect addition to any space without taking the spotlight from the décor, but will illuminate with superb class. The full Romee collection is available in three beautiful finishes Brushed Nickel, Chrome and Heirloom Bronze with three and six light options, making it easy to add Romee to any decor. | LINE VOLTAGE PENDANT | Romee | Pendants | Heirloom Bronze | 782 | Steel |  |  |  |  | 8 Candelabra Torpedo 60w |  | 8 | No | [14 empty] | 0 | [12 empty] | 114.5 | 229 | 343.5 | D:18'' H:30'' O:92'' |  | 18 |  |  | 30 | Cap Nuts |  |  | 92 |  |  |  | No |  | No | [20 empty] | D:5'' H:7/8'' Round |  |  |  |  | 120 | Brown | 60 |  | Hardwired | 0 | 0 | 0 | 0 | 1 | 0 | 0 | 1 | 1 | 0 | 0 | 785652078255 | [16 empty] | cETL Damp | ROMEE 8L LG FOYER-782 | Large Eight Light Hall / Foyer |  | 5134908-782.jpg | 5134908.jpg
5134908-962 | Large Eight Light Hall / Foyer | The Romee collection is a playful, yet simple spin on the classic lantern. With clean lines and elegant lamping holders makes Romee the perfect addition to any space without taking the spotlight from the décor, but will illuminate with superb class. The full Romee collection is available in three beautiful finishes Brushed Nickel, Chrome and Heirloom Bronze with three and six light options, making it easy to add Romee to any decor. | LINE VOLTAGE PENDANT | Romee | Pendants | Brushed Nickel | 962 | Steel |  |  |  |  | 8 Candelabra Torpedo 60w |  | 8 | No | [14 empty] | 0 | [12 empty] | 114.5 | 229 | 343.5 | D:18'' H:30'' O:92'' |  | 18 |  |  | 30 | Cap Nuts |  |  | 92 |  |  |  | No |  | No | [20 empty] | D:5'' H:7/8'' Round |  |  |  |  | 120 | Clear Silver | 60 |  | Hardwired | 0 | 0 | 0 | 0 | 1 | 0 | 0 | 1 | 1 | 0 | 0 | 785652078279 | [16 empty] | cETL Damp | ROMEE 8L LG FOYER-962 | Large Eight Light Hall / Foyer |  | 5134908-962.jpg | 5134908.jpg
5134908EN-05 | Large Eight Light Hall / Foyer | The Romee collection is a playful, yet simple spin on the classic lantern. With clean lines and elegant lamping holders makes Romee the perfect addition to any space without taking the spotlight from the décor, but will illuminate with superb class. The full Romee collection is available in three beautiful finishes Brushed Nickel, Chrome and Heirloom Bronze with three and six light options, making it easy to add Romee to any decor. | LINE VOLTAGE PENDANT | Romee | Pendants | Chrome | 5 | Steel |  |  |  |  | 8 Candelabra Torpedo 3.5w |  | 8 | Yes | [14 empty] | 0 | [12 empty] | 162.5 | 325 | 487.5 | D:18'' H:30'' O:92'' |  | 18 |  |  | 30 | Cap Nuts |  |  | 92 |  |  |  | No |  | No | [20 empty] | D:5'' H:7/8'' Round |  |  |  |  | 120 | Clear Silver | 60 |  | Hardwired | 0 | 0 | 0 | 1 | 1 | 0 | 0 | 0 | 1 | 0 | 0 | 785652082368 | [16 empty] | cETL Damp | ROMEE 8L LG FOYER-05 | Large Eight Light Hall / Foyer |  | 5134908EN-05.jpg | 5134908EN.jpg
5134908EN-710 | Large Eight Light Hall / Foyer | The Romee collection is a playful, yet simple spin on the classic lantern. With clean lines and elegant lamping holders makes Romee the perfect addition to any space without taking the spotlight from the décor, but will illuminate with superb class. The full Romee collection is available in three beautiful finishes Brushed Nickel, Chrome and Heirloom Bronze with three and six light options, making it easy to add Romee to any decor. | LINE VOLTAGE PENDANT | Romee | Pendants | Burnt Sienna | 710 | Steel |  |  |  |  | 8 Candelabra Torpedo 3.5w |  | 8 | Yes | [14 empty] | 0 | [12 empty] | 162.5 | 325 | 487.5 | D:18'' H:30'' O:92'' |  | 18 |  |  | 30 | Cap Nuts |  |  | 92 |  |  |  | No |  | No | [20 empty] | D:5'' H:7/8'' Round |  |  |  |  | 120 | Brown | 60 |  | Hardwired | 0 | 0 | 0 | 1 | 1 | 0 | 0 | 0 | 1 | 0 | 0 | 785652082375 | [16 empty] | cETL Damp | ROMEE 8L LG FOYER-710 | Large Eight Light Hall / Foyer |  | 5134908EN-710.jpg | 5134908EN.jpg
5134908EN-782 | Large Eight Light Hall / Foyer | The Romee collection is a playful, yet simple spin on the classic lantern. With clean lines and elegant lamping holders makes Romee the perfect addition to any space without taking the spotlight from the décor, but will illuminate with superb class. The full Romee collection is available in three beautiful finishes Brushed Nickel, Chrome and Heirloom Bronze with three and six light options, making it easy to add Romee to any decor. | LINE VOLTAGE PENDANT | Romee | Pendants | Heirloom Bronze | 782 | Steel |  |  |  |  | 8 Candelabra Torpedo 3.5w |  | 8 | Yes | [14 empty] | 0 | [12 empty] | 162.5 | 325 | 487.5 | D:18'' H:30'' O:92'' |  | 18 |  |  | 30 | Cap Nuts |  |  | 92 |  |  |  | No |  | No | [20 empty] | D:5'' H:7/8'' Round |  |  |  |  | 120 | Brown | 60 |  | Hardwired | 0 | 0 | 0 | 1 | 1 | 0 | 0 | 0 | 1 | 0 | 0 | 785652082382 | [16 empty] | cETL Damp | ROMEE 8L LG FOYER-782 | Large Eight Light Hall / Foyer |  | 5134908EN-782.jpg | 5134908EN.jpg
5134908EN-962 | Large Eight Light Hall / Foyer | The Romee collection is a playful, yet simple spin on the classic lantern. With clean lines and elegant lamping holders makes Romee the perfect addition to any space without taking the spotlight from the décor, but will illuminate with superb class. The full Romee collection is available in three beautiful finishes Brushed Nickel, Chrome and Heirloom Bronze with three and six light options, making it easy to add Romee to any decor. | LINE VOLTAGE PENDANT | Romee | Pendants | Brushed Nickel | 962 | Steel |  |  |  |  | 8 Candelabra Torpedo 3.5w |  | 8 | Yes | [14 empty] | 0 | [12 empty] | 162.5 | 325 | 487.5 | D:18'' H:30'' O:92'' |  | 18 |  |  | 30 | Cap Nuts |  |  | 92 |  |  |  | No |  | No | [20 empty] | D:5'' H:7/8'' Round |  |  |  |  | 120 | Clear Silver | 60 |  | Hardwired | 0 | 0 | 0 | 1 | 1 | 0 | 0 | 0 | 1 | 0 | 0 | 785652082412 | [16 empty] | cETL Damp | ROMEE 8L LG FOYER-962 | Large Eight Light Hall / Foyer |  | 5134908EN-962.jpg | 5134908EN.jpg
51350-708 | Four Light Hall / Foyer | With the Laurel Leaf lighting collection by Sea Gull Lighting, the focus is on the beauty of the structure. Sweeping arms that reach out to hold generously shaped ripple glass shades with a soft contemporary finish transitions comfortably for today's lifestyles. Offered in Antique Brushed Nickel finish or Estate Bronze finish, both with Etched Ripple glass. The assortment includes 15-light, nine-light, five-light and three-light chandeliers, pendants in six sizes, both flush and semi-flush ceiling fixtures, as well as one-light, two-light, three-light and four-light wall/bath fixtures. Incandescent and ENERGY STAR-qualified LED lamping are available; all fixtures are California Title 24 compliant. | LINE VOLTAGE PENDANT | Laurel Leaf | Pendants | Estate Bronze | 708 | Steel |  |  |  |  | 4 Candelabra Torpedo 60w |  | 4 | No | [14 empty] | 0 | [12 empty] | 268 | 536 | 804 | D:19'' H:33 1/4'' O:156 3/4'' | 14.1 | 19 |  |  | 33.25 | Center Lock-Up |  |  | 156.75 |  |  |  | No |  | No | 5 | 13 |  |  | 188.0 X 20.0 mm | [15 empty] | D:5 3/4'' DP:1 7/8'' Round |  |  |  |  | 144 | Brown | 120 | N/A | Hardwired | 0 | 0 | 0 | 0 | 1 | 0 | 0 | 1 | 1 | 0 | 0 | 785652134296 | 21.25 | 11 | 31.75 | 18.5 | 4.295 | 175 | Yes | [8 empty] | UL Dry | cUL Dry | LAUREL LEAF 4L FOYER-708 | Four Light Hall / Foyer |  | 51350-708.jpg | 51350.jpg
51350EN-708 | Four Light Hall / Foyer | With the Laurel Leaf lighting collection by Sea Gull Lighting, the focus is on the beauty of the structure. Sweeping arms that reach out to hold generously shaped ripple glass shades with a soft contemporary finish transitions comfortably for today's lifestyles. Offered in Antique Brushed Nickel finish or Estate Bronze finish, both with Etched Ripple glass. The assortment includes 15-light, nine-light, five-light and three-light chandeliers, pendants in six sizes, both flush and semi-flush ceiling fixtures, as well as one-light, two-light, three-light and four-light wall/bath fixtures. Incandescent and ENERGY STAR-qualified LED lamping are available; all fixtures are California Title 24 compliant. | LINE VOLTAGE PENDANT | Laurel Leaf | Pendants | Estate Bronze | 708 | Steel |  |  |  |  | 4 Candelabra Torpedo 3.5w |  | 4 | Yes | [14 empty] | 0 | [12 empty] | 279 | 558 | 837 | D:19'' H:33 1/4'' O:156 3/4'' | 14.1 | 19 |  |  | 33.25 | Center Lock-Up |  |  | 156.75 |  |  |  | No |  | No | 5 | 13 |  |  | 188.0 X 20.0 mm | [15 empty] | D:5 3/4'' DP:1 7/8'' Round |  |  |  |  | 144 | Brown | 120 | N/A | Hardwired | 0 | 0 | 0 | 1 | 1 | 0 | 0 | 0 | 1 | 0 | 0 | 785652030857 | 21.25 | 11 | 31.75 | 18.5 | 4.295 | 175 | Yes | [8 empty] | UL Dry | cUL Dry | LAUREL LEAF 4L FOYER-708 | Four Light Hall / Foyer |  | 51350EN-708.jpg | 51350.jpg
5136103-839 | Three Light Hall / Foyer | The charming Huntsville pendant light collection by Sea Gull Lighting features an updated profile reminiscent of traditional gas lanterns used in the eighteenth century. The open silhouette and top chimney detail create a warm and inviting look. Pendants are often paired or clustered together in a large foyer, over a kitchen island or dining room table. This three-light hall / foyer pendant is offered in Heirloom Bronze or textured Blacksmith finishes. Incandescent candelabra base and ENERGY STAR-qualified candelabra base LED lamping are available; all fixtures are California Title 24 compliant. | LINE VOLTAGE PENDANT | Huntsville | Pendants | Blacksmith | 839 | Steel |  |  |  |  | 3 Candelabra Torpedo 60w |  | 3 | No | [14 empty] | 0 | [12 empty] | 144 | 288 | 432 | L:14'' W:14'' H:23 7/16'' O:60 3/4'' | 8.9 |  | 14 | 14 | 23.4375 | Center Lock-Up |  |  | 60.75 |  |  |  | No |  | No | [20 empty] | D:5'' H:1'' Round |  |  |  |  | 144 | Brown | 120 |  | Hardwired | 0 | 0 | 0 | 0 | 1 | 0 | 0 | 0 | 1 | 0 | 0 | 785652109768 | 25 | 15.5 | 15.5 | 11.3 | 3.476 | 250 | Yes | [9 empty] | cETL Damp | HUNTSVILLE 3L FOYER-839 | Three Light Hall / Foyer |  | 5136103-839.jpg | 5136104.jpg
5136103EN-839 | Three Light Hall / Foyer | The charming Huntsville pendant light collection by Sea Gull Lighting features an updated profile reminiscent of traditional gas lanterns used in the eighteenth century. The open silhouette and top chimney detail create a warm and inviting look. Pendants are often paired or clustered together in a large foyer, over a kitchen island or dining room table. This three-light hall / foyer pendant is offered in Heirloom Bronze or textured Blacksmith finishes. Incandescent candelabra base and ENERGY STAR-qualified candelabra base LED lamping are available; all fixtures are California Title 24 compliant. | LINE VOLTAGE PENDANT | Huntsville | Pendants | Blacksmith | 839 | Steel |  |  |  |  | 3 Candelabra Torpedo 3.5w |  | 3 | Yes | [14 empty] | 0 | [12 empty] | 159 | 318 | 477 | L:14'' W:14'' H:23 7/16'' O:60 3/4'' | 8.9 |  | 14 | 14 | 23.4375 | Center Lock-Up |  |  | 60.75 |  |  |  | No |  | No | [20 empty] | D:5'' H:1'' Round |  |  |  |  | 144 | Brown | 120 |  | Hardwired | 0 | 0 | 0 | 1 | 1 | 0 | 0 | 0 | 1 | 0 | 0 | 785652031007 | 25 | 15.5 | 15.5 | 11.3 | 3.476 | 250 | Yes | [9 empty] | cETL Damp | HUNTSVILLE 3L FOYER-839 | Three Light Hall / Foyer |  | 5136103EN-839.jpg | 5136104.jpg
51375-839 | Three Light Hall / Foyer | The Somerton lighting collection from Sea Gull Lighting mixes modern and traditional lines in harmony to create the perfect coupling of transitional contemporary styling. Bold angles are balanced with flowing curves, and a minimalist glass design. Offered in Antique Brushed Nickel finish with Satin Etched glass or textured Blacksmith finish with Café Tint glass. The assortment includes 9-light, 5-light and 3-light chandeliers, pendants in six sizes (two of which are perfect for the foyer), both flush and semi-flush ceiling fixtures, as well as one-light, two-light, three-light and four-light wall/bath fixtures. Both incandescent lamping and ENERGY STAR-qualified LED lamping are available. Most of these fixtures easily convert to LED by purchasing LED replacement lamps sold separately. | LINE VOLTAGE PENDANT | Somerton | Pendants | Blacksmith | 839 | Steel | Cafe Tint Glass | D:5.5" |  |  | 3 Medium A19 100w |  | 3 | No | [14 empty] | 0 | [12 empty] | 217.5 | 435 | 652.5 | D:16'' H:28'' O:150 1/2'' | 15.5 | 16 |  |  | 28 | Center Lock-Up |  |  | 150.5 |  |  |  | No |  | No | 5 | 13 |  |  | 188.0 X 20.0 mm | [15 empty] | D:5 1/2'' H:1'' Round |  |  |  |  | 144 | Black | 120 | N/A | Hardwired | 0 | 0 | 0 | 0 | 1 | 0 | 0 | 1 | 1 | 0 | 0 | 785652513701 | 18 | 18.38 | 20 | 19.35 | 3.829 | 175 | Yes | [8 empty] | UL Dry | cUL Dry | SOMERTON 3L FOYER-839 | Three Light Hall / Foyer |  | 51375-839.jpg | 51375.jpg
51375-965 | Three Light Hall / Foyer | The Somerton lighting collection from Sea Gull Lighting mixes modern and traditional lines in harmony to create the perfect coupling of transitional contemporary styling. Bold angles are balanced with flowing curves, and a minimalist glass design. Offered in Antique Brushed Nickel finish with Satin Etched glass or textured Blacksmith finish with Café Tint glass. The assortment includes 9-light, 5-light and 3-light chandeliers, pendants in six sizes (two of which are perfect for the foyer), both flush and semi-flush ceiling fixtures, as well as one-light, two-light, three-light and four-light wall/bath fixtures. Both incandescent lamping and ENERGY STAR-qualified LED lamping are available. Most of these fixtures easily convert to LED by purchasing LED replacement lamps sold separately. | LINE VOLTAGE PENDANT | Somerton | Pendants | Antique Brushed Nickel | 965 | Steel | Satin Etched Glass | D:5.5" |  |  | 3 Medium A19 100w |  | 3 | No | [14 empty] | 0 | [12 empty] | 217.5 | 435 | 652.5 | D:16'' H:28'' O:150 1/2'' | 15.5 | 16 |  |  | 28 | Center Lock-Up |  |  | 150.5 |  |  |  | No |  | No | 5 | 13 |  |  | 188.0 X 20.0 mm | [15 empty] | D:5 1/2'' H:1'' Round |  |  |  |  | 144 | Clear | 120 | N/A | Hardwired | 0 | 0 | 0 | 0 | 1 | 0 | 0 | 1 | 1 | 0 | 0 | 785652759673 | 18 | 18.38 | 20 | 19.35 | 3.829 | 175 | Yes | [8 empty] | UL Dry | cUL Dry | SOMERTON 3L FOYER-965 | Three Light Hall / Foyer |  | 51375-965.jpg | 51375.jpg
51375EN3-839 | Three Light Hall / Foyer | The Somerton lighting collection from Sea Gull Lighting mixes modern and traditional lines in harmony to create the perfect coupling of transitional contemporary styling. Bold angles are balanced with flowing curves, and a minimalist glass design. Offered in Antique Brushed Nickel finish with Satin Etched glass or textured Blacksmith finish with Café Tint glass. The assortment includes 9-light, 5-light and 3-light chandeliers, pendants in six sizes (two of which are perfect for the foyer), both flush and semi-flush ceiling fixtures, as well as one-light, two-light, three-light and four-light wall/bath fixtures. Both incandescent lamping and ENERGY STAR-qualified LED lamping are available. Most of these fixtures easily convert to LED by purchasing LED replacement lamps sold separately. | LINE VOLTAGE PENDANT | Somerton | Pendants | Blacksmith | 839 | Steel | Cafe Tint Glass | D:5.5" |  |  | 3 Medium A19 9.3w |  | 3 | Yes | [14 empty] | 0 | [12 empty] | 228 | 456 | 684 | D:16'' H:28'' O:150 1/2'' | 15.5 | 16 |  |  | 28 | Center Lock-Up |  |  | 150.5 |  |  |  | No |  | No | 5 | 13 |  |  | 188.0 X 20.0 mm | [15 empty] | D:5 1/2'' H:1'' Round |  |  |  |  | 144 | Black | 120 | N/A | Hardwired | 0 | 0 | 0 | 1 | 1 | 0 | 0 | 0 | 1 | 0 | 0 | 785652054754 | 18 | 18.38 | 20 | 19.35 | 3.829 | 175 | Yes | [8 empty] | UL Dry | cUL Dry | SOMERTON 3L FOYER-839 | Three Light Hall / Foyer |  | 51375EN3-839.jpg | 51375.jpg
51375EN3-965 | Three Light Hall / Foyer | The Somerton lighting collection from Sea Gull Lighting mixes modern and traditional lines in harmony to create the perfect coupling of transitional contemporary styling. Bold angles are balanced with flowing curves, and a minimalist glass design. Offered in Antique Brushed Nickel finish with Satin Etched glass or textured Blacksmith finish with Café Tint glass. The assortment includes 9-light, 5-light and 3-light chandeliers, pendants in six sizes (two of which are perfect for the foyer), both flush and semi-flush ceiling fixtures, as well as one-light, two-light, three-light and four-light wall/bath fixtures. Both incandescent lamping and ENERGY STAR-qualified LED lamping are available. Most of these fixtures easily convert to LED by purchasing LED replacement lamps sold separately. | LINE VOLTAGE PENDANT | Somerton | Pendants | Antique Brushed Nickel | 965 | Steel | Satin Etched Glass | D:5.5" |  |  | 3 Medium A19 9.3w |  | 3 | Yes | [14 empty] | 0 | [12 empty] | 228 | 456 | 684 | D:16'' H:28'' O:150 1/2'' | 15.5 | 16 |  |  | 28 | Center Lock-Up |  |  | 150.5 |  |  |  | No |  | No | 5 | 13 |  |  | 188.0 X 20.0 mm | [15 empty] | D:5 1/2'' H:1'' Round |  |  |  |  | 144 | Clear | 120 | N/A | Hardwired | 0 | 0 | 0 | 1 | 1 | 0 | 0 | 0 | 1 | 0 | 0 | 785652054761 | 18 | 18.4 | 20 | 19.35 | 3.833 | 175 | Yes | [8 empty] | UL Dry | cUL Dry | SOMERTON 3L FOYER-965 | Three Light Hall / Foyer |  | 51375EN3-965.jpg | 51375.jpg
5140503-71 | Three Light Hall / Foyer | The Chatauqua lighting collection by Sea Gull Lighting exudes a retro-industrial style via the striking beveled edges inspired by raw steel girders, finished with functioning corner-connection details. In contrast, the cylindrical, white glass shades add a modern touch. Available in a remarkable Antique Bronze or Stardust finish that creates the look of a traditional wooden box that would be at home in either a rustic lodge or a modern loft. The retro-industrial design comes to life with distressed gold metal accents. The assortment includes five-light chandeliers; three-light foyer pendants; one-light mini pendants; and four-light island pendants. Incandescent and ENERGY STAR-qualified LED lamping are available; all fixtures are California Title 24 compliant. | LINE VOLTAGE PENDANT | Chatauqua | Pendants | Antique Bronze | 71 | Steel | Etched / White Inside Glass | D:3.875" H:6.5" |  |  | 3 Medium A19 100w |  | 3 | No | [14 empty] | 0 | [12 empty] | 184.48 | 368.96 | 553.44 | L:14 1/4'' W:14 1/4'' H:20 1/2'' O:66 1/2'' | 18.5 |  | 14.25 | 14.25 | 20.5 | Center Lock-Up |  |  | 66.5 |  |  |  | No |  | No | [20 empty] | D:5'' H:3/4'' Round |  |  |  |  | 120 | Brown |  |  | Hardwired | 0 | 0 | 0 | 0 | 1 | 0 | 0 | 1 | 0 | 0 | 0 | 785652003578 | 23.25 | 17.25 | 15.75 | 26 | 3.656 | 125 | Yes | [9 empty] | cETL Damp | CHATAUQUA 3L FOYER-71 | Three Light Hall / Foyer |  | 5140503-71.jpg | 5140503.jpg
5140503-846 | Three Light Hall / Foyer | The Chatauqua lighting collection by Sea Gull Lighting exudes a retro-industrial style via the striking beveled edges inspired by raw steel girders, finished with functioning corner-connection details. In contrast, the cylindrical, white glass shades add a modern touch. Available in a remarkable Antique Bronze or Stardust finish that creates the look of a traditional wooden box that would be at home in either a rustic lodge or a modern loft. The retro-industrial design comes to life with distressed gold metal accents. The assortment includes five-light chandeliers; three-light foyer pendants; one-light mini pendants; and four-light island pendants. Incandescent and ENERGY STAR-qualified LED lamping are available; all fixtures are California Title 24 compliant. | LINE VOLTAGE PENDANT | Chatauqua | Pendants | Stardust / Satin Bronze | 846 / 848 | Steel | Etched / White Inside Glass | D:3.875" H:6.5" |  |  | 3 Medium A19 100w |  | 3 | No | [14 empty] | 0 | [12 empty] | 184.48 | 368.96 | 553.44 | L:14 1/4'' W:14 1/4'' H:20 1/2'' O:66 1/2'' | 18.5 |  | 14.25 | 14.25 | 20.5 | Center Lock-Up |  |  | 66.5 |  |  |  | No |  | No | [20 empty] | D:5'' H:3/4'' Round |  |  |  |  | 120 | Black |  |  | Hardwired | 0 | 0 | 0 | 0 | 1 | 0 | 0 | 1 | 0 | 0 | 0 | 785652001116 | 23.25 | 17.25 | 15.75 | 26 | 3.656 | 125 | Yes | [9 empty] | cETL Damp | CHATAUQUA 3L FOYER-846 | Three Light Hall / Foyer |  | 5140503-846.jpg | 5140503.jpg
5140503EN3-71 | Three Light Hall / Foyer | The Chatauqua lighting collection by Sea Gull Lighting exudes a retro-industrial style via the striking beveled edges inspired by raw steel girders, finished with functioning corner-connection details. In contrast, the cylindrical, white glass shades add a modern touch. Available in a remarkable Antique Bronze or Stardust finish that creates the look of a traditional wooden box that would be at home in either a rustic lodge or a modern loft. The retro-industrial design comes to life with distressed gold metal accents. The assortment includes five-light chandeliers; three-light foyer pendants; one-light mini pendants; and four-light island pendants. Incandescent and ENERGY STAR-qualified LED lamping are available; all fixtures are California Title 24 compliant. | LINE VOLTAGE PENDANT | Chatauqua | Pendants | Antique Bronze | 71 | Steel | Etched / White Inside Glass | D:3.875" H:6.5" |  |  | 3 Medium A19 9.3w |  | 3 | Yes | [14 empty] | 0 | [12 empty] | 186.48 | 372.96 | 559.44 | L:14 1/4'' W:14 1/4'' H:20 1/2'' O:66 1/2'' | 18.5 |  | 14.25 | 14.25 | 20.5 | Center Lock-Up |  |  | 66.5 |  |  |  | No |  | No | [20 empty] | D:5'' H:3/4'' Round |  |  |  |  | 120 | Brown |  |  | Hardwired | 0 | 0 | 0 | 1 | 1 | 0 | 0 | 0 | 0 | 0 | 0 | 785652050305 | 23.25 | 17.25 | 15.75 | 26 | 3.656 | 125 | Yes | [9 empty] | cETL Damp | CHATAUQUA 3L FOYER-71 | Three Light Hall / Foyer |  | 5140503EN3-71.jpg | 5140503.jpg
5140503EN3-846 | Three Light Hall / Foyer | The Chatauqua lighting collection by Sea Gull Lighting exudes a retro-industrial style via the striking beveled edges inspired by raw steel girders, finished with functioning corner-connection details. In contrast, the cylindrical, white glass shades add a modern touch. Available in a remarkable Antique Bronze or Stardust finish that creates the look of a traditional wooden box that would be at home in either a rustic lodge or a modern loft. The retro-industrial design comes to life with distressed gold metal accents. The assortment includes five-light chandeliers; three-light foyer pendants; one-light mini pendants; and four-light island pendants. Incandescent and ENERGY STAR-qualified LED lamping are available; all fixtures are California Title 24 compliant. | LINE VOLTAGE PENDANT | Chatauqua | Pendants | Stardust / Satin Bronze | 846 / 848 | Steel | Etched / White Inside Glass | D:3.875" H:6.5" |  |  | 3 Medium A19 9.3w |  | 3 | Yes | [14 empty] | 0 | [12 empty] | 199.98 | 399.96 | 599.94 | L:14 1/4'' W:14 1/4'' H:20 1/2'' O:66 1/2'' | 18.5 |  | 14.25 | 14.25 | 20.5 | Center Lock-Up |  |  | 66.5 |  |  |  | No |  | No | [20 empty] | D:5'' H:3/4'' Round |  |  |  |  | 120 | Black |  |  | Hardwired | 0 | 0 | 0 | 1 | 1 | 0 | 0 | 0 | 0 | 0 | 0 | 785652050329 | 23.25 | 17.25 | 15.75 | 26 | 3.656 | 125 | Yes | [9 empty] | cETL Damp | CHATAUQUA 3L FOYER-846 | Three Light Hall / Foyer |  | 5140503EN3-846.jpg | 5140503.jpg
5140506-71 | Six Light Hall / Foyer | The Chatauqua lighting collection by Sea Gull Lighting exudes a retro-industrial style via the striking beveled edges inspired by raw steel girders, finished with functioning corner-connection details. In contrast, the cylindrical, white glass shades add a modern touch. Available in a remarkable Antique Bronze or Stardust finish that creates the look of a traditional wooden box that would be at home in either a rustic lodge or a modern loft. The retro-industrial design comes to life with distressed gold metal accents. The assortment includes five-light chandeliers; three-light foyer pendants; one-light mini pendants; and four-light island pendants. Incandescent and ENERGY STAR-qualified LED lamping are available; all fixtures are California Title 24 compliant. | LINE VOLTAGE PENDANT | Chatauqua | Pendants | Antique Bronze | 71 | Steel | Etched / White Inside Glass | D:3.875" H:6.5" |  |  | 6 Medium A19 100w |  | 6 | No | [14 empty] | 0 | [12 empty] | 274.98 | 549.96 | 824.94 | L:16 1/2'' W:16 1/2'' H:27 7/8'' O:73 3/4'' | 32 |  | 16.5 | 16.5 | 27.875 | Center Lock-Up |  |  | 73.75 |  |  |  | No |  | No | [20 empty] | D:5'' H:3/4'' Round |  |  |  |  | 120 | Brown |  |  | Hardwired | 0 | 0 | 0 | 0 | 1 | 0 | 0 | 1 | 0 | 0 | 0 | 785652059506 | 30.75 | 20 | 19 | 35.2 | 6.762 | 175 | Yes | [9 empty] | cETL Damp | CHATAUQUA 6L FOYER-71 | Six Light Hall / Foyer |  | 5140506-71.png | 5140506.jpg
5140506-846 | Six Light Hall / Foyer | The Chatauqua lighting collection by Sea Gull Lighting exudes a retro-industrial style via the striking beveled edges inspired by raw steel girders, finished with functioning corner-connection details. In contrast, the cylindrical, white glass shades add a modern touch. Available in a remarkable Antique Bronze or Stardust finish that creates the look of a traditional wooden box that would be at home in either a rustic lodge or a modern loft. The retro-industrial design comes to life with distressed gold metal accents. The assortment includes five-light chandeliers; three-light foyer pendants; one-light mini pendants; and four-light island pendants. Incandescent and ENERGY STAR-qualified LED lamping are available; all fixtures are California Title 24 compliant. | LINE VOLTAGE PENDANT | Chatauqua | Pendants | Stardust / Satin Bronze | 846 / 848 | Steel | Etched / White Inside Glass | D:3.875" H:6.5" |  |  | 6 Medium A19 100w |  | 6 | No | [14 empty] | 0 | [12 empty] | 274.98 | 549.96 | 824.94 | L:16 1/2'' W:16 1/2'' H:27 7/8'' O:73 3/4'' | 32 |  | 16.5 | 16.5 | 27.875 | Center Lock-Up |  |  | 73.75 |  |  |  | No |  | No | [20 empty] | D:5'' H:3/4'' Round |  |  |  |  | 120 | Black |  |  | Hardwired | 0 | 0 | 0 | 0 | 1 | 0 | 0 | 1 | 0 | 0 | 0 | 785652059513 | 30.75 | 20 | 19 | 35.2 | 6.762 | 175 | Yes | [9 empty] | cETL Damp | CHATAUQUA 6L FOYER-846 | Six Light Hall / Foyer |  | 5140506-846.png | 5140506.jpg
5140506EN3-71 | Six Light Hall / Foyer | The Chatauqua lighting collection by Sea Gull Lighting exudes a retro-industrial style via the striking beveled edges inspired by raw steel girders, finished with functioning corner-connection details. In contrast, the cylindrical, white glass shades add a modern touch. Available in a remarkable Antique Bronze or Stardust finish that creates the look of a traditional wooden box that would be at home in either a rustic lodge or a modern loft. The retro-industrial design comes to life with distressed gold metal accents. The assortment includes five-light chandeliers; three-light foyer pendants; one-light mini pendants; and four-light island pendants. Incandescent and ENERGY STAR-qualified LED lamping are available; all fixtures are California Title 24 compliant. | LINE VOLTAGE PENDANT | Chatauqua | Pendants | Antique Bronze | 71 | Steel | Etched / White Inside Glass | D:3.875" H:6.5" |  |  | 6 Medium A19 9.3w |  | 6 | Yes | [14 empty] | 0 | [12 empty] | 299.98 | 599.96 | 899.94 | L:16 1/2'' W:16 1/2'' H:27 7/8'' O:73 3/4'' | 32 |  | 16.5 | 16.5 | 27.875 | Center Lock-Up |  |  | 73.75 |  |  |  | No |  | No | [20 empty] | D:5'' H:3/4'' Round |  |  |  |  | 120 | Brown |  |  | Hardwired | 0 | 0 | 0 | 1 | 1 | 0 | 0 | 0 | 0 | 0 | 0 | 785652060045 | 31.5 | 20 | 18.75 | 35 | 6.836 | 175 | Yes | [9 empty] | cETL Damp | CHATAUQUA 6L FOYER-71 | Six Light Hall / Foyer |  | 5140506EN3-71.jpg | 5140506EN3.jpg
5140506EN3-846 | Six Light Hall / Foyer | The Chatauqua lighting collection by Sea Gull Lighting exudes a retro-industrial style via the striking beveled edges inspired by raw steel girders, finished with functioning corner-connection details. In contrast, the cylindrical, white glass shades add a modern touch. Available in a remarkable Antique Bronze or Stardust finish that creates the look of a traditional wooden box that would be at home in either a rustic lodge or a modern loft. The retro-industrial design comes to life with distressed gold metal accents. The assortment includes five-light chandeliers; three-light foyer pendants; one-light mini pendants; and four-light island pendants. Incandescent and ENERGY STAR-qualified LED lamping are available; all fixtures are California Title 24 compliant. | LINE VOLTAGE PENDANT | Chatauqua | Pendants | Stardust / Satin Bronze | 846 / 848 | Steel | Etched / White Inside Glass | D:3.875" H:6.5" |  |  | 6 Medium A19 9.3w |  | 6 | Yes | [14 empty] | 0 | [12 empty] | 299.98 | 599.96 | 899.94 | L:16 1/2'' W:16 1/2'' H:27 7/8'' O:73 3/4'' | 32 |  | 16.5 | 16.5 | 27.875 | Center Lock-Up |  |  | 73.75 |  |  |  | No |  | No | [20 empty] | D:5'' H:3/4'' Round |  |  |  |  | 120 | Black |  |  | Hardwired | 0 | 0 | 0 | 1 | 1 | 0 | 0 | 0 | 0 | 0 | 0 | 785652060052 | 30.75 | 20 | 19 | 35.2 | 6.762 | 175 | Yes | [9 empty] | cETL Damp | CHATAUQUA 6L FOYER-846 | Six Light Hall / Foyer |  | 5140506EN3-846.jpg | 5140506EN3.jpg
5140603-12 | Small Three Light Hall / Foyer | The Labette collection by Sea Gull Lighting is a charming pendant light collection, featuring a beautiful four-sided, lantern silhouette which is accented with rivet details and an updated square link at the crown, that will surely bring character to any setting. The open frame adds an updated lightness to this stately fixture which is often installed in multiples for a more dramatic effect. The two finishes Black and Heirloom Bronze will effortlessly accent any décor. Available in small three-light pendant, medium three-light pendant and large four-light pendant, which can be beautifully paired or clustered together in a large foyer, over a kitchen island, dining room table or accenting a covered patio or porch. Incandescent and ENERGY STAR-qualified LED lamping are available; all fixtures are California Title 24 compliant. | LINE VOLTAGE PENDANT | Labette | Pendants | Black | 12 | Steel |  |  |  |  | 3 Candelabra Torpedo 60w |  | 3 | No | [14 empty] | 0 | [12 empty] | 80.48 | 160.96 | 241.44 | L:10'' W:10'' H:19 3/4'' O:69 3/4'' |  |  | 10 | 10 | 19.75 | Center Lock-Up |  |  | 69.75 |  |  |  | No |  | No | [20 empty] | D:5'' H:7/8'' Round |  |  |  |  | 120 | Black | 72 |  | Hardwired | 0 | 0 | 0 | 0 | 1 | 0 | 0 | 0 | 1 | 0 | 0 | 785652002267 | 15 | 12 | 12 | 7.6 | 1.25 | 125 | Yes | [9 empty] | cETL Damp | LABETTE 3L FOYER-12 | Small Three Light Hall / Foyer |  | 5140603-12.jpg | 5140603.jpg
5140603-782 | Small Three Light Hall / Foyer | The Labette collection by Sea Gull Lighting is a charming pendant light collection, featuring a beautiful four-sided, lantern silhouette which is accented with rivet details and an updated square link at the crown, that will surely bring character to any setting. The open frame adds an updated lightness to this stately fixture which is often installed in multiples for a more dramatic effect. The two finishes Black and Heirloom Bronze will effortlessly accent any décor. Available in small three-light pendant, medium three-light pendant and large four-light pendant, which can be beautifully paired or clustered together in a large foyer, over a kitchen island, dining room table or accenting a covered patio or porch. Incandescent and ENERGY STAR-qualified LED lamping are available; all fixtures are California Title 24 compliant. | LINE VOLTAGE PENDANT | Labette | Pendants | Heirloom Bronze | 782 | Steel |  |  |  |  | 3 Candelabra Torpedo 60w |  | 3 | No | [14 empty] | 0 | [12 empty] | 80.48 | 160.96 | 241.44 | L:10'' W:10'' H:19 3/4'' O:69 3/4'' |  |  | 10 | 10 | 19.75 | Center Lock-Up |  |  | 69.75 |  |  |  | No |  | No | [20 empty] | D:5'' H:7/8'' Round |  |  |  |  | 120 | Brown | 72 |  | Hardwired | 0 | 0 | 0 | 0 | 1 | 0 | 0 | 0 | 1 | 0 | 0 | 785652002274 | 14.75 | 12.25 | 12.25 | 7.6 | 1.281 | 175 | Yes | [9 empty] | cETL Damp | LABETTE 3L FOYER-782 | Small Three Light Hall / Foyer |  | 5140603-782.jpg | 5140603.jpg
5140603EN-12 | Small Three Light Hall / Foyer | The Labette collection by Sea Gull Lighting is a charming pendant light collection, featuring a beautiful four-sided, lantern silhouette which is accented with rivet details and an updated square link at the crown, that will surely bring character to any setting. The open frame adds an updated lightness to this stately fixture which is often installed in multiples for a more dramatic effect. The two finishes Black and Heirloom Bronze will effortlessly accent any décor. Available in small three-light pendant, medium three-light pendant and large four-light pendant, which can be beautifully paired or clustered together in a large foyer, over a kitchen island, dining room table or accenting a covered patio or porch. Incandescent and ENERGY STAR-qualified LED lamping are available; all fixtures are California Title 24 compliant. | LINE VOLTAGE PENDANT | Labette | Pendants | Black | 12 | Steel |  |  |  |  | 3 Candelabra Torpedo 3.5w |  | 3 | Yes | [14 empty] | 0 | [12 empty] | 99.98 | 199.96 | 299.94 | L:10'' W:10'' H:19 3/4'' O:69 3/4'' |  |  | 10 | 10 | 19.75 | Center Lock-Up |  |  | 69.75 |  |  |  | No |  | No | [20 empty] | D:5'' H:7/8'' Round |  |  |  |  | 120 | Black | 72 |  | Hardwired | 0 | 0 | 0 | 1 | 1 | 0 | 0 | 0 | 1 | 0 | 0 | 785652031014 | 15 | 12 | 12 | 7.6 | 1.25 | 125 | Yes | [9 empty] | cETL Damp | LABATTE 3L FOYER-12 | Small Three Light Hall / Foyer |  | 5140603EN-12.jpg | 5140603.jpg
5140603EN-782 | Small Three Light Hall / Foyer | The Labette collection by Sea Gull Lighting is a charming pendant light collection, featuring a beautiful four-sided, lantern silhouette which is accented with rivet details and an updated square link at the crown, that will surely bring character to any setting. The open frame adds an updated lightness to this stately fixture which is often installed in multiples for a more dramatic effect. The two finishes Black and Heirloom Bronze will effortlessly accent any décor. Available in small three-light pendant, medium three-light pendant and large four-light pendant, which can be beautifully paired or clustered together in a large foyer, over a kitchen island, dining room table or accenting a covered patio or porch. Incandescent and ENERGY STAR-qualified LED lamping are available; all fixtures are California Title 24 compliant. | LINE VOLTAGE PENDANT | Labette | Pendants | Heirloom Bronze | 782 | Steel |  |  |  |  | 3 Candelabra Torpedo 3.5w |  | 3 | Yes | [14 empty] | 0 | [12 empty] | 99.98 | 199.96 | 299.94 | L:10'' W:10'' H:19 3/4'' O:69 3/4'' |  |  | 10 | 10 | 19.75 | Center Lock-Up |  |  | 69.75 |  |  |  | No |  | No | [20 empty] | D:5'' H:7/8'' Round |  |  |  |  | 120 | Brown | 72 |  | Hardwired | 0 | 0 | 0 | 1 | 1 | 0 | 0 | 0 | 1 | 0 | 0 | 785652031021 | 14.75 | 12.25 | 12.25 | 7.6 | 1.281 | 175 | Yes | [9 empty] | cETL Damp | LABATTE 3L FOYER-782 | Small Three Light Hall / Foyer |  | 5140603EN-782.jpg | 5140603.jpg
5140703-782 | Small Three Light Hall / Foyer | The Lonoke lighting collection by Sea Gull Lighting is an attention grabbing addition to any room. The cylindrical profile features historically inspired strapping detail which is updated by the use of the open, airy frame. The bird cage-like lighting design is especially striking when used in pairs or multiples. The contrasting Faux-wood finish option and steel form is a scene stealing addition to any foyer and can also be beautifully paired or clustered together over a kitchen island or dining room table. The assortment includes a large four-light foyer pendant, a medium three-light foyer pendant and a small three-light foyer pendant. The candelabra base collection is offered in incandescent and ENERGY STAR-qualified LED lamping. All fixtures are California Title 24 compliant. | LINE VOLTAGE PENDANT | Lonoke | Pendants | Heirloom Bronze | 782 | Steel |  |  |  |  | 3 Candelabra Torpedo 60w |  | 3 | No | [14 empty] | 0 | [12 empty] | 86.48 | 172.96 | 259.44 | D:10 1/2'' H:19 1/2'' O:94'' |  | 10.5 |  |  | 19.5 | Center Lock-Up |  |  | 94 |  |  |  | No |  | No | [20 empty] | D:5'' H:7/8'' Round |  |  |  |  | 120 | Brown | 72 |  | Hardwired | 0 | 0 | 0 | 0 | 1 | 0 | 0 | 0 | 1 | 0 | 0 | 785652002199 | 19.25 | 13 | 7.5 | 8 | 1.086 | 125 | Yes | [9 empty] | cETL Damp | LONOKE 3L FOYER-782 | Small Three Light Hall / Foyer |  | 5140703-782.jpg | 5140703.jpg
5140703-846 | Small Three Light Hall / Foyer | The Lonoke lighting collection by Sea Gull Lighting is an attention grabbing addition to any room. The cylindrical profile features historically inspired strapping detail which is updated by the use of the open, airy frame. The bird cage-like lighting design is especially striking when used in pairs or multiples. The contrasting Faux-wood finish option and steel form is a scene stealing addition to any foyer and can also be beautifully paired or clustered together over a kitchen island or dining room table. The assortment includes a large four-light foyer pendant, a medium three-light foyer pendant and a small three-light foyer pendant. The candelabra base collection is offered in incandescent and ENERGY STAR-qualified LED lamping. All fixtures are California Title 24 compliant. | LINE VOLTAGE PENDANT | Lonoke | Pendants | Stardust / Cerused Oak | 846 / 735 | Steel |  |  |  |  | 3 Candelabra Torpedo 60w |  | 3 | No | [14 empty] | 0 | [12 empty] | 86.48 | 172.96 | 259.44 | D:10 1/2'' H:19 1/2'' O:94'' |  | 10.5 |  |  | 19.5 | Center Lock-Up |  |  | 94 |  |  |  | No |  | No | [20 empty] | D:5'' H:7/8'' Round |  |  |  |  | 120 | Black | 72 |  | Hardwired | 0 | 0 | 0 | 0 | 1 | 0 | 0 | 0 | 1 | 0 | 0 | 785652002205 | 19.25 | 13 | 7.5 | 8 | 1.086 | 125 | Yes | [9 empty] | cETL Damp | LONOKE 3L FOYER-846 | Small Three Light Hall / Foyer |  | 5140703-846.jpg | 5140703.jpg
5140703EN-782 | Small Three Light Hall / Foyer | The Lonoke lighting collection by Sea Gull Lighting is an attention grabbing addition to any room. The cylindrical profile features historically inspired strapping detail which is updated by the use of the open, airy frame. The bird cage-like lighting design is especially striking when used in pairs or multiples. The contrasting Faux-wood finish option and steel form is a scene stealing addition to any foyer and can also be beautifully paired or clustered together over a kitchen island or dining room table. The assortment includes a large four-light foyer pendant, a medium three-light foyer pendant and a small three-light foyer pendant. The candelabra base collection is offered in incandescent and ENERGY STAR-qualified LED lamping. All fixtures are California Title 24 compliant. | LINE VOLTAGE PENDANT | Lonoke | Pendants | Heirloom Bronze | 782 | Steel |  |  |  |  | 3 Candelabra Torpedo 3.5w |  | 3 | Yes | [14 empty] | 0 | [12 empty] | 99.98 | 199.96 | 299.94 | D:10 1/2'' H:19 1/2'' O:94'' |  | 10.5 |  |  | 19.5 | Center Lock-Up |  |  | 94 |  |  |  | No |  | No | [20 empty] | D:5'' H:7/8'' Round |  |  |  |  | 120 | Brown | 72 |  | Hardwired | 0 | 0 | 0 | 1 | 1 | 0 | 0 | 0 | 1 | 0 | 0 | 785652031038 | 19.25 | 13 | 7.5 | 8 | 1.086 | 125 | Yes | [9 empty] | cETL Damp | LONOKE 3L FOYER-782 | Small Three Light Hall / Foyer |  | 5140703EN-782.jpg | 5140703.jpg
5140703EN-846 | Small Three Light Hall / Foyer | The Lonoke lighting collection by Sea Gull Lighting is an attention grabbing addition to any room. The cylindrical profile features historically inspired strapping detail which is updated by the use of the open, airy frame. The bird cage-like lighting design is especially striking when used in pairs or multiples. The contrasting Faux-wood finish option and steel form is a scene stealing addition to any foyer and can also be beautifully paired or clustered together over a kitchen island or dining room table. The assortment includes a large four-light foyer pendant, a medium three-light foyer pendant and a small three-light foyer pendant. The candelabra base collection is offered in incandescent and ENERGY STAR-qualified LED lamping. All fixtures are California Title 24 compliant. | LINE VOLTAGE PENDANT | Lonoke | Pendants | Stardust / Cerused Oak | 846 / 735 | Steel |  |  |  |  | 3 Candelabra Torpedo 3.5w |  | 3 | Yes | [14 empty] | 0 | [12 empty] | 99.98 | 199.96 | 299.94 | D:10 1/2'' H:19 1/2'' O:94'' |  | 10.5 |  |  | 19.5 | Center Lock-Up |  |  | 94 |  |  |  | No |  | No | [20 empty] | D:5'' H:7/8'' Round |  |  |  |  | 120 | Black | 72 |  | Hardwired | 0 | 0 | 0 | 1 | 1 | 0 | 0 | 0 | 1 | 0 | 0 | 785652031045 | 19.25 | 13 | 7.5 | 8 | 1.086 | 125 | Yes | [9 empty] | cETL Damp | LONOKE 3L FOYER-846 | Small Three Light Hall / Foyer |  | 5140703EN-846.jpg | 5140703.jpg
5141303-848 | Three Light Cluster Pendant | The Towner lighting collection by Sea Gull Lighting brings mid-century, retro style to the traditional circular silhouette, creating a bold statement that would accent any space in your home. The conical light shades deliver a fun design statement along with the textured cloth cords, which are adjustable for leveling. These fixtures are ideal for dining room lighting, living room lighting and kitchen lighting. The assortment includes three-, five- and seven-light chandeliers, three- and five-light cluster pendants, eight-light island pendants, one-light mini pendants, and one-light wall sconces. The Towner Collection is available in two finishes, Satin Bronze and Brushed Nickel to complete the look. All fixtures are available as ENERGY STAR®-qualified and California Title 24 compliant. | LINE VOLTAGE PENDANT | Towner | Pendants | Satin Bronze / Black | 848 / 12 |  | Black Steel | D:7" H:8" |  |  | 3 Medium A19 60w |  | 3 | No | [14 empty] | 0 | [12 empty] | 122.98 | 245.96 | 368.94 | D:14 1/2'' H:18'' O:90'' | 8.38 | 14.5 |  |  | 18 | Cap Nuts |  |  | 90 |  |  |  | No |  | No | [20 empty] | D:9 1/2'' H:1 1/4'' Round |  |  |  |  | 96 | Black |  |  | Hardwired | 0 | 0 | 0 | 0 | 1 | 0 | 0 | 1 | 0 | 0 | 0 | 785652059018 | 18.5 | 17 | 13.5 | 11.3 | 2.457 | 175 | Yes | [9 empty] | cETL Damp | TOWNER 3L PEND-848 | Three Light Cluster Pendant |  | 5141303-848.png | 5141303.jpg
5141303-962 | Three Light Cluster Pendant | The Towner lighting collection by Sea Gull Lighting brings mid-century, retro style to the traditional circular silhouette, creating a bold statement that would accent any space in your home. The conical light shades deliver a fun design statement along with the textured cloth cords, which are adjustable for leveling. These fixtures are ideal for dining room lighting, living room lighting and kitchen lighting. The assortment includes three-, five- and seven-light chandeliers, three- and five-light cluster pendants, eight-light island pendants, one-light mini pendants, and one-light wall sconces. The Towner Collection is available in two finishes, Satin Bronze and Brushed Nickel to complete the look. All fixtures are available as ENERGY STAR®-qualified and California Title 24 compliant. | LINE VOLTAGE PENDANT | Towner | Pendants | Brushed Nickel / Black | 962 / 12 |  | Black Steel | D:7" H:8" |  |  | 3 Medium A19 60w |  | 3 | No | [14 empty] | 0 | [12 empty] | 122.98 | 245.96 | 368.94 | D:14 1/2'' H:18'' O:90'' | 8.38 | 14.5 |  |  | 18 | Cap Nuts |  |  | 90 |  |  |  | No |  | No | [20 empty] | D:9 1/2'' H:1 1/4'' Round |  |  |  |  | 96 | Black |  |  | Hardwired | 0 | 0 | 0 | 0 | 1 | 0 | 0 | 1 | 0 | 0 | 0 | 785652059032 | 18.5 | 17 | 13.5 | 11.3 | 2.457 | 175 | Yes | [9 empty] | cETL Damp | TOWNER 3L PEND-962 | Three Light Cluster Pendant |  | 5141303-962.png | 5141303.jpg
5141303EN3-848 | Three Light Cluster Pendant | The Towner lighting collection by Sea Gull Lighting brings mid-century, retro style to the traditional circular silhouette, creating a bold statement that would accent any space in your home. The conical light shades deliver a fun design statement along with the textured cloth cords, which are adjustable for leveling. These fixtures are ideal for dining room lighting, living room lighting and kitchen lighting. The assortment includes three-, five- and seven-light chandeliers, three- and five-light cluster pendants, eight-light island pendants, one-light mini pendants, and one-light wall sconces. The Towner Collection is available in two finishes, Satin Bronze and Brushed Nickel to complete the look. All fixtures are available as ENERGY STAR®-qualified and California Title 24 compliant. | LINE VOLTAGE PENDANT | Towner | Pendants | Satin Bronze / Black | 848 / 12 |  | Black Steel | D:7" H:8" |  |  | 3 Medium A19 9.3w |  | 3 | Yes | [14 empty] | 0 | [12 empty] | 139.98 | 279.96 | 419.94 | D:14 1/2'' H:18'' O:90'' | 8.38 | 14.5 |  |  | 18 | Cap Nuts |  |  | 90 |  |  |  | No |  | No | [20 empty] | D:9 1/2'' H:1 1/4'' Round |  |  |  |  | 96 | Black |  |  | Hardwired | 0 | 0 | 0 | 1 | 1 | 0 | 0 | 0 | 0 | 0 | 0 | 785652059421 | 18.5 | 17 | 13.5 | 11.3 | 2.457 | 175 | Yes | [9 empty] | cETL Damp | TOWNER 3L PEND-848 | Three Light Cluster Pendant |  | 5141303EN3-848.png | 5141303EN3.jpg
5141303EN3-962 | Three Light Cluster Pendant | The Towner lighting collection by Sea Gull Lighting brings mid-century, retro style to the traditional circular silhouette, creating a bold statement that would accent any space in your home. The conical light shades deliver a fun design statement along with the textured cloth cords, which are adjustable for leveling. These fixtures are ideal for dining room lighting, living room lighting and kitchen lighting. The assortment includes three-, five- and seven-light chandeliers, three- and five-light cluster pendants, eight-light island pendants, one-light mini pendants, and one-light wall sconces. The Towner Collection is available in two finishes, Satin Bronze and Brushed Nickel to complete the look. All fixtures are available as ENERGY STAR®-qualified and California Title 24 compliant. | LINE VOLTAGE PENDANT | Towner | Pendants | Brushed Nickel / Black | 962 / 12 |  | Black Steel | D:7" H:8" |  |  | 3 Medium A19 9.3w |  | 3 | Yes | [14 empty] | 0 | [12 empty] | 139.98 | 279.96 | 419.94 | D:14 1/2'' H:18'' O:90'' | 8.38 | 14.5 |  |  | 18 | Cap Nuts |  |  | 90 |  |  |  | No |  | No | [20 empty] | D:9 1/2'' H:1 1/4'' Round |  |  |  |  | 96 | Black |  |  | Hardwired | 0 | 0 | 0 | 1 | 1 | 0 | 0 | 0 | 0 | 0 | 0 | 785652059438 | 18.5 | 17 | 13.5 | 11.3 | 2.457 | 175 | Yes | [9 empty] | cETL Damp | TOWNER 3L PEND-962 | Three Light Cluster Pendant |  | 5141303EN3-962.png | 5141303EN3.jpg
5141305-848 | Five Light Cluster Pendant | The Towner lighting collection by Sea Gull Lighting brings mid-century, retro style to the traditional circular silhouette, creating a bold statement that would accent any space in your home. The conical light shades deliver a fun design statement along with the textured cloth cords, which are adjustable for leveling. These fixtures are ideal for dining room lighting, living room lighting and kitchen lighting. The assortment includes three-, five- and seven-light chandeliers, three- and five-light cluster pendants, eight-light island pendants, one-light mini pendants, and one-light wall sconces. The Towner Collection is available in two finishes, Satin Bronze and Brushed Nickel to complete the look. All fixtures are available as ENERGY STAR®-qualified and California Title 24 compliant. | LINE VOLTAGE PENDANT | Towner | Pendants | Satin Bronze / Black | 848 / 12 |  | Black Steel | D:7" H:8" |  |  | 5 Medium A19 60w |  | 5 | No | [14 empty] | 0 | [12 empty] | 182.48 | 364.96 | 547.44 | D:17 1/4'' H:28'' O:90'' | 14.9 | 17.25 |  |  | 28 | Cap Nuts |  |  | 90 |  |  |  | No |  | No | [20 empty] | D:12 1/4'' H:1 1/4'' Round |  |  |  |  | 96 | Black |  |  | Hardwired | 0 | 0 | 0 | 0 | 1 | 0 | 0 | 1 | 0 | 0 | 0 | 785652059049 | 23.5 | 18.75 | 13.5 | 18 | 3.442 | 175 | Yes | [9 empty] | cETL Damp | TOWNER 5L PEND-848 | Five Light Cluster Pendant |  | 5141305-848.png | 5141305.jpg
5141305-962 | Five Light Cluster Pendant | The Towner lighting collection by Sea Gull Lighting brings mid-century, retro style to the traditional circular silhouette, creating a bold statement that would accent any space in your home. The conical light shades deliver a fun design statement along with the textured cloth cords, which are adjustable for leveling. These fixtures are ideal for dining room lighting, living room lighting and kitchen lighting. The assortment includes three-, five- and seven-light chandeliers, three- and five-light cluster pendants, eight-light island pendants, one-light mini pendants, and one-light wall sconces. The Towner Collection is available in two finishes, Satin Bronze and Brushed Nickel to complete the look. All fixtures are available as ENERGY STAR®-qualified and California Title 24 compliant. | LINE VOLTAGE PENDANT | Towner | Pendants | Brushed Nickel / Black | 962 / 12 |  | Black Steel | D:7" H:8" |  |  | 5 Medium A19 60w |  | 5 | No | [14 empty] | 0 | [12 empty] | 182.48 | 364.96 | 547.44 | D:17 1/4'' H:28'' O:90'' | 14.9 | 17.25 |  |  | 28 | Cap Nuts |  |  | 90 |  |  |  | No |  | No | [20 empty] | D:12 1/4'' H:1 1/4'' Round |  |  |  |  | 96 | Black |  |  | Hardwired | 0 | 0 | 0 | 0 | 1 | 0 | 0 | 1 | 0 | 0 | 0 | 785652059063 | 23.5 | 18.75 | 13.5 | 18 | 3.442 | 175 | Yes | [9 empty] | cETL Damp | TOWNER 5L PEND-962 | Five Light Cluster Pendant |  | 5141305-962.png | 5141305.jpg
5141305EN3-848 | Five Light Cluster Pendant | The Towner lighting collection by Sea Gull Lighting brings mid-century, retro style to the traditional circular silhouette, creating a bold statement that would accent any space in your home. The conical light shades deliver a fun design statement along with the textured cloth cords, which are adjustable for leveling. These fixtures are ideal for dining room lighting, living room lighting and kitchen lighting. The assortment includes three-, five- and seven-light chandeliers, three- and five-light cluster pendants, eight-light island pendants, one-light mini pendants, and one-light wall sconces. The Towner Collection is available in two finishes, Satin Bronze and Brushed Nickel to complete the look. All fixtures are available as ENERGY STAR®-qualified and California Title 24 compliant. | LINE VOLTAGE PENDANT | Towner | Pendants | Satin Bronze / Black | 848 / 12 |  | Black Steel | D:7" H:8" |  |  | 5 Medium A19 9.3w |  | 5 | Yes | [14 empty] | 0 | [12 empty] | 213.48 | 426.96 | 640.44 | D:17 1/4'' H:28'' O:90'' | 14.9 | 17.25 |  |  | 28 | Cap Nuts |  |  | 90 |  |  |  | No |  | No | [20 empty] | D:12 1/4'' H:1 1/4'' Round |  |  |  |  | 96 | Black |  |  | Hardwired | 0 | 0 | 0 | 1 | 1 | 0 | 0 | 0 | 0 | 0 | 0 | 785652059445 | 23.5 | 18.75 | 13.5 | 18 | 3.442 | 175 | Yes | [9 empty] | cETL Damp | TOWNER 5L PEND-848 | Five Light Cluster Pendant |  | 5141305EN3-848.png | 5141305EN3.jpg
5141305EN3-962 | Five Light Cluster Pendant | The Towner lighting collection by Sea Gull Lighting brings mid-century, retro style to the traditional circular silhouette, creating a bold statement that would accent any space in your home. The conical light shades deliver a fun design statement along with the textured cloth cords, which are adjustable for leveling. These fixtures are ideal for dining room lighting, living room lighting and kitchen lighting. The assortment includes three-, five- and seven-light chandeliers, three- and five-light cluster pendants, eight-light island pendants, one-light mini pendants, and one-light wall sconces. The Towner Collection is available in two finishes, Satin Bronze and Brushed Nickel to complete the look. All fixtures are available as ENERGY STAR®-qualified and California Title 24 compliant. | LINE VOLTAGE PENDANT | Towner | Pendants | Brushed Nickel / Black | 962 / 12 |  | Black Steel | D:7" H:8" |  |  | 5 Medium A19 9.3w |  | 5 | Yes | [14 empty] | 0 | [12 empty] | 213.48 | 426.96 | 640.44 | D:17 1/4'' H:28'' O:90'' | 14.9 | 17.25 |  |  | 28 | Cap Nuts |  |  | 90 |  |  |  | No |  | No | [20 empty] | D:12 1/4'' H:1 1/4'' Round |  |  |  |  | 96 | Black |  |  | Hardwired | 0 | 0 | 0 | 1 | 1 | 0 | 0 | 0 | 0 | 0 | 0 | 785652059452 | 23.5 | 18.75 | 13.5 | 18 | 3.442 | 175 | Yes | [9 empty] | cETL Damp | TOWNER 5L PEND-962 | Five Light Cluster Pendant |  | 5141305EN3-962.png | 5141305EN3.jpg
51806-782 | Three Light Hall / Foyer | The Holman collection by Sea Gull Lighting brings versatility and style to those just starting out. With softly flared glass and curved arms, there is just enough detail to give the overall look a lift while keeping it simple enough for those on a budget. Several chandeliers and sconces can be installed with lighting shining up or down, allowing the fixture to be customized for the specific space and function. Offered in a Brushed Nickel finish or Heirloom Bronze finish, both with Satin Etched glass. The assortment includes nine-light, five-light and three-light chandeliers, pendants in five sizes, both flush and semi-flush ceiling fixtures, as well as one-light, two-light three-light and four-light wall/bath fixtures. Both incandescent lamping and ENERGY STAR-qualified LED lamping are available. All fixtures are California Title 24 compliant. | LINE VOLTAGE PENDANT | Holman | Pendants | Heirloom Bronze | 782 | Steel |  |  |  |  | 3 Candelabra B10 Torpedo 60w |  | 3 | No | [14 empty] | 0 | [12 empty] | 169.98 | 339.96 | 509.94 | D:16 1/4'' H:25'' O:147'' | 6.6 | 16.25 |  |  | 25 | Center Lock-Up |  |  | 147 |  |  |  | No |  | No | [20 empty] | D:5'' H:1'' Round |  |  |  |  | 144 | Brown | 120 |  | Hardwired | 0 | 0 | 0 | 0 | 1 | 0 | 0 | 1 | 1 | 0 | 0 | 785652058769 | 25 | 16.5 | 10.5 | 10.1 | 2.507 | 175 | Yes | [8 empty] | C-UL-US Dry |  | HOLMAN 3L FOYER-782 | Three Light Hall / Foyer |  | 51806-782.png | 51806.jpg
51806-962 | Three Light Hall / Foyer | The Holman collection by Sea Gull Lighting brings versatility and style to those just starting out. With softly flared glass and curved arms, there is just enough detail to give the overall look a lift while keeping it simple enough for those on a budget. Several chandeliers and sconces can be installed with lighting shining up or down, allowing the fixture to be customized for the specific space and function. Offered in a Brushed Nickel finish or Heirloom Bronze finish, both with Satin Etched glass. The assortment includes nine-light, five-light and three-light chandeliers, pendants in five sizes, both flush and semi-flush ceiling fixtures, as well as one-light, two-light three-light and four-light wall/bath fixtures. Both incandescent lamping and ENERGY STAR-qualified LED lamping are available. All fixtures are California Title 24 compliant. | LINE VOLTAGE PENDANT | Holman | Pendants | Brushed Nickel | 962 | Steel |  |  |  |  | 3 Candelabra B10 Torpedo 60w |  | 3 | No | [14 empty] | 0 | [12 empty] | 169.98 | 339.96 | 509.94 | D:16 1/4'' H:25'' O:147'' | 6.6 | 16.25 |  |  | 25 | Center Lock-Up |  |  | 147 |  |  |  | No |  | No | [20 empty] | D:5'' H:1'' Round |  |  |  |  | 144 | Clear Silver | 120 |  | Hardwired | 0 | 0 | 0 | 0 | 1 | 0 | 0 | 1 | 1 | 0 | 0 | 785652251269 | 24.5 | 16.75 | 10.25 | 10.2 | 2.434 | 175 | Yes | [8 empty] | C-UL-US Dry |  | HOLMAN 3L FOYER-962 | Three Light Hall / Foyer |  | 51806-962.jpg | 51806.jpg
51806EN-782 | Three Light Hall / Foyer | The Holman collection by Sea Gull Lighting brings versatility and style to those just starting out. With softly flared glass and curved arms, there is just enough detail to give the overall look a lift while keeping it simple enough for those on a budget. Several chandeliers and sconces can be installed with lighting shining up or down, allowing the fixture to be customized for the specific space and function. Offered in a Brushed Nickel finish or Heirloom Bronze finish, both with Satin Etched glass. The assortment includes nine-light, five-light and three-light chandeliers, pendants in five sizes, both flush and semi-flush ceiling fixtures, as well as one-light, two-light three-light and four-light wall/bath fixtures. Both incandescent lamping and ENERGY STAR-qualified LED lamping are available. All fixtures are California Title 24 compliant. | LINE VOLTAGE PENDANT | Holman | Pendants | Heirloom Bronze | 782 | Steel |  |  |  |  | 3 Candelabra Torpedo 3.5w |  | 3 | Yes | [14 empty] | 0 | [12 empty] | 174.98 | 349.96 | 524.94 | D:16 1/4'' H:25'' O:147'' | 6.6 | 16.25 |  |  | 25 | Center Lock-Up |  |  | 147 |  |  |  | No |  | No | [20 empty] | D:5'' H:1'' Round |  |  |  |  | 144 | Brown | 120 |  | Hardwired | 0 | 0 | 0 | 1 | 1 | 0 | 0 | 0 | 1 | 0 | 0 | 785652059261 | 25 | 16.5 | 10.5 | 10.1 | 2.507 | 175 | Yes | [8 empty] | C-UL-US Dry |  | HOLMAN 3L FOYER-782 | Three Light Hall / Foyer |  | 51806EN-782.jpg | 51806EN.jpg
51806EN-962 | Three Light Hall / Foyer | The Holman collection by Sea Gull Lighting brings versatility and style to those just starting out. With softly flared glass and curved arms, there is just enough detail to give the overall look a lift while keeping it simple enough for those on a budget. Several chandeliers and sconces can be installed with lighting shining up or down, allowing the fixture to be customized for the specific space and function. Offered in a Brushed Nickel finish or Heirloom Bronze finish, both with Satin Etched glass. The assortment includes nine-light, five-light and three-light chandeliers, pendants in five sizes, both flush and semi-flush ceiling fixtures, as well as one-light, two-light three-light and four-light wall/bath fixtures. Both incandescent lamping and ENERGY STAR-qualified LED lamping are available. All fixtures are California Title 24 compliant. | LINE VOLTAGE PENDANT | Holman | Pendants | Brushed Nickel | 962 | Steel |  |  |  |  | 3 Candelabra Torpedo 3.5w |  | 3 | Yes | [14 empty] | 0 | [12 empty] | 174.98 | 349.96 | 524.94 | D:16 1/4'' H:25'' O:147'' | 6.6 | 16.25 |  |  | 25 | Center Lock-Up |  |  | 147 |  |  |  | No |  | No | [20 empty] | D:5'' H:1'' Round |  |  |  |  | 144 | Clear Silver | 120 |  | Hardwired | 0 | 0 | 0 | 1 | 1 | 0 | 0 | 0 | 1 | 0 | 0 | 785652031083 | 24.5 | 16.75 | 10.25 | 10.2 | 2.434 | 175 | Yes | [8 empty] | C-UL-US Dry |  | HOLMAN 3L FOYER-962 | Three Light Hall / Foyer |  | 51806EN-962.jpg | 51806.jpg
51807-782 | Six Light Hall / Foyer | The Holman collection by Sea Gull Lighting brings versatility and style to those just starting out. With softly flared glass and curved arms, there is just enough detail to give the overall look a lift while keeping it simple enough for those on a budget. Several chandeliers and sconces can be installed with lighting shining up or down, allowing the fixture to be customized for the specific space and function. Offered in a Brushed Nickel finish or Heirloom Bronze finish, both with Satin Etched glass. The assortment includes nine-light, five-light and three-light chandeliers, pendants in five sizes, both flush and semi-flush ceiling fixtures, as well as one-light, two-light three-light and four-light wall/bath fixtures. Both incandescent lamping and ENERGY STAR-qualified LED lamping are available. All fixtures are California Title 24 compliant. | LINE VOLTAGE PENDANT | Holman | Pendants | Heirloom Bronze | 782 | Steel |  |  |  |  | 6 Candelabra B10 Torpedo 60w |  | 6 | No | [14 empty] | 0 | [12 empty] | 299.98 | 599.96 | 899.94 | D:18'' H:40'' O:162'' | 9.4 | 18 |  |  | 40 | Center Lock-Up |  |  | 162 |  |  |  | No |  | No | [20 empty] | D:5'' H:1'' Round |  |  |  |  | 144 | Brown | 120 |  | Hardwired | 0 | 0 | 0 | 0 | 1 | 0 | 0 | 1 | 1 | 0 | 0 | 785652058776 | 40 | 16 | 19.75 | 17.7 | 7.315 | 250 | Yes | [8 empty] | C-UL-US Dry |  | HOLMAN 6L FOYER-782 | Six Light Hall / Foyer |  | 51807-782.png | 51807.jpg
51807-962 | Six Light Hall / Foyer | The Holman collection by Sea Gull Lighting brings versatility and style to those just starting out. With softly flared glass and curved arms, there is just enough detail to give the overall look a lift while keeping it simple enough for those on a budget. Several chandeliers and sconces can be installed with lighting shining up or down, allowing the fixture to be customized for the specific space and function. Offered in a Brushed Nickel finish or Heirloom Bronze finish, both with Satin Etched glass. The assortment includes nine-light, five-light and three-light chandeliers, pendants in five sizes, both flush and semi-flush ceiling fixtures, as well as one-light, two-light three-light and four-light wall/bath fixtures. Both incandescent lamping and ENERGY STAR-qualified LED lamping are available. All fixtures are California Title 24 compliant. | LINE VOLTAGE PENDANT | Holman | Pendants | Brushed Nickel | 962 | Steel |  |  |  |  | 6 Candelabra B10 Torpedo 60w |  | 6 | No | [14 empty] | 0 | [12 empty] | 299.98 | 599.96 | 899.94 | D:18'' H:40'' O:162'' | 9.4 | 18 |  |  | 40 | Center Lock-Up |  |  | 162 |  |  |  | No |  | No | [20 empty] | D:5'' H:1'' Round |  |  |  |  | 144 | Clear Silver | 120 |  | Hardwired | 0 | 0 | 0 | 0 | 1 | 0 | 0 | 1 | 1 | 0 | 0 | 785652251276 | 40.5 | 20 | 16.25 | 17.7 | 7.617 | 250 | Yes | [8 empty] | C-UL-US Dry |  | HOLMAN 6L FOYER-962 | Six Light Hall / Foyer |  | 51807-962.jpg | 51807.jpg
51807EN-782 | Six Light Hall / Foyer | The Holman collection by Sea Gull Lighting brings versatility and style to those just starting out. With softly flared glass and curved arms, there is just enough detail to give the overall look a lift while keeping it simple enough for those on a budget. Several chandeliers and sconces can be installed with lighting shining up or down, allowing the fixture to be customized for the specific space and function. Offered in a Brushed Nickel finish or Heirloom Bronze finish, both with Satin Etched glass. The assortment includes nine-light, five-light and three-light chandeliers, pendants in five sizes, both flush and semi-flush ceiling fixtures, as well as one-light, two-light three-light and four-light wall/bath fixtures. Both incandescent lamping and ENERGY STAR-qualified LED lamping are available. All fixtures are California Title 24 compliant. | LINE VOLTAGE PENDANT | Holman | Pendants | Heirloom Bronze | 782 | Steel |  |  |  |  | 6 Candelabra Torpedo 3.5w |  | 6 | Yes | [14 empty] | 0 | [12 empty] | 315.48 | 630.96 | 946.44 | D:18'' H:40'' O:162'' | 9.4 | 18 |  |  | 40 | Center Lock-Up |  |  | 162 |  |  |  | No |  | No | [20 empty] | D:5'' H:1'' Round |  |  |  |  | 144 | Brown | 120 |  | Hardwired | 0 | 0 | 0 | 1 | 1 | 0 | 0 | 0 | 1 | 0 | 0 | 785652059278 | 40 | 16 | 20 | 18 | 7.407 | 250 | Yes | [8 empty] | C-UL-US Dry |  | HOLMAN 6L FOYER-782 | Six Light Hall / Foyer |  | 51807EN-782.jpg | 51807EN.jpg
51807EN-962 | Six Light Hall / Foyer | The Holman collection by Sea Gull Lighting brings versatility and style to those just starting out. With softly flared glass and curved arms, there is just enough detail to give the overall look a lift while keeping it simple enough for those on a budget. Several chandeliers and sconces can be installed with lighting shining up or down, allowing the fixture to be customized for the specific space and function. Offered in a Brushed Nickel finish or Heirloom Bronze finish, both with Satin Etched glass. The assortment includes nine-light, five-light and three-light chandeliers, pendants in five sizes, both flush and semi-flush ceiling fixtures, as well as one-light, two-light three-light and four-light wall/bath fixtures. Both incandescent lamping and ENERGY STAR-qualified LED lamping are available. All fixtures are California Title 24 compliant. | LINE VOLTAGE PENDANT | Holman | Pendants | Brushed Nickel | 962 | Steel |  |  |  |  | 6 Candelabra Torpedo 3.5w |  | 6 | Yes | [14 empty] | 0 | [12 empty] | 315.48 | 630.96 | 946.44 | D:18'' H:40'' O:162'' | 9.4 | 18 |  |  | 40 | Center Lock-Up |  |  | 162 |  |  |  | No |  | No | [20 empty] | D:5'' H:1'' Round |  |  |  |  | 144 | Clear Silver | 120 |  | Hardwired | 0 | 0 | 0 | 1 | 1 | 0 | 0 | 0 | 1 | 0 | 0 | 785652031113 | 39.75 | 19.5 | 16.25 | 1 |  | 100 | Yes | [8 empty] | C-UL-US Dry |  | HOLMAN 6L FOYER-962 | Six Light Hall / Foyer |  | 51807EN-962.jpg | 51807.jpg
5192603-112 | Three Light Mini Lantern |  | LINE VOLTAGE PENDANT | Dianna | Pendants | Midnight Black | 112 | Steel |  |  |  |  | 3 Candelabra Torpedo 60w |  | 3 | No | [14 empty] | 0 | [12 empty] | 84.5 | 169 | 253.5 | L:9 3/4'' W:9 3/4'' H:14'' |  |  | 9.75 | 9.75 | 14 | [7 empty] | No |  | No | [20 empty] | D:5'' H:3/4'' Round | [5 empty] | Black |  |  | Hardwired | 0 | 0 | 0 | 0 | 1 | 0 | 0 | 0 | 0 | 0 | 0 | 785652085468 | [16 empty] | cETL Damp | DIANNA 3L MINI LANTERN-112 | Three Light Mini Lantern |  | 5192603-112.jpg | 5192603.jpg
5192603-848 | Three Light Mini Lantern |  | LINE VOLTAGE PENDANT | Dianna | Pendants | Satin Bronze | 848 | Steel |  |  |  |  | 3 Candelabra Torpedo 60w |  | 3 | No | [14 empty] | 0 | [12 empty] | 84.5 | 169 | 253.5 | L:9 3/4'' W:9 3/4'' H:14'' |  |  | 9.75 | 9.75 | 14 | [7 empty] | No |  | No | [20 empty] | D:5'' H:3/4'' Round | [5 empty] | Clear Gold |  |  | Hardwired | 0 | 0 | 0 | 0 | 1 | 0 | 0 | 0 | 0 | 0 | 0 | 785652085451 | [16 empty] | cETL Damp | DIANNA 3L MINI LANTERN-848 | Three Light Mini Lantern |  | 5192603-848.jpg | 5192603.jpg
5192603-962 | Three Light Mini Lantern |  | LINE VOLTAGE PENDANT | Dianna | Pendants | Brushed Nickel | 962 | Steel |  |  |  |  | 3 Candelabra Torpedo 60w |  | 3 | No | [14 empty] | 0 | [12 empty] | 84.5 | 169 | 253.5 | L:9 3/4'' W:9 3/4'' H:14'' |  |  | 9.75 | 9.75 | 14 | [7 empty] | No |  | No | [20 empty] | D:5'' H:3/4'' Round | [5 empty] | Clear Silver |  |  | Hardwired | 0 | 0 | 0 | 0 | 1 | 0 | 0 | 0 | 0 | 0 | 0 | 785652085475 | [16 empty] | cETL Damp | DIANNA 3L MINI LANTERN-962 | Three Light Mini Lantern |  | 5192603-962.jpg | 5192603.jpg
5202508-112 | Eight Light Pendant |  | LINE VOLTAGE PENDANT | Mellita | Pendants | Midnight Black | 112 | Steel | Satin Etched Glass | D:7.5" W:0.125" |  |  | 8 Candelabra Torpedo 40w |  | 8 | No | [14 empty] | 0 | [12 empty] | 349.5 | 699 | 1048.5 | D:30'' H:19 5/8'' O:58 1/8'' |  | 30 |  |  | 19.625 | Screw Collar - Chain |  |  | 58.125 |  |  |  | No |  | No | [20 empty] | D:5'' H:3/4'' Round |  |  |  |  | 72 | Black | 36 |  | Hardwired | 0 | 0 | 0 | 0 | 1 | 0 | 0 | 1 | 0 | 0 | 0 | 785652079221 | 35.5 | 35.5 | 18 | 44 | 13.128 | 250 | Yes | [9 empty] | cETL Damp | MELLITA 8L PENDANT-112 | Eight Light Pendant |  | 5202508-112.jpg | 5202508.jpg
5202508-848 | Eight Light Pendant |  | LINE VOLTAGE PENDANT | Mellita | Pendants | Satin Bronze | 848 | Steel | Satin Etched Glass | D:7.5" W:0.125" |  |  | 8 Candelabra Torpedo 40w |  | 8 | No | [14 empty] | 0 | [12 empty] | 349.5 | 699 | 1048.5 | D:30'' H:19 5/8'' O:58 1/8'' |  | 30 |  |  | 19.625 | Screw Collar - Chain |  |  | 58.125 |  |  |  | No |  | No | [20 empty] | D:5'' H:3/4'' Round |  |  |  |  | 72 | Gold | 36 |  | Hardwired | 0 | 0 | 0 | 0 | 1 | 0 | 0 | 1 | 0 | 0 | 0 | 785652079238 | 35.5 | 35.5 | 18 | 43.7 | 13.128 | 250 | Yes | [9 empty] | cETL Damp | MELLITA 8L PENDANT-848 | Eight Light Pendant |  | 5202508-848.jpg | 5202508.jpg
5202508EN-112 | Eight Light Pendant |  | LINE VOLTAGE PENDANT | Mellita | Pendants | Midnight Black | 112 | Steel | Satin Etched Glass | D:7.5" W:0.125" |  |  | 8 Candelabra Torpedo 3.5w |  | 8 | Yes | [14 empty] | 0 | [12 empty] | 399.5 | 799 | 1198.5 | D:30'' H:19 5/8'' O:58 1/8'' |  | 30 |  |  | 19.625 | Screw Collar - Chain |  |  | 58.125 |  |  |  | No |  | No | [20 empty] | D:5'' H:3/4'' Round |  |  |  |  | 72 | Black | 36 |  | Hardwired | 0 | 0 | 0 | 1 | 1 | 0 | 0 | 0 | 0 | 0 | 0 | 785652081040 | [16 empty] | cETL Damp | MELLITA 8L PENDANT-112 | Eight Light Pendant |  | 5202508EN-112.jpg | 5202508EN.jpg
5202508EN-848 | Eight Light Pendant |  | LINE VOLTAGE PENDANT | Mellita | Pendants | Satin Bronze | 848 | Steel | Satin Etched Glass | D:7.5" W:0.125" |  |  | 8 Candelabra Torpedo 3.5w |  | 8 | Yes | [14 empty] | 0 | [12 empty] | 399.5 | 799 | 1198.5 | D:30'' H:19 5/8'' O:58 1/8'' |  | 30 |  |  | 19.625 | Screw Collar - Chain |  |  | 58.125 |  |  |  | No |  | No | [20 empty] | D:5'' H:3/4'' Round |  |  |  |  | 72 | Gold | 36 |  | Hardwired | 0 | 0 | 0 | 1 | 1 | 0 | 0 | 0 | 0 | 0 | 0 | 785652081057 | [16 empty] | cETL Damp | MELLITA 8L PENDANT-848 | Eight Light Pendant |  | 5202508EN-848.jpg | 5202508EN.jpg
5206712-112 | Large Twelve Light Chandelier |  | CHANDELIERS | Wyn | Chandeliers | Midnight Black | 112 | Steel |  |  |  |  | 12 Candelabra Torpedo 60w |  | 12 | No | [14 empty] | 0 | [12 empty] | 189.5 | 379 | 568.5 | L:40'' W:40'' H:20'' O:64'' |  |  | 40 | 40 | 20 | Screw Collar - Stem |  |  | 64 |  |  |  | No |  | No | [20 empty] | D:5'' H:3/4'' Round |  |  |  |  | 120 | Black |  |  | Hardwired | 0 | 0 | 0 | 0 | 1 | 0 | 0 | 1 | 0 | 0 | 0 | 785652077517 | 45.75 | 27 | 9.5 | 17.7 | 6.791 | 250 | Yes | [9 empty] | cETL Damp | WYN 12L LARGE CHAND-112 | Large Twelve Light Chandelier |  | 5206712-112.jpg | 5206712.jpg
5206712EN-112 | Large Twelve Light Chandelier |  | CHANDELIERS | Wyn | Chandeliers | Midnight Black | 112 | Steel |  |  |  |  | 12 Candelabra Torpedo 3.5w |  | 12 | Yes | [14 empty] | 0 | [12 empty] | 259.5 | 519 | 778.5 | L:40'' W:40'' H:20'' O:64'' |  |  | 40 | 40 | 20 | Screw Collar - Stem |  |  | 64 |  |  |  | No |  | No | [20 empty] | D:5'' H:3/4'' Round |  |  |  |  | 120 | Black |  |  | Hardwired | 0 | 0 | 0 | 1 | 1 | 0 | 0 | 0 | 0 | 0 | 0 | 785652081071 | [16 empty] | cETL Damp | WYN 12L LARGE CHAND-112 | Large Twelve Light Chandelier |  | 5206712EN-112.jpg | 5206712EN.jpg
5215004-05 | Small Four Light Hall / Foyer | The transitional Perryton pendant light collection by Sea Gull Lighting is inspired by stately, carriage lanterns. The updated open frame is formed with sleek square steel tubing, and each pendant is a generously proportioned, minimalist silhouette completed in either textured Blacksmith or Heirloom Bronze finishes. Offered are small and large four-light hall/foyer pendants, an eight-light hall/foyer pendant and an eight-light island pendant. Incandescent candelabra base lamping. Damp rated, Perryton is also ideal as a focal point on a covered patio or porch. | LINE VOLTAGE PENDANT | Perryton | Pendants | Chrome | 5 | Steel |  |  |  |  | 4 Candelabra Torpedo 60w |  | 4 | No | [14 empty] | 0 | [12 empty] | 124.95 | N/A | 374.85 | L:12 1/4'' W:12 1/4'' H:18 1/2'' O:65'' | 6.7 |  | 12.25 | 12.25 | 18.5 | Center Lock-Up |  |  | 65 |  |  |  | No |  | No | [20 empty] | D:5'' H:3/4'' Round |  |  |  |  | 120 | Clear Silver |  |  | Hardwired | 0 | 0 | 0 | 0 | 1 | 0 | 0 | 0 | 0 | 0 | 0 | 785652078361 | 22 | 15.5 | 15 | 9 | 2.96 | 250 | Yes | [9 empty] | cETL Damp | PERRYTON 4L FOYER-05 | Small Four Light Hall / Foyer |  | 5215004-05.jpg | 5215004.jpg
5215004-782 | Small Four Light Hall / Foyer | The transitional Perryton pendant light collection by Sea Gull Lighting is inspired by stately, carriage lanterns. The updated open frame is formed with sleek square steel tubing, and each pendant is a generously proportioned, minimalist silhouette completed in either textured Blacksmith or Heirloom Bronze finishes. Offered are small and large four-light hall/foyer pendants, an eight-light hall/foyer pendant and an eight-light island pendant. Incandescent candelabra base lamping. Damp rated, Perryton is also ideal as a focal point on a covered patio or porch. | LINE VOLTAGE PENDANT | Perryton | Pendants | Heirloom Bronze | 782 | Steel |  |  |  |  | 4 Candelabra Torpedo 60w |  | 4 | No | [14 empty] | 0 | [12 empty] | 124.95 | N/A | 374.85 | L:12 1/4'' W:12 1/4'' H:18 1/2'' O:65'' | 6.7 |  | 12.25 | 12.25 | 18.5 | Center Lock-Up |  |  | 65 |  |  |  | No |  | No | [20 empty] | D:5'' H:3/4'' Round |  |  |  |  | 120 | Brown |  |  | Hardwired | 0 | 0 | 0 | 0 | 1 | 0 | 0 | 0 | 0 | 0 | 0 | 785652059612 | 22 | 15.5 | 15 | 9 | 2.96 | 250 | Yes | [9 empty] | cETL Damp | PERRYTON 4L FOYER-782 | Small Four Light Hall / Foyer |  | 5215004-782.png | 5215004.jpg
5215004-839 | Small Four Light Hall / Foyer | The transitional Perryton pendant light collection by Sea Gull Lighting is inspired by stately, carriage lanterns. The updated open frame is formed with sleek square steel tubing, and each pendant is a generously proportioned, minimalist silhouette completed in either textured Blacksmith or Heirloom Bronze finishes. Offered are small and large four-light hall/foyer pendants, an eight-light hall/foyer pendant and an eight-light island pendant. Incandescent candelabra base lamping. Damp rated, Perryton is also ideal as a focal point on a covered patio or porch. | LINE VOLTAGE PENDANT | Perryton | Pendants | Blacksmith | 839 | Steel |  |  |  |  | 4 Candelabra Torpedo 60w |  | 4 | No | [14 empty] | 0 | [12 empty] | 124.95 | N/A | 374.85 | L:12 1/4'' W:12 1/4'' H:18 1/2'' O:65'' | 6.7 |  | 12.25 | 12.25 | 18.5 | Center Lock-Up |  |  | 65 |  |  |  | No |  | No | [20 empty] | D:5'' H:3/4'' Round |  |  |  |  | 120 | Black |  |  | Hardwired | 0 | 0 | 0 | 0 | 1 | 0 | 0 | 0 | 0 | 0 | 0 | 785652108358 | 22.25 | 15.25 | 15.5 | 8.6 | 3.044 | 250 | Yes | [9 empty] | cETL Damp | PERRYTON 4L FOYER-839 | Small Four Light Hall / Foyer |  | 5215004-839.png | 5215004.jpg
5215004-848 | Small Four Light Hall / Foyer | The transitional Perryton pendant light collection by Sea Gull Lighting is inspired by stately, carriage lanterns. The updated open frame is formed with sleek square steel tubing, and each pendant is a generously proportioned, minimalist silhouette completed in either textured Blacksmith or Heirloom Bronze finishes. Offered are small and large four-light hall/foyer pendants, an eight-light hall/foyer pendant and an eight-light island pendant. Incandescent candelabra base lamping. Damp rated, Perryton is also ideal as a focal point on a covered patio or porch. | LINE VOLTAGE PENDANT | Perryton | Pendants | Satin Bronze | 848 | Steel |  |  |  |  | 4 Candelabra Torpedo 60w |  | 4 | No | [14 empty] | 0 | [12 empty] | 124.95 | N/A | 374.85 | L:12 1/4'' W:12 1/4'' H:18 1/2'' O:65'' | 6.7 |  | 12.25 | 12.25 | 18.5 | Center Lock-Up |  |  | 65 |  |  |  | No |  | No | [20 empty] | D:5'' H:3/4'' Round |  |  |  |  | 120 | Clear Gold |  |  | Hardwired | 0 | 0 | 0 | 0 | 1 | 0 | 0 | 0 | 0 | 0 | 0 | 785652078378 | 22 | 15.5 | 15 | 9 | 2.96 | 250 | Yes | [9 empty] | cETL Damp | PERRYTON 4L FOYER-848 | Small Four Light Hall / Foyer |  | 5215004-848.jpg | 5215004.jpg
5215004EN-05 | Small Four Light Hall / Foyer | The transitional Perryton pendant light collection by Sea Gull Lighting is inspired by stately, carriage lanterns. The updated open frame is formed with sleek square steel tubing, and each pendant is a generously proportioned, minimalist silhouette completed in either textured Blacksmith or Heirloom Bronze finishes. Offered are small and large four-light hall/foyer pendants, an eight-light hall/foyer pendant and an eight-light island pendant. Incandescent candelabra base lamping. Damp rated, Perryton is also ideal as a focal point on a covered patio or porch. | LINE VOLTAGE PENDANT | Perryton | Pendants | Chrome | 5 | Steel |  |  |  |  | 4 Candelabra Torpedo 3.5w |  | 4 | Yes | [14 empty] | 0 | [12 empty] | 146.45 | 292.9 | 439.35 | L:12 1/4'' W:12 1/4'' H:18 1/2'' O:65'' | 6.7 |  | 12.25 | 12.25 | 18.5 | Center Lock-Up |  |  | 65 |  |  |  | No |  | No | [20 empty] | D:5'' H:3/4'' Round |  |  |  |  | 120 | Clear Silver |  |  | Hardwired | 0 | 0 | 0 | 1 | 1 | 0 | 0 | 0 | 0 | 0 | 0 | 785652082726 | 22 | 15.5 | 15 | 9 | 2.96 | 250 | Yes | [9 empty] | cETL Damp | PERRYTON 4L FOYER-05 | Small Four Light Hall / Foyer |  | 5215004EN-05.jpg | 5215004EN.jpg
5215004EN-782 | Small Four Light Hall / Foyer | The transitional Perryton pendant light collection by Sea Gull Lighting is inspired by stately, carriage lanterns. The updated open frame is formed with sleek square steel tubing, and each pendant is a generously proportioned, minimalist silhouette completed in either textured Blacksmith or Heirloom Bronze finishes. Offered are small and large four-light hall/foyer pendants, an eight-light hall/foyer pendant and an eight-light island pendant. Incandescent candelabra base lamping. Damp rated, Perryton is also ideal as a focal point on a covered patio or porch. | LINE VOLTAGE PENDANT | Perryton | Pendants | Heirloom Bronze | 782 | Steel |  |  |  |  | 4 Candelabra Torpedo 3.5w |  | 4 | Yes | [14 empty] | 0 | [12 empty] | 149.98 | N/A | 449.94 | L:12 1/4'' W:12 1/4'' H:18 1/2'' O:65'' | 6.7 |  | 12.25 | 12.25 | 18.5 | Center Lock-Up |  |  | 65 |  |  |  | No |  | No | [20 empty] | D:5'' H:3/4'' Round |  |  |  |  | 120 | Brown |  |  | Hardwired | 0 | 0 | 0 | 1 | 1 | 0 | 0 | 0 | 0 | 0 | 0 | 785652060151 | 22 | 15.5 | 15 | 9 | 2.96 | 250 | Yes | [9 empty] | cETL Damp | PERRYTON 4L FOYER-782 | Small Four Light Hall / Foyer |  | 5215004EN-782.jpg | 5215004EN.jpg
5215004EN-839 | Small Four Light Hall / Foyer | The transitional Perryton pendant light collection by Sea Gull Lighting is inspired by stately, carriage lanterns. The updated open frame is formed with sleek square steel tubing, and each pendant is a generously proportioned, minimalist silhouette completed in either textured Blacksmith or Heirloom Bronze finishes. Offered are small and large four-light hall/foyer pendants, an eight-light hall/foyer pendant and an eight-light island pendant. Incandescent candelabra base lamping. Damp rated, Perryton is also ideal as a focal point on a covered patio or porch. | LINE VOLTAGE PENDANT | Perryton | Pendants | Blacksmith | 839 | Steel |  |  |  |  | 4 Candelabra Torpedo 3.5w |  | 4 | Yes | [14 empty] | 0 | [12 empty] | 149.98 | N/A | 449.94 | L:12 1/4'' W:12 1/4'' H:18 1/2'' O:65'' | 6.7 |  | 12.25 | 12.25 | 18.5 | Center Lock-Up |  |  | 65 |  |  |  | No |  | No | [20 empty] | D:5'' H:3/4'' Round |  |  |  |  | 120 | Black |  |  | Hardwired | 0 | 0 | 0 | 1 | 1 | 0 | 0 | 0 | 0 | 0 | 0 | 785652031120 | 22.25 | 15.25 | 15.5 | 8.6 | 3.044 | 250 | Yes | [9 empty] | cETL Damp | PERRYTON 4L FOYER-839 | Small Four Light Hall / Foyer |  | 5215004EN-839.jpg | 5215004.jpg
5215004EN-848 | Small Four Light Hall / Foyer | The transitional Perryton pendant light collection by Sea Gull Lighting is inspired by stately, carriage lanterns. The updated open frame is formed with sleek square steel tubing, and each pendant is a generously proportioned, minimalist silhouette completed in either textured Blacksmith or Heirloom Bronze finishes. Offered are small and large four-light hall/foyer pendants, an eight-light hall/foyer pendant and an eight-light island pendant. Incandescent candelabra base lamping. Damp rated, Perryton is also ideal as a focal point on a covered patio or porch. | LINE VOLTAGE PENDANT | Perryton | Pendants | Satin Bronze | 848 | Steel |  |  |  |  | 4 Candelabra Torpedo 3.5w |  | 4 | Yes | [14 empty] | 0 | [12 empty] | 146.45 | 292.9 | 439.35 | L:12 1/4'' W:12 1/4'' H:18 1/2'' O:65'' | 6.7 |  | 12.25 | 12.25 | 18.5 | Center Lock-Up |  |  | 65 |  |  |  | No |  | No | [20 empty] | D:5'' H:3/4'' Round |  |  |  |  | 120 | Clear Gold |  |  | Hardwired | 0 | 0 | 0 | 1 | 1 | 0 | 0 | 0 | 0 | 0 | 0 | 785652082733 | 22 | 15.5 | 15 | 9 | 2.96 | 250 | Yes | [9 empty] | cETL Damp | PERRYTON 4L FOYER-848 | Small Four Light Hall / Foyer |  | 5215004EN-848.jpg | 5215004EN.jpg
5221804-962 | Medium Four Light Hall / Foyer |  | LINE VOLTAGE PENDANT | Rennie | Pendants | Brushed Nickel / Midnight Black | 962 / 112 | Steel |  |  |  |  | 4 Candelabra Torpedo 60w |  | 4 | No | [14 empty] | 0 | [12 empty] | 214.5 | 429 | 643.5 | L:16'' W:16'' H:23 1/8'' O:68 5/8'' |  |  | 16 | 16 | 23.125 | Center Lock-Up |  |  | 68.625 |  |  |  | No |  | No | [20 empty] | D:5'' H:3/4'' Round |  |  |  |  | 120 | Clear Silver |  |  | Hardwired | 0 | 0 | 0 | 0 | 1 | 0 | 0 | 0 | 0 | 0 | 0 | 785652077418 | 29.5 | 22 | 22 | 22.5 | 8.263 | 250 | Yes | [9 empty] | cETL Damp | RENNIE 4L FOYER-962 | Medium Four Light Hall / Foyer |  | 5221804-962.jpg | 5221804.jpg
5221804EN-962 | Medium Four Light Hall / Foyer |  | LINE VOLTAGE PENDANT | Rennie | Pendants | Brushed Nickel / Midnight Black | 962 / 112 | Steel |  |  |  |  | 4 Candelabra Torpedo 3.5w |  | 4 | Yes | [14 empty] | 0 | [12 empty] | 239.5 | 479 | 718.5 | L:16'' W:16'' H:23 1/8'' O:68 5/8'' |  |  | 16 | 16 | 23.125 | Center Lock-Up |  |  | 68.625 |  |  |  | No |  | No | [20 empty] | D:5'' H:3/4'' Round |  |  |  |  | 120 | Clear Silver |  |  | Hardwired | 0 | 0 | 0 | 1 | 1 | 0 | 0 | 0 | 0 | 0 | 0 | 785652080975 | [16 empty] | cETL Damp | RENNIE 4L FOYER-962 | Medium Four Light Hall / Foyer |  | 5221804EN-962.jpg | 5221804EN.jpg
5224503-710 | Three Light Hall / Foyer | The transitional styling of the Hanford lighting collection by Sea Gull Lighting is evident in its elegant symmetry articulated by long, sweeping arms. Tapered Etched glass shades produce a soft uplight and make Hanford complementary to a wide array of décor from traditional to contemporary. Offered in both Brushed Nickel and Burnt Sienna finishes, the collection includes five-, nine- and fifteen-light chandeliers, a three-light hall/foyer light, a one-light mini pendant, a three-light pendant, a three-light semi-flush mount which can convert into a pendant, and one-, two-, three- and four-light bath fixtures. Incandescent and ENERGY STAR-qualified LED lamping are available; all fixtures are California Title 24 compliant. | LINE VOLTAGE PENDANT | Hanford | Pendants | Burnt Sienna | 710 | Steel | Satin Etched Glass | D:5.125" H:5.75" |  |  | 3 Medium A19 100w |  | 3 | No | [14 empty] | 0 | [12 empty] | 184.48 | 368.96 | 553.44 | D:18 1/8'' H:32 3/4'' O:71 1/2'' | 13.4 | 18.125 |  |  | 32.75 | Center Lock-Up |  |  | 71.5 |  |  |  | No |  | No | [20 empty] | D:5'' H:7/8'' Round |  |  |  |  | 72 | Brown | 36 |  | Hardwired | 0 | 0 | 0 | 0 | 1 | 0 | 0 | 1 | 1 | 0 | 0 | 785652110986 | 32 | 20 | 12.25 | 16.8 | 4.537 | 250 | Yes | [9 empty] | cETL Damp | HANFORD 3L FOYER-710 | Three Light Hall / Foyer |  | 5224503-710.jpg | 5224503.jpg
5224503-962 | Three Light Hall / Foyer | The transitional styling of the Hanford lighting collection by Sea Gull Lighting is evident in its elegant symmetry articulated by long, sweeping arms. Tapered Etched glass shades produce a soft uplight and make Hanford complementary to a wide array of décor from traditional to contemporary. Offered in both Brushed Nickel and Burnt Sienna finishes, the collection includes five-, nine- and fifteen-light chandeliers, a three-light hall/foyer light, a one-light mini pendant, a three-light pendant, a three-light semi-flush mount which can convert into a pendant, and one-, two-, three- and four-light bath fixtures. Incandescent and ENERGY STAR-qualified LED lamping are available; all fixtures are California Title 24 compliant. | LINE VOLTAGE PENDANT | Hanford | Pendants | Brushed Nickel | 962 | Steel | Satin Etched Glass | D:5.125" H:5.75" |  |  | 3 Medium A19 100w |  | 3 | No | [14 empty] | 0 | [12 empty] | 184.48 | 368.96 | 553.44 | D:18 1/8'' H:32 3/4'' O:71 1/2'' | 13.4 | 18.125 |  |  | 32.75 | Center Lock-Up |  |  | 71.5 |  |  |  | No |  | No | [20 empty] | D:5'' H:7/8'' Round |  |  |  |  | 72 | Clear Silver | 36 |  | Hardwired | 0 | 0 | 0 | 0 | 1 | 0 | 0 | 1 | 1 | 0 | 0 | 785652110993 | 30.5 | 19.25 | 7.25 | 13.45 | 2.463 | 175 | Yes | [9 empty] | cETL Damp | HANFORD 3L FOYER-962 | Three Light Hall / Foyer |  | 5224503-962.jpg | 5224503.jpg
5224503EN3-710 | Three Light Hall / Foyer | The transitional styling of the Hanford lighting collection by Sea Gull Lighting is evident in its elegant symmetry articulated by long, sweeping arms. Tapered Etched glass shades produce a soft uplight and make Hanford complementary to a wide array of décor from traditional to contemporary. Offered in both Brushed Nickel and Burnt Sienna finishes, the collection includes five-, nine- and fifteen-light chandeliers, a three-light hall/foyer light, a one-light mini pendant, a three-light pendant, a three-light semi-flush mount which can convert into a pendant, and one-, two-, three- and four-light bath fixtures. Incandescent and ENERGY STAR-qualified LED lamping are available; all fixtures are California Title 24 compliant. | LINE VOLTAGE PENDANT | Hanford | Pendants | Burnt Sienna | 710 | Steel | Satin Etched Glass | D:5.125" H:5.75" |  |  | 3 Medium A19 9.3w |  | 3 | Yes | [14 empty] | 0 | [12 empty] | 199.98 | 399.96 | 599.94 | D:18 1/8'' H:32 3/4'' O:71 1/2'' | 13.4 | 18.125 |  |  | 32.75 | Center Lock-Up |  |  | 71.5 |  |  |  | No |  | No | [20 empty] | D:5'' H:7/8'' Round |  |  |  |  | 72 | Brown | 36 |  | Hardwired | 0 | 0 | 0 | 1 | 1 | 0 | 0 | 0 | 1 | 0 | 0 | 785652050336 | 32 | 20 | 12.25 | 16.8 | 4.537 | 250 | Yes | [9 empty] | cETL Damp | HANFORD 3L FOYER-710 | Three Light Hall / Foyer |  | 5224503EN3-710.jpg | 5224503.jpg
5224503EN3-962 | Three Light Hall / Foyer | The transitional styling of the Hanford lighting collection by Sea Gull Lighting is evident in its elegant symmetry articulated by long, sweeping arms. Tapered Etched glass shades produce a soft uplight and make Hanford complementary to a wide array of décor from traditional to contemporary. Offered in both Brushed Nickel and Burnt Sienna finishes, the collection includes five-, nine- and fifteen-light chandeliers, a three-light hall/foyer light, a one-light mini pendant, a three-light pendant, a three-light semi-flush mount which can convert into a pendant, and one-, two-, three- and four-light bath fixtures. Incandescent and ENERGY STAR-qualified LED lamping are available; all fixtures are California Title 24 compliant. | LINE VOLTAGE PENDANT | Hanford | Pendants | Brushed Nickel | 962 | Steel | Satin Etched Glass | D:5.125" H:5.75" |  |  | 3 Medium A19 9.3w |  | 3 | Yes | [14 empty] | 0 | [12 empty] | 199.98 | 399.96 | 599.94 | D:18 1/8'' H:32 3/4'' O:71 1/2'' | 13.4 | 18.125 |  |  | 32.75 | Center Lock-Up |  |  | 71.5 |  |  |  | No |  | No | [20 empty] | D:5'' H:7/8'' Round |  |  |  |  | 72 | Clear Silver | 36 |  | Hardwired | 0 | 0 | 1 | 1 | 1 | 0 | 0 | 0 | 1 | 0 | 0 | 785652050343 | 32 | 20 | 12.25 | 16.8 | 4.537 | 250 | Yes | [9 empty] | cETL Damp | HANFORD 3L FOYER-962 | Three Light Hall / Foyer |  | 5224503EN3-962.jpg | 522450.jpg
5231-782 | Three Light Semi-Flush Convertible Pendant | The Bretton pendant collection from Sea Gull Lighting features a classic six-sided lantern silhouette. Offered in Brushed Nickel and Heirloom Bronze finishes, all with Clear glass, the fixtures’ charming style and candelabra bulbs will fill your home with generous amounts of illumination that welcomes your guests. The assortment includes a two-light and three-light ceiling flush mount, two-light and three-light pendants which can also be converted into semi-flush ceiling mounts, along with a generous six-light large pendant which is perfect for a grand foyer. | LINE VOLTAGE PENDANT | Bretton | Ceiling Lights | Heirloom Bronze | 782 | Steel | Clear Glass | W:4.28125" H:10.125" |  |  | 3 Candelabra B Torpedo 40w |  | 3 | No | [14 empty] | 0 | [12 empty] | 67.48 | 134.96 | 202.44 | D:9 1/2'' H:16'' O:65 1/2'' | 6 | 9.5 |  |  | 16 | Dual Mount |  | 15.25 | 65.5 |  |  |  | No |  | No | [20 empty] | D:5'' H:1'' Round |  |  |  |  | 144 | Brown | 48 | N/A | Hardwired | 0 | 0 | 0 | 0 | 1 | 0 | 0 | 1 | 1 | 0 | 0 | 785652523175 | 10.5 | 9.78 | 16 | 8 | 0.951 | 100 | Yes | [8 empty] | UL Dry | cUL Dry | BRETTON 3L CEILING-782 | Three Light Semi-Flush Convertible Pendant |  | 5231-782.jpg | 5231.jpg
5231-962 | Three Light Semi-Flush Convertible Pendant | The Bretton pendant collection from Sea Gull Lighting features a classic six-sided lantern silhouette. Offered in Brushed Nickel and Heirloom Bronze finishes, all with Clear glass, the fixtures’ charming style and candelabra bulbs will fill your home with generous amounts of illumination that welcomes your guests. The assortment includes a two-light and three-light ceiling flush mount, two-light and three-light pendants which can also be converted into semi-flush ceiling mounts, along with a generous six-light large pendant which is perfect for a grand foyer. | LINE VOLTAGE PENDANT | Bretton | Ceiling Lights | Brushed Nickel | 962 | Steel | Clear Glass | W:8.1875" H:15.78125" |  |  | 3 Candelabra B Torpedo 40w |  | 3 | No | [14 empty] | 0 | [12 empty] | 67.48 | 134.96 | 202.44 | D:9 1/2'' H:16'' O:65 1/2'' | 6 | 9.5 |  |  | 16 | Dual Mount |  | 15.25 | 65.5 |  |  |  | No |  | No | [20 empty] | D:5'' H:1'' Round |  |  |  |  | 144 | Clear | 48 | N/A | Hardwired | 0 | 0 | 0 | 0 | 1 | 0 | 0 | 1 | 1 | 0 | 0 | 785652523199 | 10.5 | 10 | 15.75 | 7.9 | 0.957 | 100 | Yes | [8 empty] | UL Dry | cUL Dry | BRETTON 3L CEILING-962 | Three Light Semi-Flush Convertible Pendant |  | 5231-962.jpg | 5231.jpg
5231EN-782 | Three Light Semi-Flush Convertible Pendant | The Bretton pendant collection from Sea Gull Lighting features a classic six-sided lantern silhouette. Offered in Brushed Nickel and Heirloom Bronze finishes, all with Clear glass, the fixtures’ charming style and candelabra bulbs will fill your home with generous amounts of illumination that welcomes your guests. The assortment includes a two-light and three-light ceiling flush mount, two-light and three-light pendants which can also be converted into semi-flush ceiling mounts, along with a generous six-light large pendant which is perfect for a grand foyer. | LINE VOLTAGE PENDANT | Bretton | Ceiling Lights | Heirloom Bronze | 782 | Steel | Clear Glass | W:4.28125" H:10.125" |  |  | 3 Candelabra Torpedo 3.5w |  | 3 | Yes | [14 empty] | 0 | [12 empty] | 81.98 | 163.96 | 245.94 | D:9 1/2'' H:16'' O:65 1/2'' | 6 | 9.5 |  |  | 16 | Dual Mount |  | 15.25 | 65.5 |  |  |  | No |  | No | [20 empty] | D:5'' H:1'' Round |  |  |  |  | 144 | Brown | 48 | N/A | Hardwired | 0 | 0 | 0 | 1 | 1 | 0 | 0 | 0 | 1 | 0 | 0 | 785652031144 | 16 | 9.8 | 10.5 | 8 | 0.953 | 100 | Yes | [8 empty] | UL Dry | cUL Dry | BRETTON 3L CEILING-782 | Three Light Semi-Flush Convertible Pendant |  | 5231EN-782.jpg | 5231.jpg
5231EN-962 | Three Light Semi-Flush Convertible Pendant | The Bretton pendant collection from Sea Gull Lighting features a classic six-sided lantern silhouette. Offered in Brushed Nickel and Heirloom Bronze finishes, all with Clear glass, the fixtures’ charming style and candelabra bulbs will fill your home with generous amounts of illumination that welcomes your guests. The assortment includes a two-light and three-light ceiling flush mount, two-light and three-light pendants which can also be converted into semi-flush ceiling mounts, along with a generous six-light large pendant which is perfect for a grand foyer. | LINE VOLTAGE PENDANT | Bretton | Ceiling Lights | Brushed Nickel | 962 | Steel | Clear Glass | W:8.1875" H:15.78125" |  |  | 3 Candelabra Torpedo 3.5w |  | 3 | Yes | [14 empty] | 0 | [12 empty] | 81.98 | 163.96 | 245.94 | D:9 1/2'' H:16'' O:65 1/2'' | 6 | 9.5 |  |  | 16 | Dual Mount |  | 15.25 | 65.5 |  |  |  | No |  | No | [20 empty] | D:5'' H:1'' Round |  |  |  |  | 144 | Clear | 48 | N/A | Hardwired | 0 | 0 | 0 | 1 | 1 | 0 | 0 | 0 | 1 | 0 | 0 | 785652031151 | 10.5 | 10 | 15.75 | 7.9 | 0.957 | 100 | Yes | [8 empty] | UL Dry | cUL Dry | BRETTON 3L CEILING-962 | Three Light Semi-Flush Convertible Pendant |  | 5231EN-962.jpg | 5231.jpg
5232-782 | Two Light Semi-Flush Convertible Pendant | The Bretton pendant collection from Sea Gull Lighting features a classic six-sided lantern silhouette. Offered in Brushed Nickel and Heirloom Bronze finishes, all with Clear glass, the fixtures’ charming style and candelabra bulbs will fill your home with generous amounts of illumination that welcomes your guests. The assortment includes a two-light and three-light ceiling flush mount, two-light and three-light pendants which can also be converted into semi-flush ceiling mounts, along with a generous six-light large pendant which is perfect for a grand foyer. | LINE VOLTAGE PENDANT | Bretton | Ceiling Lights | Heirloom Bronze | 782 | Steel | Clear Glass | W:3.21875" H:7.125" |  |  | 2 Candelabra Torpedo 40w |  | 2 | No | [14 empty] | 0 | [12 empty] | 54.98 | 109.96 | 164.94 | D:7 1/4'' H:12'' O:61 1/2'' | 4.1 | 7.25 |  |  | 12 | Dual Mount |  | 11.25 | 61.5 |  |  |  | No |  | No | [20 empty] | D:5'' H:1'' Round |  |  |  |  | 144 | Brown | 48 | N/A | Hardwired | 0 | 0 | 0 | 0 | 1 | 0 | 0 | 1 | 1 | 0 | 0 | 785652523335 | 9.5 | 7.5 | 13.75 | 5.15 | 0.567 | 100 | Yes | [8 empty] | UL Dry | cUL Dry | BRETTON 2L CEILING-782 | Two Light Semi-Flush Convertible Pendant |  | 5232-782.jpg | 5232.jpg
5232-962 | Two Light Semi-Flush Convertible Pendant | The Bretton pendant collection from Sea Gull Lighting features a classic six-sided lantern silhouette. Offered in Brushed Nickel and Heirloom Bronze finishes, all with Clear glass, the fixtures’ charming style and candelabra bulbs will fill your home with generous amounts of illumination that welcomes your guests. The assortment includes a two-light and three-light ceiling flush mount, two-light and three-light pendants which can also be converted into semi-flush ceiling mounts, along with a generous six-light large pendant which is perfect for a grand foyer. | LINE VOLTAGE PENDANT | Bretton | Ceiling Lights | Brushed Nickel | 962 | Steel | Clear Glass | W:3.21875" H:7.125" |  |  | 2 Candelabra Torpedo 40w |  | 2 | No | [14 empty] | 0 | [12 empty] | 54.98 | 109.96 | 164.94 | D:7 1/4'' H:12'' O:61 1/2'' | 4.1 | 7.25 |  |  | 12 | Dual Mount |  | 11.25 | 61.5 |  |  |  | No |  | No | [20 empty] | D:5'' H:1'' Round |  |  |  |  | 144 | Clear | 48 | N/A | Hardwired | 0 | 0 | 0 | 0 | 1 | 0 | 0 | 1 | 1 | 0 | 0 | 785652523298 | 9.75 | 7.5 | 13.75 | 5.66 | 0.582 | 100 | Yes | [8 empty] | UL Dry | cUL Dry | BRETTON 2L CEILING-962 | Two Light Semi-Flush Convertible Pendant |  | 5232-962.jpg | 5232.jpg
5232EN-782 | Two Light Semi-Flush Convertible Pendant | The Bretton pendant collection from Sea Gull Lighting features a classic six-sided lantern silhouette. Offered in Brushed Nickel and Heirloom Bronze finishes, all with Clear glass, the fixtures’ charming style and candelabra bulbs will fill your home with generous amounts of illumination that welcomes your guests. The assortment includes a two-light and three-light ceiling flush mount, two-light and three-light pendants which can also be converted into semi-flush ceiling mounts, along with a generous six-light large pendant which is perfect for a grand foyer. | LINE VOLTAGE PENDANT | Bretton | Ceiling Lights | Heirloom Bronze | 782 | Steel | Clear Glass | W:3.21875" H:7.125" |  |  | 2 Candelabra Torpedo 3.5w |  | 2 | Yes | [14 empty] | 0 | [12 empty] | 62.98 | 125.96 | 188.94 | D:7 1/4'' H:12'' O:61 1/2'' | 4.1 | 7.25 |  |  | 12 | Dual Mount |  | 11.25 | 61.5 |  |  |  | No |  | No | [20 empty] | D:5'' H:1'' Round |  |  |  |  | 144 | Brown | 48 | N/A | Hardwired | 0 | 0 | 0 | 1 | 1 | 0 | 0 | 0 | 1 | 0 | 0 | 785652031168 | 13.75 | 7.5 | 9.5 | 5.15 | 0.567 | 100 | Yes | [8 empty] | UL Dry | cUL Dry | BRETTON 2L CEILING-782 | Two Light Semi-Flush Convertible Pendant |  | 5232EN-782.jpg | 5232.jpg
5232EN-962 | Two Light Semi-Flush Convertible Pendant | The Bretton pendant collection from Sea Gull Lighting features a classic six-sided lantern silhouette. Offered in Brushed Nickel and Heirloom Bronze finishes, all with Clear glass, the fixtures’ charming style and candelabra bulbs will fill your home with generous amounts of illumination that welcomes your guests. The assortment includes a two-light and three-light ceiling flush mount, two-light and three-light pendants which can also be converted into semi-flush ceiling mounts, along with a generous six-light large pendant which is perfect for a grand foyer. | LINE VOLTAGE PENDANT | Bretton | Ceiling Lights | Brushed Nickel | 962 | Steel | Clear Glass | W:3.21875" H:7.125" |  |  | 2 Candelabra Torpedo 3.5w |  | 2 | Yes | [14 empty] | 0 | [12 empty] | 62.98 | 125.96 | 188.94 | D:7 1/4'' H:12'' O:61 1/2'' | 4.1 | 7.25 |  |  | 12 | Dual Mount |  | 11.25 | 61.5 |  |  |  | No |  | No | [20 empty] | D:5'' H:1'' Round |  |  |  |  | 144 | Clear | 48 | N/A | Hardwired | 0 | 0 | 0 | 1 | 1 | 0 | 0 | 0 | 1 | 0 | 0 | 785652031182 | 13.75 | 7.5 | 9.75 | 5.66 | 0.582 | 100 | Yes | [8 empty] | UL Dry | cUL Dry | BRETTON 2L CEILING-962 | Two Light Semi-Flush Convertible Pendant |  | 5232EN-962.jpg | 5232.jpg
5233-782 | Six Light Hall / Foyer | The Bretton pendant collection from Sea Gull Lighting features a classic six-sided lantern silhouette. Offered in Brushed Nickel and Heirloom Bronze finishes, all with Clear glass, the fixtures’ charming style and candelabra bulbs will fill your home with generous amounts of illumination that welcomes your guests. The assortment includes a two-light and three-light ceiling flush mount, two-light and three-light pendants which can also be converted into semi-flush ceiling mounts, along with a generous six-light large pendant which is perfect for a grand foyer. | LINE VOLTAGE PENDANT | Bretton | Pendants | Heirloom Bronze | 782 | Steel | Clear Glass | W:7.6875" H:22.125" |  |  | 6 Candelabra B Torpedo 60w |  | 6 | No | [14 empty] | 0 | [12 empty] | 149.98 | 299.96 | 449.94 | D:16 3/4'' H:29 3/4'' O:119 3/4'' | 19 | 16.75 |  |  | 29.75 | Center Lock-Up |  |  | 119.75 |  |  |  | No |  | No | [20 empty] | D:5 5/16'' H:1'' Round |  |  |  |  | 144 | Brown | 88 | N/A | Hardwired | 0 | 0 | 0 | 0 | 1 | 0 | 0 | 1 | 1 | 0 | 0 | 785652523373 | 16.5 | 18.5 | 27 | 25 | 4.77 | 175 | Yes | [8 empty] | UL Dry | cUL Dry | BRETTON 6L FOYER-782 | Six Light Hall / Foyer |  | 5233-782.jpg | 5233.jpg
5233-962 | Six Light Hall / Foyer | The Bretton pendant collection from Sea Gull Lighting features a classic six-sided lantern silhouette. Offered in Brushed Nickel and Heirloom Bronze finishes, all with Clear glass, the fixtures’ charming style and candelabra bulbs will fill your home with generous amounts of illumination that welcomes your guests. The assortment includes a two-light and three-light ceiling flush mount, two-light and three-light pendants which can also be converted into semi-flush ceiling mounts, along with a generous six-light large pendant which is perfect for a grand foyer. | LINE VOLTAGE PENDANT | Bretton | Pendants | Brushed Nickel | 962 | Steel | Clear Glass | W:7.6875" H:22.125" |  |  | 6 Candelabra B Torpedo 60w |  | 6 | No | [14 empty] | 0 | [12 empty] | 149.98 | 299.96 | 449.94 | D:16 3/4'' H:29 3/4'' O:119 3/4'' | 19 | 16.75 |  |  | 29.75 | Center Lock-Up |  |  | 119.75 |  |  |  | No |  | No | [20 empty] | D:5 5/16'' H:1'' Round |  |  |  |  | 144 | Clear | 88 | N/A | Hardwired | 0 | 0 | 0 | 0 | 1 | 0 | 0 | 1 | 1 | 0 | 0 | 785652523397 | 16.5 | 18.5 | 27 | 25 | 4.77 | 175 | Yes | [8 empty] | UL Dry | cUL Dry | BRETTON 6L FOYER-962 | Six Light Hall / Foyer |  | 5233-962.jpg | 5233.jpg
5233EN-782 | Six Light Hall / Foyer | The Bretton pendant collection from Sea Gull Lighting features a classic six-sided lantern silhouette. Offered in Brushed Nickel and Heirloom Bronze finishes, all with Clear glass, the fixtures’ charming style and candelabra bulbs will fill your home with generous amounts of illumination that welcomes your guests. The assortment includes a two-light and three-light ceiling flush mount, two-light and three-light pendants which can also be converted into semi-flush ceiling mounts, along with a generous six-light large pendant which is perfect for a grand foyer. | LINE VOLTAGE PENDANT | Bretton | Pendants | Heirloom Bronze | 782 | Steel | Clear Glass | W:7.6875" H:22.125" |  |  | 6 Candelabra Torpedo 3.5w |  | 6 | Yes | [14 empty] | 0 | [12 empty] | 174.95 | 349.9 | 524.85 | D:16 3/4'' H:29 3/4'' O:119 3/4'' | 19 | 16.75 |  |  | 29.75 | Center Lock-Up |  |  | 119.75 |  |  |  | No |  | No | [20 empty] | D:5 5/16'' H:1'' Round |  |  |  |  | 144 | Brown | 88 | N/A | Hardwired | 0 | 0 | 0 | 1 | 1 | 0 | 0 | 0 | 1 | 0 | 0 | 785652031199 | 16.5 | 18.5 | 27 | 25 | 4.77 | 175 | Yes | [8 empty] | UL Dry | cUL Dry | BRETTON 6L FOYER-782 | Six Light Hall / Foyer |  | 5233EN-782.jpg | 5233.jpg
5233EN-962 | Six Light Hall / Foyer | The Bretton pendant collection from Sea Gull Lighting features a classic six-sided lantern silhouette. Offered in Brushed Nickel and Heirloom Bronze finishes, all with Clear glass, the fixtures’ charming style and candelabra bulbs will fill your home with generous amounts of illumination that welcomes your guests. The assortment includes a two-light and three-light ceiling flush mount, two-light and three-light pendants which can also be converted into semi-flush ceiling mounts, along with a generous six-light large pendant which is perfect for a grand foyer. | LINE VOLTAGE PENDANT | Bretton | Pendants | Brushed Nickel | 962 | Steel | Clear Glass | W:7.6875" H:22.125" |  |  | 6 Candelabra Torpedo 3.5w |  | 6 | Yes | [14 empty] | 0 | [12 empty] | 174.95 | 349.9 | 524.85 | D:16 3/4'' H:29 3/4'' O:119 3/4'' | 19 | 16.75 |  |  | 29.75 | Center Lock-Up |  |  | 119.75 |  |  |  | No |  | No | [20 empty] | D:5 5/16'' H:1'' Round |  |  |  |  | 144 | Clear | 88 | N/A | Hardwired | 0 | 0 | 0 | 1 | 1 | 0 | 0 | 0 | 1 | 0 | 0 | 785652031205 | 16.5 | 18.5 | 27 | 25 | 4.77 | 175 | Yes | [8 empty] | UL Dry | cUL Dry | BRETTON 6L FOYER-962 | Six Light Hall / Foyer |  | 5233EN-962.jpg | 5233.jpg
5234508-710 | Extra Large Eight Light Hall / Foyer | The Moffet Street Collection offers a distinctive take on a rustic theme. Built in broad steel frames with hand-applied finish that mimics natural wood. This combination of rustic and urban fits comfortably in a wide variety of environments. The sharp, squared lines of the frame complement a wide variety of settings. The collection includes eight-light foyer, four-light foyer, one- light wall sconce, and a six-light island fixture. The Moffet Street Collection is available in three beautiful finishes Washed Pine, Brushed Nickel and Satin Bronze All fixtures are California Title 24 compliant and damp rated for use in sheltered, damp environments. | LINE VOLTAGE PENDANT | Moffet Street | Pendants | Burnt Sienna | 710 | Steel |  |  |  |  | 8 Candelabra Torpedo 60w |  | 8 | No | [14 empty] | 0 | [12 empty] | 399.5 | 799 | 1198.5 | L:23 1/2'' W:23 1/2'' H:46'' O:92'' |  |  | 23.5 | 23.5 | 46 | Center Lock-Up |  |  | 92 |  |  |  | No |  | No | [20 empty] | D:5'' H:3/4'' Round |  |  |  |  | 120 | Brown |  |  | Hardwired | 0 | 0 | 0 | 0 | 1 | 0 | 0 | 1 | 0 | 0 | 0 | 785652078057 | [16 empty] | cETL Damp | MOFFET ST 8L FOYER-710 | Extra Large Eight Light Hall / Foyer |  | 5234508-710.jpg | 5234508.jpg
5234508-848 | Extra Large Eight Light Hall / Foyer | The Moffet Street Collection offers a distinctive take on a rustic theme. Built in broad steel frames with hand-applied finish that mimics natural wood. This combination of rustic and urban fits comfortably in a wide variety of environments. The sharp, squared lines of the frame complement a wide variety of settings. The collection includes eight-light foyer, four-light foyer, one- light wall sconce, and a six-light island fixture. The Moffet Street Collection is available in three beautiful finishes Washed Pine, Brushed Nickel and Satin Bronze All fixtures are California Title 24 compliant and damp rated for use in sheltered, damp environments. | LINE VOLTAGE PENDANT | Moffet Street | Pendants | Satin Bronze | 848 | Steel |  |  |  |  | 8 Candelabra Torpedo 60w |  | 8 | No | [14 empty] | 0 | [12 empty] | 399.5 | 799 | 1198.5 | L:23 1/2'' W:23 1/2'' H:46'' O:92'' |  |  | 23.5 | 23.5 | 46 | Center Lock-Up |  |  | 92 |  |  |  | No |  | No | [20 empty] | D:5'' H:3/4'' Round |  |  |  |  | 120 | Clear Gold |  |  | Hardwired | 0 | 0 | 0 | 0 | 1 | 0 | 0 | 1 | 0 | 0 | 0 | 785652078064 | [16 empty] | cETL Damp | MOFFET ST 8L FOYER-848 | Extra Large Eight Light Hall / Foyer |  | 5234508-848.jpg | 5234508.jpg
5234508-872 | Extra Large Eight Light Hall / Foyer | The Moffet Street Collection offers a distinctive take on a rustic theme. Built in broad steel frames with hand-applied finish that mimics natural wood. This combination of rustic and urban fits comfortably in a wide variety of environments. The sharp, squared lines of the frame complement a wide variety of settings. The collection includes eight-light foyer, four-light foyer, one- light wall sconce, and a six-light island fixture. The Moffet Street Collection is available in three beautiful finishes Washed Pine, Brushed Nickel and Satin Bronze All fixtures are California Title 24 compliant and damp rated for use in sheltered, damp environments. | LINE VOLTAGE PENDANT | Moffet Street | Pendants | Washed Pine / Chrome | 872 / 05 | Steel |  |  |  |  | 8 Candelabra Torpedo 60w |  | 8 | No | [14 empty] | 0 | [12 empty] | 399.5 | 799 | 1198.5 | L:23 1/2'' W:23 1/2'' H:46'' O:92'' |  |  | 23.5 | 23.5 | 46 | Center Lock-Up |  |  | 92 |  |  |  | No |  | No | [20 empty] | D:5'' H:3/4'' Round |  |  |  |  | 120 | Clear Silver |  |  | Hardwired | 0 | 0 | 0 | 0 | 1 | 0 | 0 | 1 | 0 | 0 | 0 | 785652078071 | [16 empty] | cETL Damp | MOFFET ST 8L FOYER-872 | Extra Large Eight Light Hall / Foyer |  | 5234508-872.jpg | 5234508.jpg
5234508-962 | Extra Large Eight Light Hall / Foyer | The Moffet Street Collection offers a distinctive take on a rustic theme. Built in broad steel frames with hand-applied finish that mimics natural wood. This combination of rustic and urban fits comfortably in a wide variety of environments. The sharp, squared lines of the frame complement a wide variety of settings. The collection includes eight-light foyer, four-light foyer, one- light wall sconce, and a six-light island fixture. The Moffet Street Collection is available in three beautiful finishes Washed Pine, Brushed Nickel and Satin Bronze All fixtures are California Title 24 compliant and damp rated for use in sheltered, damp environments. | LINE VOLTAGE PENDANT | Moffet Street | Pendants | Brushed Nickel | 962 | Steel |  |  |  |  | 8 Candelabra Torpedo 60w |  | 8 | No | [14 empty] | 0 | [12 empty] | 399.5 | 799 | 1198.5 | L:23 1/2'' W:23 1/2'' H:46'' O:92'' |  |  | 23.5 | 23.5 | 46 | Center Lock-Up |  |  | 92 |  |  |  | No |  | No | [20 empty] | D:5'' H:3/4'' Round |  |  |  |  | 120 | Clear Silver |  |  | Hardwired | 0 | 0 | 0 | 0 | 1 | 0 | 0 | 1 | 0 | 0 | 0 | 785652078088 | [16 empty] | cETL Damp | MOFFET ST 8L FOYER-962 | Extra Large Eight Light Hall / Foyer |  | 5234508-962.jpg | 5234508.jpg
5234508EN-710 | Extra Large Eight Light Hall / Foyer | The Moffet Street Collection offers a distinctive take on a rustic theme. Built in broad steel frames with hand-applied finish that mimics natural wood. This combination of rustic and urban fits comfortably in a wide variety of environments. The sharp, squared lines of the frame complement a wide variety of settings. The collection includes eight-light foyer, four-light foyer, one- light wall sconce, and a six-light island fixture. The Moffet Street Collection is available in three beautiful finishes Washed Pine, Brushed Nickel and Satin Bronze All fixtures are California Title 24 compliant and damp rated for use in sheltered, damp environments. | LINE VOLTAGE PENDANT | Moffet Street | Pendants | Burnt Sienna | 710 | Steel |  |  |  |  | 8 Candelabra Torpedo 3.5w |  | 8 | Yes | [14 empty] | 0 | [12 empty] | 449.5 | 899 | 1348.5 | L:23 1/2'' W:23 1/2'' H:46'' O:92'' |  |  | 23.5 | 23.5 | 46 | Center Lock-Up |  |  | 92 |  |  |  | No |  | No | [20 empty] | D:5'' H:3/4'' Round |  |  |  |  | 120 | Brown |  |  | Hardwired | 0 | 0 | 0 | 1 | 1 | 0 | 0 | 0 | 0 | 0 | 0 | 785652082238 | [16 empty] | cETL Damp | MOFFET ST 8L FOYER-710 | Extra Large Eight Light Hall / Foyer |  | 5234508EN-710.jpg | 5234508EN.jpg
5234508EN-848 | Extra Large Eight Light Hall / Foyer | The Moffet Street Collection offers a distinctive take on a rustic theme. Built in broad steel frames with hand-applied finish that mimics natural wood. This combination of rustic and urban fits comfortably in a wide variety of environments. The sharp, squared lines of the frame complement a wide variety of settings. The collection includes eight-light foyer, four-light foyer, one- light wall sconce, and a six-light island fixture. The Moffet Street Collection is available in three beautiful finishes Washed Pine, Brushed Nickel and Satin Bronze All fixtures are California Title 24 compliant and damp rated for use in sheltered, damp environments. | LINE VOLTAGE PENDANT | Moffet Street | Pendants | Satin Bronze | 848 | Steel |  |  |  |  | 8 Candelabra Torpedo 3.5w |  | 8 | Yes | [14 empty] | 0 | [12 empty] | 449.5 | 899 | 1348.5 | L:23 1/2'' W:23 1/2'' H:46'' O:92'' |  |  | 23.5 | 23.5 | 46 | Center Lock-Up |  |  | 92 |  |  |  | No |  | No | [20 empty] | D:5'' H:3/4'' Round |  |  |  |  | 120 | Clear Gold |  |  | Hardwired | 0 | 0 | 0 | 1 | 1 | 0 | 0 | 0 | 0 | 0 | 0 | 785652082245 | [16 empty] | cETL Damp | MOFFET ST 8L FOYER-848 | Extra Large Eight Light Hall / Foyer |  | 5234508EN-848.jpg | 5234508EN.jpg
5234508EN-872 | Extra Large Eight Light Hall / Foyer | The Moffet Street Collection offers a distinctive take on a rustic theme. Built in broad steel frames with hand-applied finish that mimics natural wood. This combination of rustic and urban fits comfortably in a wide variety of environments. The sharp, squared lines of the frame complement a wide variety of settings. The collection includes eight-light foyer, four-light foyer, one- light wall sconce, and a six-light island fixture. The Moffet Street Collection is available in three beautiful finishes Washed Pine, Brushed Nickel and Satin Bronze All fixtures are California Title 24 compliant and damp rated for use in sheltered, damp environments. | LINE VOLTAGE PENDANT | Moffet Street | Pendants | Washed Pine / Chrome | 872 / 05 | Steel |  |  |  |  | 8 Candelabra Torpedo 3.5w |  | 8 | Yes | [14 empty] | 0 | [12 empty] | 449.5 | 899 | 1348.5 | L:23 1/2'' W:23 1/2'' H:46'' O:92'' |  |  | 23.5 | 23.5 | 46 | Center Lock-Up |  |  | 92 |  |  |  | No |  | No | [20 empty] | D:5'' H:3/4'' Round |  |  |  |  | 120 | Clear Silver |  |  | Hardwired | 0 | 0 | 0 | 1 | 1 | 0 | 0 | 0 | 0 | 0 | 0 | 785652082252 | [16 empty] | cETL Damp | MOFFET ST 8L FOYER-872 | Extra Large Eight Light Hall / Foyer |  | 5234508EN-872.jpg | 5234508EN.jpg
5234508EN-962 | Extra Large Eight Light Hall / Foyer | The Moffet Street Collection offers a distinctive take on a rustic theme. Built in broad steel frames with hand-applied finish that mimics natural wood. This combination of rustic and urban fits comfortably in a wide variety of environments. The sharp, squared lines of the frame complement a wide variety of settings. The collection includes eight-light foyer, four-light foyer, one- light wall sconce, and a six-light island fixture. The Moffet Street Collection is available in three beautiful finishes Washed Pine, Brushed Nickel and Satin Bronze All fixtures are California Title 24 compliant and damp rated for use in sheltered, damp environments. | LINE VOLTAGE PENDANT | Moffet Street | Pendants | Brushed Nickel / Chrome | 962 / 05 | Steel |  |  |  |  | 8 Candelabra Torpedo 3.5w |  | 8 | Yes | [14 empty] | 0 | [12 empty] | 449.5 | 899 | 1348.5 | L:23 1/2'' W:23 1/2'' H:46'' O:92'' |  |  | 23.5 | 23.5 | 46 | Center Lock-Up |  |  | 92 |  |  |  | No |  | No | [20 empty] | D:5'' H:3/4'' Round |  |  |  |  | 120 | Clear Silver |  |  | Hardwired | 0 | 0 | 0 | 1 | 1 | 0 | 0 | 0 | 0 | 0 | 0 | 785652082269 | [16 empty] | cETL Damp | MOFFET ST 8L FOYER-962 | Extra Large Eight Light Hall / Foyer |  | 5234508EN-962.jpg | 5234508EN.jpg
5240603-12 | Medium Three Light Hall / Foyer | The Labette collection by Sea Gull Lighting is a charming pendant light collection, featuring a beautiful four-sided, lantern silhouette which is accented with rivet details and an updated square link at the crown, that will surely bring character to any setting. The open frame adds an updated lightness to this stately fixture which is often installed in multiples for a more dramatic effect. The two finishes Black and Heirloom Bronze will effortlessly accent any décor. Available in small three-light pendant, medium three-light pendant and large four-light pendant, which can be beautifully paired or clustered together in a large foyer, over a kitchen island, dining room table or accenting a covered patio or porch. Incandescent and ENERGY STAR-qualified LED lamping are available; all fixtures are California Title 24 compliant. | LINE VOLTAGE PENDANT | Labette | Pendants | Black | 12 | Steel |  |  |  |  | 3 Candelabra Torpedo 60w |  | 3 | No | [14 empty] | 0 | [12 empty] | 97.98 | 195.96 | 293.94 | L:12'' W:12'' H:23 1/2'' O:98 1/4'' |  |  | 12 | 12 | 23.5 | Center Lock-Up |  |  | 98.25 |  |  |  | No |  | No | [20 empty] | D:5'' H:7/8'' Round |  |  |  |  | 120 | Black | 72 |  | Hardwired | 0 | 0 | 0 | 0 | 1 | 0 | 0 | 0 | 1 | 0 | 0 | 785652001253 | 17 | 16.25 | 14.5 | 8.9 | 2.318 | 250 | Yes | [9 empty] | cETL Damp | LABETTE 3L FOYER-12 | Medium Three Light Hall / Foyer |  | 5240603-12.jpg | 5240603.jpg
5240603-782 | Medium Three Light Hall / Foyer | The Labette collection by Sea Gull Lighting is a charming pendant light collection, featuring a beautiful four-sided, lantern silhouette which is accented with rivet details and an updated square link at the crown, that will surely bring character to any setting. The open frame adds an updated lightness to this stately fixture which is often installed in multiples for a more dramatic effect. The two finishes Black and Heirloom Bronze will effortlessly accent any décor. Available in small three-light pendant, medium three-light pendant and large four-light pendant, which can be beautifully paired or clustered together in a large foyer, over a kitchen island, dining room table or accenting a covered patio or porch. Incandescent and ENERGY STAR-qualified LED lamping are available; all fixtures are California Title 24 compliant. | LINE VOLTAGE PENDANT | Labette | Pendants | Heirloom Bronze | 782 | Steel |  |  |  |  | 3 Candelabra Torpedo 60w |  | 3 | No | [14 empty] | 0 | [12 empty] | 97.98 | 195.96 | 293.94 | L:12'' W:12'' H:23 1/2'' O:98 1/4'' |  |  | 12 | 12 | 23.5 | Center Lock-Up |  |  | 98.25 |  |  |  | No |  | No | [20 empty] | D:5'' H:7/8'' Round |  |  |  |  | 120 | Brown | 72 |  | Hardwired | 0 | 0 | 0 | 0 | 1 | 0 | 0 | 0 | 1 | 0 | 0 | 785652002281 | 17 | 16.25 | 14.5 | 8.9 | 2.318 | 250 | Yes | [9 empty] | cETL Damp | LABETTE 3L FOYER-782 | Medium Three Light Hall / Foyer |  | 5240603-782.jpg | 5240603.jpg
5240603EN-12 | Medium Three Light Hall / Foyer | The Labette collection by Sea Gull Lighting is a charming pendant light collection, featuring a beautiful four-sided, lantern silhouette which is accented with rivet details and an updated square link at the crown, that will surely bring character to any setting. The open frame adds an updated lightness to this stately fixture which is often installed in multiples for a more dramatic effect. The two finishes Black and Heirloom Bronze will effortlessly accent any décor. Available in small three-light pendant, medium three-light pendant and large four-light pendant, which can be beautifully paired or clustered together in a large foyer, over a kitchen island, dining room table or accenting a covered patio or porch. Incandescent and ENERGY STAR-qualified LED lamping are available; all fixtures are California Title 24 compliant. | LINE VOLTAGE PENDANT | Labette | Pendants | Black | 12 | Steel |  |  |  |  | 3 Candelabra Torpedo 3.5w |  | 3 | Yes | [14 empty] | 0 | [12 empty] | 115.98 | 231.96 | 347.94 | L:12'' W:12'' H:23 1/2'' O:98 1/4'' |  |  | 12 | 12 | 23.5 | Center Lock-Up |  |  | 98.25 |  |  |  | No |  | No | [20 empty] | D:5'' H:7/8'' Round |  |  |  |  | 120 | Black | 72 |  | Hardwired | 0 | 0 | 0 | 1 | 1 | 0 | 0 | 0 | 1 | 0 | 0 | 785652031212 | 17 | 16.25 | 14.5 | 8.9 | 2.318 | 250 | Yes | [9 empty] | cETL Damp | LABATTE 3L FOYER-12 | Medium Three Light Hall / Foyer |  | 5240603EN-12.jpg | 5240603.jpg
5240603EN-782 | Medium Three Light Hall / Foyer | The Labette collection by Sea Gull Lighting is a charming pendant light collection, featuring a beautiful four-sided, lantern silhouette which is accented with rivet details and an updated square link at the crown, that will surely bring character to any setting. The open frame adds an updated lightness to this stately fixture which is often installed in multiples for a more dramatic effect. The two finishes Black and Heirloom Bronze will effortlessly accent any décor. Available in small three-light pendant, medium three-light pendant and large four-light pendant, which can be beautifully paired or clustered together in a large foyer, over a kitchen island, dining room table or accenting a covered patio or porch. Incandescent and ENERGY STAR-qualified LED lamping are available; all fixtures are California Title 24 compliant. | LINE VOLTAGE PENDANT | Labette | Pendants | Heirloom Bronze | 782 | Steel |  |  |  |  | 3 Candelabra Torpedo 3.5w |  | 3 | Yes | [14 empty] | 0 | [12 empty] | 115.98 | 231.96 | 347.94 | L:12'' W:12'' H:23 1/2'' O:98 1/4'' |  |  | 12 | 12 | 23.5 | Center Lock-Up |  |  | 98.25 |  |  |  | No |  | No | [20 empty] | D:5'' H:7/8'' Round |  |  |  |  | 120 | Brown | 72 |  | Hardwired | 0 | 0 | 0 | 1 | 1 | 0 | 0 | 0 | 1 | 0 | 0 | 785652031229 | 17 | 16.25 | 14.5 | 8.9 | 2.318 | 250 | Yes | [9 empty] | cETL Damp | LABATTE 3L FOYER-782 | Medium Three Light Hall / Foyer |  | 5240603EN-782.jpg | 5240603.jpg
5240703-782 | Medium Three Light Hall / Foyer | The Lonoke lighting collection by Sea Gull Lighting is an attention grabbing addition to any room. The cylindrical profile features historically inspired strapping detail which is updated by the use of the open, airy frame. The bird cage-like lighting design is especially striking when used in pairs or multiples. The contrasting Faux-wood finish option and steel form is a scene stealing addition to any foyer and can also be beautifully paired or clustered together over a kitchen island or dining room table. The assortment includes a large four-light foyer pendant, a medium three-light foyer pendant and a small three-light foyer pendant. The candelabra base collection is offered in incandescent and ENERGY STAR-qualified LED lamping. All fixtures are California Title 24 compliant. | LINE VOLTAGE PENDANT | Lonoke | Pendants | Heirloom Bronze | 782 | Steel |  |  |  |  | 3 Candelabra Torpedo 60w |  | 3 | No | [14 empty] | 0 | [12 empty] | 99.98 | 199.96 | 299.94 | D:14 1/4'' H:23 1/4'' O:97 3/4'' |  | 14.25 |  |  | 23.25 | Center Lock-Up |  |  | 97.75 |  |  |  | No |  | No | [20 empty] | D:5'' H:7/8'' Round |  |  |  |  | 120 | Brown | 72 |  | Hardwired | 0 | 0 | 0 | 0 | 1 | 0 | 0 | 0 | 1 | 0 | 0 | 785652002229 | 17 | 20 | 7.75 | 9.8 | 1.525 | 125 | Yes | [9 empty] | cETL Damp | LONOKE 3L FOYER-782 | Medium Three Light Hall / Foyer |  | 5240703-782.jpg | 5240703.jpg
5240703-846 | Medium Three Light Hall / Foyer | The Lonoke lighting collection by Sea Gull Lighting is an attention grabbing addition to any room. The cylindrical profile features historically inspired strapping detail which is updated by the use of the open, airy frame. The bird cage-like lighting design is especially striking when used in pairs or multiples. The contrasting Faux-wood finish option and steel form is a scene stealing addition to any foyer and can also be beautifully paired or clustered together over a kitchen island or dining room table. The assortment includes a large four-light foyer pendant, a medium three-light foyer pendant and a small three-light foyer pendant. The candelabra base collection is offered in incandescent and ENERGY STAR-qualified LED lamping. All fixtures are California Title 24 compliant. | LINE VOLTAGE PENDANT | Lonoke | Pendants | Stardust / Cerused Oak | 846 / 735 | Steel |  |  |  |  | 3 Candelabra Torpedo 60w |  | 3 | No | [14 empty] | 0 | [12 empty] | 99.98 | 199.96 | 299.94 | D:14 1/4'' H:23 1/4'' O:97 3/4'' |  | 14.25 |  |  | 23.25 | Center Lock-Up |  |  | 97.75 |  |  |  | No |  | No | [20 empty] | D:5'' H:7/8'' Round |  |  |  |  | 120 | Black | 72 |  | Hardwired | 0 | 0 | 0 | 0 | 1 | 0 | 0 | 0 | 1 | 0 | 0 | 785652001260 | 17 | 20 | 7.75 | 9.8 | 1.525 | 125 | Yes | [9 empty] | cETL Damp | LONOKE 3L FOYER-846 | Medium Three Light Hall / Foyer |  | 5240703-846.jpg | 5240703.jpg
5240703EN-782 | Medium Three Light Hall / Foyer | The Lonoke lighting collection by Sea Gull Lighting is an attention grabbing addition to any room. The cylindrical profile features historically inspired strapping detail which is updated by the use of the open, airy frame. The bird cage-like lighting design is especially striking when used in pairs or multiples. The contrasting Faux-wood finish option and steel form is a scene stealing addition to any foyer and can also be beautifully paired or clustered together over a kitchen island or dining room table. The assortment includes a large four-light foyer pendant, a medium three-light foyer pendant and a small three-light foyer pendant. The candelabra base collection is offered in incandescent and ENERGY STAR-qualified LED lamping. All fixtures are California Title 24 compliant. | LINE VOLTAGE PENDANT | Lonoke | Pendants | Heirloom Bronze | 782 | Steel |  |  |  |  | 3 Candelabra Torpedo 3.5w |  | 3 | Yes | [14 empty] | 0 | [12 empty] | 124.98 | 249.96 | 374.94 | D:14 1/4'' H:23 1/4'' O:97 3/4'' |  | 14.25 |  |  | 23.25 | Center Lock-Up |  |  | 97.75 |  |  |  | No |  | No | [20 empty] | D:5'' H:7/8'' Round |  |  |  |  | 120 | Brown | 72 |  | Hardwired | 0 | 0 | 0 | 1 | 1 | 0 | 0 | 0 | 1 | 0 | 0 | 785652031236 | 20 | 17 | 7.75 | 9.8 | 1.525 | 125 | Yes | [9 empty] | cETL Damp | LONOKE 3L FOYER-782 | Medium Three Light Hall / Foyer |  | 5240703EN-782.jpg | 5240703.jpg
5240703EN-846 | Medium Three Light Hall / Foyer | The Lonoke lighting collection by Sea Gull Lighting is an attention grabbing addition to any room. The cylindrical profile features historically inspired strapping detail which is updated by the use of the open, airy frame. The bird cage-like lighting design is especially striking when used in pairs or multiples. The contrasting Faux-wood finish option and steel form is a scene stealing addition to any foyer and can also be beautifully paired or clustered together over a kitchen island or dining room table. The assortment includes a large four-light foyer pendant, a medium three-light foyer pendant and a small three-light foyer pendant. The candelabra base collection is offered in incandescent and ENERGY STAR-qualified LED lamping. All fixtures are California Title 24 compliant. | LINE VOLTAGE PENDANT | Lonoke | Pendants | Stardust / Cerused Oak | 846 / 735 | Steel |  |  |  |  | 3 Candelabra Torpedo 3.5w |  | 3 | Yes | [14 empty] | 0 | [12 empty] | 124.98 | 249.96 | 374.94 | D:14 1/4'' H:23 1/4'' O:97 3/4'' |  | 14.25 |  |  | 23.25 | Center Lock-Up |  |  | 97.75 |  |  |  | No |  | No | [20 empty] | D:5'' H:7/8'' Round |  |  |  |  | 120 | Black | 72 |  | Hardwired | 0 | 0 | 0 | 1 | 1 | 0 | 0 | 0 | 1 | 0 | 0 | 785652031243 | 17 | 20 | 7.75 | 9.8 | 1.525 | 125 | Yes | [9 empty] | cETL Damp | LONOKE 3L FOYER-846 | Medium Three Light Hall / Foyer |  | 5240703EN-846.jpg | 5240703.jpg
5292603-112 | Three Light Small Lantern |  | LINE VOLTAGE PENDANT | Dianna | Pendants | Midnight Black | 112 | Steel |  |  |  |  | 3 Candelabra Torpedo 60w |  | 3 | No | [14 empty] | 0 | [12 empty] | 109.5 | 219 | 328.5 | L:12 1/2'' W:12 1/2'' H:18'' |  |  | 12.5 | 12.5 | 18 | [7 empty] | No |  | No | [20 empty] | D:5'' H:3/4'' Round | [5 empty] | Black |  |  | Hardwired | 0 | 0 | 0 | 0 | 1 | 0 | 0 | 0 | 0 | 0 | 0 | 785652085499 | [16 empty] | cETL Damp | DIANNA 3L SMALL LANTERN-112 | Three Light Small Lantern |  | 5292603-112.jpg | 5292603.jpg
5292603-848 | Three Light Small Lantern |  | LINE VOLTAGE PENDANT | Dianna | Pendants | Satin Bronze | 848 | Steel |  |  |  |  | 3 Candelabra Torpedo 60w |  | 3 | No | [14 empty] | 0 | [12 empty] | 109.5 | 219 | 328.5 | L:12 1/2'' W:12 1/2'' H:18'' |  |  | 12.5 | 12.5 | 18 | [7 empty] | No |  | No | [20 empty] | D:5'' H:3/4'' Round | [5 empty] | Clear Gold |  |  | Hardwired | 0 | 0 | 0 | 0 | 1 | 0 | 0 | 0 | 0 | 0 | 0 | 785652085482 | [16 empty] | cETL Damp | DIANNA 3L SMALL LANTERN-848 | Three Light Small Lantern |  | 5292603-848.jpg | 5292603.jpg
5292603-962 | Three Light Small Lantern |  | LINE VOLTAGE PENDANT | Dianna | Pendants | Brushed Nickel | 962 | Steel |  |  |  |  | 3 Candelabra Torpedo 60w |  | 3 | No | [14 empty] | 0 | [12 empty] | 109.5 | 219 | 328.5 | L:12 1/2'' W:12 1/2'' H:18'' |  |  | 12.5 | 12.5 | 18 | [7 empty] | No |  | No | [20 empty] | D:5'' H:3/4'' Round | [5 empty] | Clear Silver |  |  | Hardwired | 0 | 0 | 0 | 0 | 1 | 0 | 0 | 0 | 0 | 0 | 0 | 785652085505 | [16 empty] | cETL Damp | DIANNA 3L SMALL LANTERN-962 | Three Light Small Lantern |  | 5292603-962.jpg | 5292603.jpg
5315008-05 | Extra Large Eight Light Hall / Foyer | The transitional Perryton pendant light collection by Sea Gull Lighting is inspired by stately, carriage lanterns. The updated open frame is formed with sleek square steel tubing, and each pendant is a generously proportioned, minimalist silhouette completed in either textured Blacksmith or Heirloom Bronze finishes. Offered are small and large four-light hall/foyer pendants, an eight-light hall/foyer pendant and an eight-light island pendant. Incandescent candelabra base lamping. Damp rated, Perryton is also ideal as a focal point on a covered patio or porch. | LINE VOLTAGE PENDANT | Perryton | Pendants | Chrome | 5 | Steel |  |  |  |  | 8 Candelabra Torpedo 60w |  | 8 | No | [14 empty] | 0 | [12 empty] | 309.5 | N/A | 928.5 | L:22'' W:22'' H:38'' O:82 1/2'' |  |  | 22 | 22 | 38 | Screw Collar - Stem |  |  | 82.5 |  |  |  | No |  | No | [20 empty] | D:5'' H:3/4'' Round |  |  |  |  | 120 | Clear Silver |  |  | Hardwired | 0 | 0 | 0 | 0 | 1 | 0 | 0 | 0 | 0 | 0 | 0 | 785652078286 | [16 empty] | cETL Damp | PERRYTON 8L FOYER-05 | Extra Large Eight Light Hall / Foyer |  | 5315008-05.jpg | 5315008.jpg
5315008-782 | Extra Large Eight Light Hall / Foyer | The transitional Perryton pendant light collection by Sea Gull Lighting is inspired by stately, carriage lanterns. The updated open frame is formed with sleek square steel tubing, and each pendant is a generously proportioned, minimalist silhouette completed in either textured Blacksmith or Heirloom Bronze finishes. Offered are small and large four-light hall/foyer pendants, an eight-light hall/foyer pendant and an eight-light island pendant. Incandescent candelabra base lamping. Damp rated, Perryton is also ideal as a focal point on a covered patio or porch. | LINE VOLTAGE PENDANT | Perryton | Pendants | Heirloom Bronze | 782 | Steel |  |  |  |  | 8 Candelabra Torpedo 60w |  | 8 | No | [14 empty] | 0 | [12 empty] | 309.5 | N/A | 928.5 | L:22'' W:22'' H:38'' O:82 1/2'' |  |  | 22 | 22 | 38 | Screw Collar - Stem |  |  | 82.5 |  |  |  | No |  | No | [20 empty] | D:5'' H:3/4'' Round |  |  |  |  | 120 | Brown |  |  | Hardwired | 0 | 0 | 0 | 0 | 1 | 0 | 0 | 0 | 0 | 0 | 0 | 785652078293 | [16 empty] | cETL Damp | PERRYTON 8L FOYER-782 | Extra Large Eight Light Hall / Foyer |  | 5315008-782.jpg | 5315008.jpg
5315008-839 | Extra Large Eight Light Hall / Foyer | The transitional Perryton pendant light collection by Sea Gull Lighting is inspired by stately, carriage lanterns. The updated open frame is formed with sleek square steel tubing, and each pendant is a generously proportioned, minimalist silhouette completed in either textured Blacksmith or Heirloom Bronze finishes. Offered are small and large four-light hall/foyer pendants, an eight-light hall/foyer pendant and an eight-light island pendant. Incandescent candelabra base lamping. Damp rated, Perryton is also ideal as a focal point on a covered patio or porch. | LINE VOLTAGE PENDANT | Perryton | Pendants | Blacksmith | 839 | Steel |  |  |  |  | 8 Candelabra Torpedo 60w |  | 8 | No | [14 empty] | 0 | [12 empty] | 309.5 | N/A | 928.5 | L:22'' W:22'' H:38'' O:82 1/2'' |  |  | 22 | 22 | 38 | Screw Collar - Stem |  |  | 82.5 |  |  |  | No |  | No | [20 empty] | D:5'' H:3/4'' Round |  |  |  |  | 120 | Black |  |  | Hardwired | 0 | 0 | 0 | 0 | 1 | 0 | 0 | 0 | 0 | 0 | 0 | 785652078309 | 45.25 | 28.25 | 28.25 | 26.9 | 20.898 | 300 | Yes | [9 empty] | cETL Damp | PERRYTON 8L FOYER-839 | Extra Large Eight Light Hall / Foyer |  | 5315008-839.jpg | 5315008.jpg
5315008-848 | Extra Large Eight Light Hall / Foyer | The transitional Perryton pendant light collection by Sea Gull Lighting is inspired by stately, carriage lanterns. The updated open frame is formed with sleek square steel tubing, and each pendant is a generously proportioned, minimalist silhouette completed in either textured Blacksmith or Heirloom Bronze finishes. Offered are small and large four-light hall/foyer pendants, an eight-light hall/foyer pendant and an eight-light island pendant. Incandescent candelabra base lamping. Damp rated, Perryton is also ideal as a focal point on a covered patio or porch. | LINE VOLTAGE PENDANT | Perryton | Pendants | Satin Bronze | 848 | Steel |  |  |  |  | 8 Candelabra Torpedo 60w |  | 8 | No | [14 empty] | 0 | [12 empty] | 309.5 | N/A | 928.5 | L:22'' W:22'' H:38'' O:82 1/2'' |  |  | 22 | 22 | 38 | Screw Collar - Stem |  |  | 82.5 |  |  |  | No |  | No | [20 empty] | D:5'' H:3/4'' Round |  |  |  |  | 120 | Clear Gold |  |  | Hardwired | 0 | 0 | 0 | 0 | 1 | 0 | 0 | 0 | 0 | 0 | 0 | 785652078316 | [16 empty] | cETL Damp | PERRYTON 8L FOYER-848 | Extra Large Eight Light Hall / Foyer |  | 5315008-848.jpg | 5315008.jpg
5315008EN-05 | Extra Large Eight Light Hall / Foyer | The transitional Perryton pendant light collection by Sea Gull Lighting is inspired by stately, carriage lanterns. The updated open frame is formed with sleek square steel tubing, and each pendant is a generously proportioned, minimalist silhouette completed in either textured Blacksmith or Heirloom Bronze finishes. Offered are small and large four-light hall/foyer pendants, an eight-light hall/foyer pendant and an eight-light island pendant. Incandescent candelabra base lamping. Damp rated, Perryton is also ideal as a focal point on a covered patio or porch. | LINE VOLTAGE PENDANT | Perryton | Pendants | Chrome | 5 | Steel |  |  |  |  | 8 Candelabra Torpedo 3.5w |  | 8 | Yes | [14 empty] | 0 | [12 empty] | 349.5 | 699 | 1048.5 | L:22'' W:22'' H:38'' O:82 1/2'' |  |  | 22 | 22 | 38 | Screw Collar - Stem |  |  | 82.5 |  |  |  | No |  | No | [20 empty] | D:5'' H:3/4'' Round |  |  |  |  | 120 | Clear Silver |  |  | Hardwired | 0 | 0 | 0 | 1 | 1 | 0 | 0 | 0 | 0 | 0 | 0 | 785652082641 | [16 empty] | cETL Damp | PERRYTON 8L FOYER-05 | Extra Large Eight Light Hall / Foyer |  | 5315008EN-05.jpg | 5315008EN.jpg
5315008EN-782 | Extra Large Eight Light Hall / Foyer | The transitional Perryton pendant light collection by Sea Gull Lighting is inspired by stately, carriage lanterns. The updated open frame is formed with sleek square steel tubing, and each pendant is a generously proportioned, minimalist silhouette completed in either textured Blacksmith or Heirloom Bronze finishes. Offered are small and large four-light hall/foyer pendants, an eight-light hall/foyer pendant and an eight-light island pendant. Incandescent candelabra base lamping. Damp rated, Perryton is also ideal as a focal point on a covered patio or porch. | LINE VOLTAGE PENDANT | Perryton | Pendants | Heirloom Bronze | 782 | Steel |  |  |  |  | 8 Candelabra Torpedo 3.5w |  | 8 | Yes | [14 empty] | 0 | [12 empty] | 349.5 | 699 | 1048.5 | L:22'' W:22'' H:38'' O:82 1/2'' |  |  | 22 | 22 | 38 | Screw Collar - Stem |  |  | 82.5 |  |  |  | No |  | No | [20 empty] | D:5'' H:3/4'' Round |  |  |  |  | 120 | Brown |  |  | Hardwired | 0 | 0 | 0 | 1 | 1 | 0 | 0 | 0 | 0 | 0 | 0 | 785652082658 | [16 empty] | cETL Damp | PERRYTON 8L FOYER-782 | Extra Large Eight Light Hall / Foyer |  | 5315008EN-782.jpg | 5315008EN.jpg
5315008EN-839 | Extra Large Eight Light Hall / Foyer | The transitional Perryton pendant light collection by Sea Gull Lighting is inspired by stately, carriage lanterns. The updated open frame is formed with sleek square steel tubing, and each pendant is a generously proportioned, minimalist silhouette completed in either textured Blacksmith or Heirloom Bronze finishes. Offered are small and large four-light hall/foyer pendants, an eight-light hall/foyer pendant and an eight-light island pendant. Incandescent candelabra base lamping. Damp rated, Perryton is also ideal as a focal point on a covered patio or porch. | LINE VOLTAGE PENDANT | Perryton | Pendants | Blacksmith | 839 | Steel |  |  |  |  | 8 Candelabra Torpedo 3.5w |  | 8 | Yes | [14 empty] | 0 | [12 empty] | 349.5 | 699 | 1048.5 | L:22'' W:22'' H:38'' O:82 1/2'' |  |  | 22 | 22 | 38 | Screw Collar - Stem |  |  | 82.5 |  |  |  | No |  | No | [20 empty] | D:5'' H:3/4'' Round |  |  |  |  | 120 | Black |  |  | Hardwired | 0 | 0 | 0 | 1 | 1 | 0 | 0 | 0 | 0 | 0 | 0 | 785652082665 | [16 empty] | cETL Damp | PERRYTON 8L FOYER-839 | Extra Large Eight Light Hall / Foyer |  | 5315008EN-839.jpg | 5315008EN.jpg
5315008EN-848 | Extra Large Eight Light Hall / Foyer | The transitional Perryton pendant light collection by Sea Gull Lighting is inspired by stately, carriage lanterns. The updated open frame is formed with sleek square steel tubing, and each pendant is a generously proportioned, minimalist silhouette completed in either textured Blacksmith or Heirloom Bronze finishes. Offered are small and large four-light hall/foyer pendants, an eight-light hall/foyer pendant and an eight-light island pendant. Incandescent candelabra base lamping. Damp rated, Perryton is also ideal as a focal point on a covered patio or porch. | LINE VOLTAGE PENDANT | Perryton | Pendants | Satin Bronze | 848 | Steel |  |  |  |  | 8 Candelabra Torpedo 3.5w |  | 8 | Yes | [14 empty] | 0 | [12 empty] | 349.5 | 699 | 1048.5 | L:22'' W:22'' H:38'' O:82 1/2'' |  |  | 22 | 22 | 38 | Screw Collar - Stem |  |  | 82.5 |  |  |  | No |  | No | [20 empty] | D:5'' H:3/4'' Round |  |  |  |  | 120 | Clear Gold |  |  | Hardwired | 0 | 0 | 0 | 1 | 1 | 0 | 0 | 0 | 0 | 0 | 0 | 785652082672 | [16 empty] | cETL Damp | PERRYTON 8L FOYER-848 | Extra Large Eight Light Hall / Foyer |  | 5315008EN-848.jpg | 5315008EN.jpg
5326-15 | One Light Ceiling Flush Mount | Webster wall and ceiling flush mount lighting fixtures by Sea Gull Lighting are ideal for use in foyers, hallways, bedrooms, utility work areas, stairways and many other locations – as they can be installed either has ceiling or wall fixtures. Offered in White, Heirloom Bronze and Brushed Nickel are both the one-light and two-light fixtures. All the fixtures feature Smooth White glass to softly diffuse the light for a warm glow. All the fixtures easily convert to LED by purchasing LED replacement lamps sold separately. | CEILING | Webster | Ceiling Lights | White | 15 | Steel |  |  |  | White Glass | 1 Medium A19 60w |  | 1 | No | [14 empty] | 0 | [12 empty] | 9.98 | 19.96 | 29.94 | D:7 3/4'' H:5 1/4'' E:5 1/4'' | 1.4 | 7.75 |  |  | 5.25 | Key Slots |  |  |  |  | 5.25 |  | No |  | No | [25 empty] | 6.5 |  |  | N/A | Hardwired | 0 | 0 | 0 | 0 | 1 | 0 | 0 | 0 | 0 | 0 | 1 | 785652532658 | 8.5 | 8.5 | 6 | 1.7 | 0.251 | 125 | Yes | 12 | 10785652532655 | 18 | 18 | 17.25 | 21.2 | 3.234 | Yes |  | cETL Damp | WEBSTER 1L FLUSH MOUNT-15 | One Light Ceiling Flush Mount |  | 5326-15.jpg | 5326.jpg
5326-782 | One Light Ceiling Flush Mount | Webster wall and ceiling flush mount lighting fixtures by Sea Gull Lighting are ideal for use in foyers, hallways, bedrooms, utility work areas, stairways and many other locations – as they can be installed either has ceiling or wall fixtures. Offered in White, Heirloom Bronze and Brushed Nickel are both the one-light and two-light fixtures. All the fixtures feature Smooth White glass to softly diffuse the light for a warm glow. All the fixtures easily convert to LED by purchasing LED replacement lamps sold separately. | CEILING | Webster | Ceiling Lights | Heirloom Bronze | 782 | Steel |  |  |  | White Glass | 1 Medium A19 60w |  | 1 | No | [14 empty] | 0 | [12 empty] | 13.48 | 26.96 | 40.44 | D:7 3/4'' H:5 1/4'' E:5 1/4'' | 1.4 | 7.75 |  |  | 5.25 | Key Slots |  |  |  |  | 5.25 |  | No |  | No | [25 empty] | 6.5 |  |  | N/A | Hardwired | 0 | 0 | 0 | 0 | 1 | 0 | 0 | 0 | 0 | 0 | 1 | 785652326783 | 8.5 | 8.5 | 6 | 1.7 | 0.251 | 125 | Yes | 12 | 10785652326780 | 18 | 18 | 17.25 | 21.2 | 3.234 | Yes |  | cETL Damp | WEBSTER 1L FLUSH MOUNT-782 | One Light Ceiling Flush Mount |  | 5326-782.jpg | 5326.jpg
5326-962 | One Light Ceiling Flush Mount | Webster wall and ceiling flush mount lighting fixtures by Sea Gull Lighting are ideal for use in foyers, hallways, bedrooms, utility work areas, stairways and many other locations – as they can be installed either has ceiling or wall fixtures. Offered in White, Heirloom Bronze and Brushed Nickel are both the one-light and two-light fixtures. All the fixtures feature Smooth White glass to softly diffuse the light for a warm glow. All the fixtures easily convert to LED by purchasing LED replacement lamps sold separately. | CEILING | Webster | Ceiling Lights | Brushed Nickel | 962 | Steel |  |  |  | White Glass | 1 Medium A19 60w |  | 1 | No | [14 empty] | 0 | [12 empty] | 13.48 | 26.96 | 40.44 | D:7 3/4'' H:5 1/4'' E:5 1/4'' | 1.4 | 7.75 |  |  | 5.25 | Key Slots |  |  |  |  | 5.25 |  | No |  | No | [25 empty] | 6.5 |  |  | N/A | Hardwired | 0 | 0 | 0 | 0 | 1 | 0 | 0 | 0 | 0 | 0 | 1 | 785652532696 | 8.5 | 8.5 | 6 | 1.7 | 0.251 | 125 | Yes | 12 | 10785652532693 | 18 | 18 | 17.25 | 21.2 | 3.234 | Yes |  | cETL Damp | WEBSTER 1L FLUSH MOUNT-962 | One Light Ceiling Flush Mount |  | 5326-962.jpg | 5326.jpg
5326EN3-15 | One Light Ceiling Flush Mount | Webster wall and ceiling flush mount lighting fixtures by Sea Gull Lighting are ideal for use in foyers, hallways, bedrooms, utility work areas, stairways and many other locations – as they can be installed either has ceiling or wall fixtures. Offered in White, Heirloom Bronze and Brushed Nickel are both the one-light and two-light fixtures. All the fixtures feature Smooth White glass to softly diffuse the light for a warm glow. All the fixtures easily convert to LED by purchasing LED replacement lamps sold separately. | CEILING | Webster | Ceiling Lights | White | 15 | Steel |  |  |  | Smooth White Glass | 1 Medium A19 9.3w |  | 1 | Yes | [14 empty] | 0 | [12 empty] | 14.98 | 29.96 | 44.94 | D:7 3/4'' H:5 1/4'' E:5 1/4'' | 1.4 | 7.75 |  |  | 5.25 | Key Slots |  |  |  |  | 5.25 |  | No |  | No | [25 empty] | 6.5 | Black/White |  | N/A | Hardwired | 0 | 0 | 0 | 1 | 1 | 0 | 0 | 0 | 0 | 0 | 1 | 785652047350 | 8.5 | 8.5 | 6 | 1.7 | 0.251 | 125 | Yes | 12 | 10785652047357 | 18 | 18 | 17.25 | 21.2 | 3.234 | Yes |  | cETL Damp | WEBSTER 1L FLUSH MOUNT-15 | One Light Ceiling Flush Mount |  | 5326EN3-15.jpg | 5326.jpg
5326EN3-782 | One Light Ceiling Flush Mount | Webster wall and ceiling flush mount lighting fixtures by Sea Gull Lighting are ideal for use in foyers, hallways, bedrooms, utility work areas, stairways and many other locations – as they can be installed either has ceiling or wall fixtures. Offered in White, Heirloom Bronze and Brushed Nickel are both the one-light and two-light fixtures. All the fixtures feature Smooth White glass to softly diffuse the light for a warm glow. All the fixtures easily convert to LED by purchasing LED replacement lamps sold separately. | CEILING | Webster | Ceiling Lights | Heirloom Bronze | 782 | Steel |  |  |  | Smooth White Glass | 1 Medium A19 9.3w |  | 1 | Yes | [14 empty] | 0 | [12 empty] | 17.98 | 35.96 | 53.94 | D:7 3/4'' H:5 1/4'' E:5 1/4'' | 1.4 | 7.75 |  |  | 5.25 | Key Slots |  |  |  |  | 5.25 |  | No |  | No | [25 empty] | 6.5 | Black/White |  | N/A | Hardwired | 0 | 0 | 0 | 1 | 1 | 0 | 0 | 0 | 0 | 0 | 1 | 785652047367 | 8.5 | 8.5 | 6 | 1.7 | 0.251 | 125 | Yes | 12 | 10785652047364 | 18 | 18 | 17.25 | 21.2 | 3.234 | Yes |  | cETL Damp | WEBSTER 1L FLUSH MOUNT-782 | One Light Ceiling Flush Mount |  | 5326EN3-782.jpg | 5326.jpg
5326EN3-962 | One Light Ceiling Flush Mount | Webster wall and ceiling flush mount lighting fixtures by Sea Gull Lighting are ideal for use in foyers, hallways, bedrooms, utility work areas, stairways and many other locations – as they can be installed either has ceiling or wall fixtures. Offered in White, Heirloom Bronze and Brushed Nickel are both the one-light and two-light fixtures. All the fixtures feature Smooth White glass to softly diffuse the light for a warm glow. All the fixtures easily convert to LED by purchasing LED replacement lamps sold separately. | CEILING | Webster | Ceiling Lights | Brushed Nickel | 962 | Steel |  |  |  | Smooth White Glass | 1 Medium A19 9.3w |  | 1 | Yes | [14 empty] | 0 | [12 empty] | 17.98 | 35.96 | 53.94 | D:7 3/4'' H:5 1/4'' E:5 1/4'' | 1.4 | 7.75 |  |  | 5.25 | Key Slots |  |  |  |  | 5.25 |  | No |  | No | [25 empty] | 6.5 | Black/White |  | N/A | Hardwired | 0 | 0 | 0 | 1 | 1 | 0 | 0 | 0 | 0 | 0 | 1 | 785652047374 | 8.5 | 8.5 | 6 | 1.7 | 0.251 | 125 | Yes | 12 | 10785652047371 | 18 | 18 | 17.25 | 21.2 | 3.234 | Yes |  | cETL Damp | WEBSTER 1L FLUSH MOUNT-962 | One Light Ceiling Flush Mount |  | 5326EN3-962.jpg | 5326.jpg
5328-15 | Two Light Ceiling Flush Mount | Webster wall and ceiling flush mount lighting fixtures by Sea Gull Lighting are ideal for use in foyers, hallways, bedrooms, utility work areas, stairways and many other locations – as they can be installed either has ceiling or wall fixtures. Offered in White, Heirloom Bronze and Brushed Nickel are both the one-light and two-light fixtures. All the fixtures feature Smooth White glass to softly diffuse the light for a warm glow. All the fixtures easily convert to LED by purchasing LED replacement lamps sold separately. | CEILING | Webster | Ceiling Lights | White | 15 | Steel |  |  |  | Smooth White Glass | 2 Medium A19 60w |  | 2 | No | [14 empty] | 0 | [12 empty] | 17.98 | 35.96 | 53.94 | D:9 1/2'' H:5 3/4'' E:5 3/4'' | 2.2 | 9.5 |  |  | 5.75 | Center Lock-Up |  |  |  |  | 5.75 |  | No |  | No | [25 empty] | 6.5 |  |  | N/A | Hardwired | 0 | 0 | 0 | 0 | 1 | 0 | 0 | 1 | 0 | 0 | 1 | 785652532856 | 10.5 | 6.5 | 6.5 | 2.7 | 0.257 | 93 | Yes | 6 | 10785652532853 | 22 | 11 | 20.5 | 18.1 | 2.871 | Yes |  | cETL Damp | WEBSTER 2L FLUSH MOUNT-15 | Two Light Ceiling Flush Mount |  | 5328-15.jpg | 5328.jpg
5328-782 | Two Light Ceiling Flush Mount | Webster wall and ceiling flush mount lighting fixtures by Sea Gull Lighting are ideal for use in foyers, hallways, bedrooms, utility work areas, stairways and many other locations – as they can be installed either has ceiling or wall fixtures. Offered in White, Heirloom Bronze and Brushed Nickel are both the one-light and two-light fixtures. All the fixtures feature Smooth White glass to softly diffuse the light for a warm glow. All the fixtures easily convert to LED by purchasing LED replacement lamps sold separately. | CEILING | Webster | Ceiling Lights | Heirloom Bronze | 782 | Steel |  |  |  | Smooth White Glass | 2 Medium A19 60w |  | 2 | No | [14 empty] | 0 | [12 empty] | 17.98 | 35.96 | 53.94 | D:9 1/2'' H:5 3/4'' E:5 3/4'' | 2.2 | 9.5 |  |  | 5.75 | Center Lock-Up |  |  |  |  | 5.75 |  | No |  | No | [25 empty] | 6.5 |  |  | N/A | Hardwired | 0 | 0 | 0 | 0 | 1 | 0 | 0 | 1 | 0 | 0 | 1 | 785652532870 | 10.5 | 10.5 | 6.75 | 2.8 | 0.431 | 125 | Yes | 6 | 10785652532877 | 21.5 | 20.5 | 10.75 | 18.3 | 2.742 | Yes |  | cETL Damp | WEBSTER 2L FLUSH MOUNT-782 | Two Light Ceiling Flush Mount |  | 5328-782.jpg | 5328.jpg
5328-962 | Two Light Ceiling Flush Mount | Webster wall and ceiling flush mount lighting fixtures by Sea Gull Lighting are ideal for use in foyers, hallways, bedrooms, utility work areas, stairways and many other locations – as they can be installed either has ceiling or wall fixtures. Offered in White, Heirloom Bronze and Brushed Nickel are both the one-light and two-light fixtures. All the fixtures feature Smooth White glass to softly diffuse the light for a warm glow. All the fixtures easily convert to LED by purchasing LED replacement lamps sold separately. | CEILING | Webster | Ceiling Lights | Brushed Nickel | 962 | Steel |  |  |  | Smooth White Glass | 2 Medium A19 60w |  | 2 | No | [14 empty] | 0 | [12 empty] | 19.98 | 39.96 | 59.94 | D:9 1/2'' H:5 3/4'' E:5 3/4'' | 2.2 | 9.5 |  |  | 5.75 | Center Lock-Up |  |  |  |  | 5.75 |  | No |  | No | [25 empty] | 6.5 |  |  | N/A | Hardwired | 0 | 0 | 0 | 0 | 1 | 0 | 0 | 1 | 0 | 0 | 1 | 785652532894 | 10.25 | 10.5 | 6.58 | 2.8 | 0.41 | 125 | Yes | 6 | 10785652532891 | 20.25 | 11 | 21.75 | 17.8 | 2.804 | Yes |  | cETL Damp | WEBSTER 2L FLUSH MOUNT-962 | Two Light Ceiling Flush Mount |  | 5328-962.jpg | 5328.jpg
5328EN3-15 | Two Light Ceiling Flush Mount | Webster wall and ceiling flush mount lighting fixtures by Sea Gull Lighting are ideal for use in foyers, hallways, bedrooms, utility work areas, stairways and many other locations – as they can be installed either has ceiling or wall fixtures. Offered in White, Heirloom Bronze and Brushed Nickel are both the one-light and two-light fixtures. All the fixtures feature Smooth White glass to softly diffuse the light for a warm glow. All the fixtures easily convert to LED by purchasing LED replacement lamps sold separately. | CEILING | Webster | Ceiling Lights | White | 15 | Steel |  |  |  | Smooth White Glass | 2 Medium A19 9.3w |  | 2 | Yes | [14 empty] | 0 | [12 empty] | 21.98 | 43.96 | 65.94 | D:9 1/2'' H:5 3/4'' E:5 3/4'' | 2.2 | 9.5 |  |  | 5.75 | Center Lock-Up |  |  |  |  | 5.75 |  | No |  | No | [25 empty] | 6.5 | Black/White |  | N/A | Hardwired | 0 | 0 | 0 | 1 | 1 | 0 | 0 | 0 | 0 | 0 | 1 | 785652047381 | 10.5 | 10.5 | 7 | 3.3 | 0.447 | 125 | Yes | 6 | 10785652047388 | 21.5 | 21.5 | 11.5 | 21.7 | 3.076 | Yes |  | cETL Damp | WEBSTER 2L FLUSH MOUNT-15 | Two Light Ceiling Flush Mount |  | 5328EN3-15.jpg | 5328.jpg
5328EN3-782 | Two Light Ceiling Flush Mount | Webster wall and ceiling flush mount lighting fixtures by Sea Gull Lighting are ideal for use in foyers, hallways, bedrooms, utility work areas, stairways and many other locations – as they can be installed either has ceiling or wall fixtures. Offered in White, Heirloom Bronze and Brushed Nickel are both the one-light and two-light fixtures. All the fixtures feature Smooth White glass to softly diffuse the light for a warm glow. All the fixtures easily convert to LED by purchasing LED replacement lamps sold separately. | CEILING | Webster | Ceiling Lights | Heirloom Bronze | 782 | Steel |  |  |  | Smooth White Glass | 2 Medium A19 9.3w |  | 2 | Yes | [14 empty] | 0 | [12 empty] | 21.98 | 43.96 | 65.94 | D:9 1/2'' H:5 3/4'' E:5 3/4'' | 2.2 | 9.5 |  |  | 5.75 | Center Lock-Up |  |  |  |  | 5.75 |  | No |  | No | [25 empty] | 6.5 | Black/White |  | N/A | Hardwired | 0 | 0 | 0 | 1 | 1 | 0 | 0 | 0 | 0 | 0 | 1 | 785652047398 | 10.5 | 10.5 | 7 | 3.3 | 0.447 | 125 | Yes | 6 | 10785652047395 | 21.5 | 21.5 | 11.5 | 21.7 | 3.076 | Yes |  | cETL Damp | WEBSTER 2L FLUSH MOUNT-782 | Two Light Ceiling Flush Mount |  | 5328EN3-782.jpg | 5328.jpg
5328EN3-962 | Two Light Ceiling Flush Mount | Webster wall and ceiling flush mount lighting fixtures by Sea Gull Lighting are ideal for use in foyers, hallways, bedrooms, utility work areas, stairways and many other locations – as they can be installed either has ceiling or wall fixtures. Offered in White, Heirloom Bronze and Brushed Nickel are both the one-light and two-light fixtures. All the fixtures feature Smooth White glass to softly diffuse the light for a warm glow. All the fixtures easily convert to LED by purchasing LED replacement lamps sold separately. | CEILING | Webster | Ceiling Lights | Brushed Nickel | 962 | Steel |  |  |  | Smooth White Glass | 2 Medium A19 9.3w |  | 2 | Yes | [14 empty] | 0 | [12 empty] | 24.98 | 49.96 | 74.94 | D:9 1/2'' H:5 3/4'' E:5 3/4'' | 2.2 | 9.5 |  |  | 5.75 | Center Lock-Up |  |  |  |  | 5.75 |  | No |  | No | [25 empty] | 6.5 | Black/White |  | N/A | Hardwired | 0 | 0 | 0 | 1 | 1 | 0 | 0 | 0 | 0 | 0 | 1 | 785652047404 | 10.5 | 10.5 | 7 | 3.3 | 0.447 | 125 | Yes | 6 | 10785652047401 | 21.5 | 21.5 | 11.5 | 21.7 | 3.076 | Yes |  | cETL Damp | WEBSTER 2L FLUSH MOUNT-962 | Two Light Ceiling Flush Mount |  | 5328EN3-962.jpg | 5328.jpg
5340604-12 | Large Four Light Hall / Foyer | The Labette collection by Sea Gull Lighting is a charming pendant light collection, featuring a beautiful four-sided, lantern silhouette which is accented with rivet details and an updated square link at the crown, that will surely bring character to any setting. The open frame adds an updated lightness to this stately fixture which is often installed in multiples for a more dramatic effect. The two finishes Black and Heirloom Bronze will effortlessly accent any décor. Available in small three-light pendant, medium three-light pendant and large four-light pendant, which can be beautifully paired or clustered together in a large foyer, over a kitchen island, dining room table or accenting a covered patio or porch. Incandescent and ENERGY STAR-qualified LED lamping are available; all fixtures are California Title 24 compliant. | LINE VOLTAGE PENDANT | Labette | Pendants | Black | 12 | Steel |  |  |  |  | 4 Candelabra Torpedo 60w |  | 4 | No | [14 empty] | 0 | [12 empty] | 119.98 | 239.96 | 359.94 | L:14'' W:14'' H:27 1/4'' O:101 3/4'' |  |  | 14 | 14 | 27.25 | Center Lock-Up |  |  | 101.75 |  |  |  | No |  | No | [20 empty] | D:5'' H:7/8'' Round |  |  |  |  | 120 | Black | 72 |  | Hardwired | 0 | 0 | 0 | 0 | 1 | 0 | 0 | 0 | 1 | 0 | 0 | 785652002298 | 19.5 | 16.25 | 16.25 | 10.7 | 2.98 | 250 | Yes | [9 empty] | cETL Damp | LABETTE 4L FOYER-12 | Large Four Light Hall / Foyer |  | 5340604-12.jpg | 5340604.jpg
5340604-782 | Large Four Light Hall / Foyer | The Labette collection by Sea Gull Lighting is a charming pendant light collection, featuring a beautiful four-sided, lantern silhouette which is accented with rivet details and an updated square link at the crown, that will surely bring character to any setting. The open frame adds an updated lightness to this stately fixture which is often installed in multiples for a more dramatic effect. The two finishes Black and Heirloom Bronze will effortlessly accent any décor. Available in small three-light pendant, medium three-light pendant and large four-light pendant, which can be beautifully paired or clustered together in a large foyer, over a kitchen island, dining room table or accenting a covered patio or porch. Incandescent and ENERGY STAR-qualified LED lamping are available; all fixtures are California Title 24 compliant. | LINE VOLTAGE PENDANT | Labette | Pendants | Heirloom Bronze | 782 | Steel |  |  |  |  | 4 Candelabra Torpedo 60w |  | 4 | No | [14 empty] | 0 | [12 empty] | 119.98 | 239.96 | 359.94 | L:14'' W:14'' H:27 1/4'' O:101 3/4'' |  |  | 14 | 14 | 27.25 | Center Lock-Up |  |  | 101.75 |  |  |  | No |  | No | [20 empty] | D:5'' H:7/8'' Round |  |  |  |  | 120 | Brown | 72 |  | Hardwired | 0 | 0 | 0 | 0 | 1 | 0 | 0 | 0 | 1 | 0 | 0 | 785652002304 | 19.5 | 16.25 | 16.25 | 10.7 | 2.98 | 250 | Yes | [9 empty] | cETL Damp | LABETTE 4L FOYER-782 | Large Four Light Hall / Foyer |  | 5340604-782.jpg | 5340604.jpg
5340604EN-12 | Large Four Light Hall / Foyer | The Labette collection by Sea Gull Lighting is a charming pendant light collection, featuring a beautiful four-sided, lantern silhouette which is accented with rivet details and an updated square link at the crown, that will surely bring character to any setting. The open frame adds an updated lightness to this stately fixture which is often installed in multiples for a more dramatic effect. The two finishes Black and Heirloom Bronze will effortlessly accent any décor. Available in small three-light pendant, medium three-light pendant and large four-light pendant, which can be beautifully paired or clustered together in a large foyer, over a kitchen island, dining room table or accenting a covered patio or porch. Incandescent and ENERGY STAR-qualified LED lamping are available; all fixtures are California Title 24 compliant. | LINE VOLTAGE PENDANT | Labette | Pendants | Black | 12 | Steel |  |  |  |  | 4 Candelabra Torpedo 3.5w |  | 4 | Yes | [14 empty] | 0 | [12 empty] | 144.98 | 289.96 | 434.94 | L:14'' W:14'' H:27 1/4'' O:101 3/4'' |  |  | 14 | 14 | 27.25 | Center Lock-Up |  |  | 101.75 |  |  |  | No |  | No | [20 empty] | D:5'' H:7/8'' Round |  |  |  |  | 120 | Black | 72 |  | Hardwired | 0 | 0 | 0 | 1 | 1 | 0 | 0 | 0 | 1 | 0 | 0 | 785652031250 | 19.5 | 16.25 | 16.25 | 10.7 | 2.98 | 250 | Yes | [9 empty] | cETL Damp | LABATTE 4L FOYER-12 | Large Four Light Hall / Foyer |  | 5340604EN-12.jpg | 5340604.jpg
5340604EN-782 | Large Four Light Hall / Foyer | The Labette collection by Sea Gull Lighting is a charming pendant light collection, featuring a beautiful four-sided, lantern silhouette which is accented with rivet details and an updated square link at the crown, that will surely bring character to any setting. The open frame adds an updated lightness to this stately fixture which is often installed in multiples for a more dramatic effect. The two finishes Black and Heirloom Bronze will effortlessly accent any décor. Available in small three-light pendant, medium three-light pendant and large four-light pendant, which can be beautifully paired or clustered together in a large foyer, over a kitchen island, dining room table or accenting a covered patio or porch. Incandescent and ENERGY STAR-qualified LED lamping are available; all fixtures are California Title 24 compliant. | LINE VOLTAGE PENDANT | Labette | Pendants | Heirloom Bronze | 782 | Steel |  |  |  |  | 4 Candelabra Torpedo 3.5w |  | 4 | Yes | [14 empty] | 0 | [12 empty] | 144.98 | 289.96 | 434.94 | L:14'' W:14'' H:27 1/4'' O:101 3/4'' |  |  | 14 | 14 | 27.25 | Center Lock-Up |  |  | 101.75 |  |  |  | No |  | No | [20 empty] | D:5'' H:7/8'' Round |  |  |  |  | 120 | Brown | 72 |  | Hardwired | 0 | 0 | 0 | 1 | 1 | 0 | 0 | 0 | 1 | 0 | 0 | 785652031267 | 19.5 | 16.25 | 16.25 | 10.7 | 2.98 | 250 | Yes | [9 empty] | cETL Damp | LABATTE 4L FOYER-782 | Large Four Light Hall / Foyer |  | 5340604EN-782.jpg | 5340604.jpg
5340704-782 | Large Four Light Hall / Foyer | The Lonoke lighting collection by Sea Gull Lighting is an attention grabbing addition to any room. The cylindrical profile features historically inspired strapping detail which is updated by the use of the open, airy frame. The bird cage-like lighting design is especially striking when used in pairs or multiples. The contrasting Faux-wood finish option and steel form is a scene stealing addition to any foyer and can also be beautifully paired or clustered together over a kitchen island or dining room table. The assortment includes a large four-light foyer pendant, a medium three-light foyer pendant and a small three-light foyer pendant. The candelabra base collection is offered in incandescent and ENERGY STAR-qualified LED lamping. All fixtures are California Title 24 compliant. | LINE VOLTAGE PENDANT | Lonoke | Pendants | Heirloom Bronze | 782 | Steel |  |  |  |  | 4 Candelabra Torpedo 60w |  | 4 | No | [14 empty] | 0 | [12 empty] | 135.48 | 270.96 | 406.44 | D:19'' H:29 3/4'' O:104 1/4'' |  | 19 |  |  | 29.75 | Center Lock-Up |  |  | 104.25 |  |  |  | No |  | No | [20 empty] | D:5'' H:7/8'' Round |  |  |  |  | 120 | Brown | 72 |  | Hardwired | 0 | 0 | 0 | 0 | 1 | 0 | 0 | 0 | 1 | 0 | 0 | 785652002243 | 26 | 21.5 | 9 | 13.4 | 2.911 | 175 | Yes | [9 empty] | cETL Damp | LONOKE 4L FOYER-782 | Large Four Light Hall / Foyer |  | 5340704-782.jpg | 5340704.jpg
5340704-846 | Large Four Light Hall / Foyer | The Lonoke lighting collection by Sea Gull Lighting is an attention grabbing addition to any room. The cylindrical profile features historically inspired strapping detail which is updated by the use of the open, airy frame. The bird cage-like lighting design is especially striking when used in pairs or multiples. The contrasting Faux-wood finish option and steel form is a scene stealing addition to any foyer and can also be beautifully paired or clustered together over a kitchen island or dining room table. The assortment includes a large four-light foyer pendant, a medium three-light foyer pendant and a small three-light foyer pendant. The candelabra base collection is offered in incandescent and ENERGY STAR-qualified LED lamping. All fixtures are California Title 24 compliant. | LINE VOLTAGE PENDANT | Lonoke | Pendants | Stardust / Cerused Oak | 846 / 735 | Steel |  |  |  |  | 4 Candelabra Torpedo 60w |  | 4 | No | [14 empty] | 0 | [12 empty] | 135.48 | 270.96 | 406.44 | D:19'' H:29 3/4'' O:104 1/4'' |  | 19 |  |  | 29.75 | Center Lock-Up |  |  | 104.25 |  |  |  | No |  | No | [20 empty] | D:5'' H:7/8'' Round |  |  |  |  | 120 | Black | 72 |  | Hardwired | 0 | 0 | 0 | 0 | 1 | 0 | 0 | 0 | 1 | 0 | 0 | 785652002250 | 26 | 21.5 | 9 | 13.4 | 2.911 | 175 | Yes | [9 empty] | cETL Damp | LONOKE 4L FOYER-846 | Large Four Light Hall / Foyer |  | 5340704-846.jpg | 5340704.jpg
5340704EN-782 | Large Four Light Hall / Foyer | The Lonoke lighting collection by Sea Gull Lighting is an attention grabbing addition to any room. The cylindrical profile features historically inspired strapping detail which is updated by the use of the open, airy frame. The bird cage-like lighting design is especially striking when used in pairs or multiples. The contrasting Faux-wood finish option and steel form is a scene stealing addition to any foyer and can also be beautifully paired or clustered together over a kitchen island or dining room table. The assortment includes a large four-light foyer pendant, a medium three-light foyer pendant and a small three-light foyer pendant. The candelabra base collection is offered in incandescent and ENERGY STAR-qualified LED lamping. All fixtures are California Title 24 compliant. | LINE VOLTAGE PENDANT | Lonoke | Pendants | Heirloom Bronze | 782 | Steel |  |  |  |  | 4 Candelabra Torpedo 3.5w |  | 4 | Yes | [14 empty] | 0 | [12 empty] | 160.48 | 320.96 | 481.44 | D:19'' H:29 3/4'' O:104 1/4'' |  | 19 |  |  | 29.75 | Center Lock-Up |  |  | 104.25 |  |  |  | No |  | No | [20 empty] | D:5'' H:7/8'' Round |  |  |  |  | 120 | Brown | 72 |  | Hardwired | 0 | 0 | 0 | 1 | 1 | 0 | 0 | 0 | 1 | 0 | 0 | 785652031274 | 26 | 21.5 | 9 | 13.4 | 2.911 | 175 | Yes | [9 empty] | cETL Damp | LONOKE 4L FOYER-782 | Large Four Light Hall / Foyer |  | 5340704EN-782.jpg | 5340704.jpg
5340704EN-846 | Large Four Light Hall / Foyer | The Lonoke lighting collection by Sea Gull Lighting is an attention grabbing addition to any room. The cylindrical profile features historically inspired strapping detail which is updated by the use of the open, airy frame. The bird cage-like lighting design is especially striking when used in pairs or multiples. The contrasting Faux-wood finish option and steel form is a scene stealing addition to any foyer and can also be beautifully paired or clustered together over a kitchen island or dining room table. The assortment includes a large four-light foyer pendant, a medium three-light foyer pendant and a small three-light foyer pendant. The candelabra base collection is offered in incandescent and ENERGY STAR-qualified LED lamping. All fixtures are California Title 24 compliant. | LINE VOLTAGE PENDANT | Lonoke | Pendants | Stardust / Cerused Oak | 846 / 735 | Steel |  |  |  |  | 4 Candelabra Torpedo 3.5w |  | 4 | Yes | [14 empty] | 0 | [12 empty] | 160.48 | 320.96 | 481.44 | D:19'' H:29 3/4'' O:104 1/4'' |  | 19 |  |  | 29.75 | Center Lock-Up |  |  | 104.25 |  |  |  | No |  | No | [20 empty] | D:5'' H:7/8'' Round |  |  |  |  | 120 | Black | 72 |  | Hardwired | 0 | 0 | 0 | 1 | 1 | 0 | 0 | 0 | 1 | 0 | 0 | 785652031281 | 26 | 21.5 | 9 | 13.4 | 2.911 | 175 | Yes | [9 empty] | cETL Damp | LONOKE 4L FOYER-846 | Large Four Light Hall / Foyer |  | 5340704EN-846.jpg | 5340704.jpg
5366-15 | One Light Ceiling Flush Mount | Tomkin ceiling flush mount lighting fixtures by Sea Gull Lighting are ideal for use in foyers, hallways, bedrooms, utility work areas and stairways. The Brushed Nickel, Heirloom Bronze, or White finishes and Smooth White globe shade will complement a wide array of décor. Also available in a pull-chain version. The Tomkin ceiling fixture will help you achieve your desired functional needs with no compromise on quality. Both incandescent lamping and ENERGY STAR-qualified LED lamping are available. | CEILING | Tomkin | Ceiling Lights | White | 15 | Steel |  |  |  | Smooth White Glass | 1 Medium A19 60w |  | 1 | No | [14 empty] | 0 | [12 empty] | 9.48 | 18.96 | 28.44 | D:6'' H:7 1/2'' | 1.05 | 6 |  |  | 7.5 | Key Slots | [6 empty] | No |  | No | [25 empty] | 6.5 |  |  | N/A | Hardwired | 0 | 0 | 0 | 0 | 1 | 0 | 0 | 0 | 0 | 0 | 0 | 785652536656 | 9.5 | 7 | 6.5 | 1.35 | 0.25 | 175 | Yes | 12 | 10785652536653 | 21 | 19.75 | 13.5 | 18.35 | 3.24 | Yes |  | cETL Damp | TOMKIN 1L FLUSH MOUNT-15 | One Light Ceiling Flush Mount |  | 5366-15.jpg | 5366.jpg
5366-782 | One Light Ceiling Flush Mount | Tomkin ceiling flush mount lighting fixtures by Sea Gull Lighting are ideal for use in foyers, hallways, bedrooms, utility work areas and stairways. The Brushed Nickel, Heirloom Bronze, or White finishes and Smooth White globe shade will complement a wide array of décor. Also available in a pull-chain version. The Tomkin ceiling fixture will help you achieve your desired functional needs with no compromise on quality. Both incandescent lamping and ENERGY STAR-qualified LED lamping are available. | CEILING | Tomkin | Ceiling Lights | Heirloom Bronze | 782 | Steel |  |  |  | Smooth White Glass | 1 Medium A19 60w |  | 1 | No | [14 empty] | 0 | [12 empty] | 12.98 | 25.96 | 38.94 | D:6'' H:7 1/2'' | 1.05 | 6 |  |  | 7.5 | Key Slots | [6 empty] | No |  | No | [25 empty] | 6.5 |  |  | N/A | Hardwired | 0 | 0 | 0 | 0 | 1 | 0 | 0 | 0 | 0 | 0 | 0 | 785652536649 | 10.75 | 8 | 8 | 1.4 | 0.398 | 250 | Yes | 12 | 10785652536646 | 24.75 | 16.5 | 22.25 | 19 | 5.258 | Yes |  | cETL Damp | TOMKIN 1L FLUSH MOUNT-782 | One Light Ceiling Flush Mount |  | 5366-782.jpg | 5366.jpg
5366-962 | One Light Ceiling Flush Mount | Tomkin ceiling flush mount lighting fixtures by Sea Gull Lighting are ideal for use in foyers, hallways, bedrooms, utility work areas and stairways. The Brushed Nickel, Heirloom Bronze, or White finishes and Smooth White globe shade will complement a wide array of décor. Also available in a pull-chain version. The Tomkin ceiling fixture will help you achieve your desired functional needs with no compromise on quality. Both incandescent lamping and ENERGY STAR-qualified LED lamping are available. | CEILING | Tomkin | Ceiling Lights | Brushed Nickel | 962 | Steel |  |  |  | Smooth White Glass | 1 Medium A19 60w |  | 1 | No | [14 empty] | 0 | [12 empty] | 12.98 | 25.96 | 38.94 | D:6'' H:7 1/2'' | 1.05 | 6 |  |  | 7.5 | Key Slots | [6 empty] | No |  | No | [25 empty] | 6.5 |  |  | N/A | Hardwired | 0 | 0 | 0 | 0 | 1 | 0 | 0 | 0 | 0 | 0 | 0 | 785652053665 | 10.75 | 8 | 8 | 1.4 | 0.398 | 250 | Yes | 12 | 10785652053662 | 24.75 | 16.5 | 22.25 | 19 | 5.258 | Yes |  | cETL Damp | TOMKIN 1L FLUSH MOUNT-962 | One Light Ceiling Flush Mount |  | 5366-962.jpg | 5366.jpg
5366EN3-15 | One Light Ceiling Flush Mount | Tomkin ceiling flush mount lighting fixtures by Sea Gull Lighting are ideal for use in foyers, hallways, bedrooms, utility work areas and stairways. The Brushed Nickel, Heirloom Bronze, or White finishes and Smooth White globe shade will complement a wide array of décor. Also available in a pull-chain version. The Tomkin ceiling fixture will help you achieve your desired functional needs with no compromise on quality. Both incandescent lamping and ENERGY STAR-qualified LED lamping are available. | CEILING | Tomkin | Ceiling Lights | White | 15 | Steel |  |  |  | Smooth White Glass | 1 Medium A19 9.3w |  | 1 | Yes | [14 empty] | 0 | [12 empty] | 14.98 | 29.96 | 44.94 | D:6'' H:7 1/2'' | 1.05 | 6 |  |  | 7.5 | Key Slots | [6 empty] | No |  | No | [20 empty] | D:4 3/4'' H:1 3/16'' Round |  |  |  |  | 6.5 | Black/White |  | N/A | Hardwired | 0 | 0 | 0 | 1 | 1 | 0 | 0 | 0 | 0 | 0 | 0 | 785652050350 | 9.5 | 7 | 6.5 | 1.35 | 0.25 | 125 | Yes | 12 | 10785652050357 | 21 | 14.5 | 13.5 | 18.35 | 2.379 | Yes |  | cETL Damp | TOMKIN 1L FLUSH MOUNT-15 | One Light Ceiling Flush Mount |  | 5366EN3-15.jpg | 5366.jpg
5366EN3-782 | One Light Ceiling Flush Mount | Tomkin ceiling flush mount lighting fixtures by Sea Gull Lighting are ideal for use in foyers, hallways, bedrooms, utility work areas and stairways. The Brushed Nickel, Heirloom Bronze, or White finishes and Smooth White globe shade will complement a wide array of décor. Also available in a pull-chain version. The Tomkin ceiling fixture will help you achieve your desired functional needs with no compromise on quality. Both incandescent lamping and ENERGY STAR-qualified LED lamping are available. | CEILING | Tomkin | Ceiling Lights | Heirloom Bronze | 782 | Steel |  |  |  | Smooth White Glass | 1 Medium A19 9.3w |  | 1 | Yes | [14 empty] | 0 | [12 empty] | 17.98 | 35.96 | 53.94 | D:6'' H:7 1/2'' | 1.05 | 6 |  |  | 7.5 | Key Slots | [6 empty] | No |  | No | [20 empty] | D:4 3/4'' H:1 3/8'' Round |  |  |  |  | 6.5 | Black/White |  | N/A | Hardwired | 0 | 0 | 0 | 1 | 1 | 0 | 0 | 0 | 0 | 0 | 0 | 785652050367 | 10.75 | 8 | 8 | 1.4 | 0.398 | 250 | Yes | 12 | 10785652050364 | 24.75 | 16.5 | 22.25 | 19 | 5.258 | Yes |  | cETL Damp | TOMKIN 1L FLUSH MOUNT-782 | One Light Ceiling Flush Mount |  | 5366EN3-782.jpg | 5366.jpg
5366EN3-962 | One Light Ceiling Flush Mount | Tomkin ceiling flush mount lighting fixtures by Sea Gull Lighting are ideal for use in foyers, hallways, bedrooms, utility work areas and stairways. The Brushed Nickel, Heirloom Bronze, or White finishes and Smooth White globe shade will complement a wide array of décor. Also available in a pull-chain version. The Tomkin ceiling fixture will help you achieve your desired functional needs with no compromise on quality. Both incandescent lamping and ENERGY STAR-qualified LED lamping are available. | CEILING | Tomkin | Ceiling Lights | Brushed Nickel | 962 | Steel |  |  |  | Smooth White Glass | 1 Medium A19 9.3w |  | 1 | Yes | [14 empty] | 0 | [12 empty] | 17.98 | 35.96 | 53.94 | D:6'' H:7 1/2'' | 1.05 | 6 |  |  | 7.5 | Key Slots | [6 empty] | No |  | No | [20 empty] | D:4 3/4'' H:1 3/8'' Round |  |  |  |  | 6.5 | Black/White |  | N/A | Hardwired | 0 | 0 | 0 | 1 | 1 | 0 | 0 | 0 | 0 | 0 | 0 | 785652050374 | 10.75 | 8 | 8 | 1.4 | 0.398 | 250 | Yes | 12 | 10785652050371 | 24.75 | 16.5 | 22.25 | 19 | 5.258 | Yes |  | cETL Damp | TOMKIN 1L FLUSH MOUNT-962 | One Light Ceiling Flush Mount |  | 5366EN3-962.jpg | 5366.jpg
5367PC-15 | One Light Ceiling Flush Mount | Tomkin ceiling flush mount lighting fixtures by Sea Gull Lighting are ideal for use in foyers, hallways, bedrooms, utility work areas and stairways. The Brushed Nickel, Heirloom Bronze, or White finishes and Smooth White globe shade will complement a wide array of décor. Also available in a pull-chain version. The Tomkin ceiling fixture will help you achieve your desired functional needs with no compromise on quality. Both incandescent lamping and ENERGY STAR-qualified LED lamping are available. | CEILING | Tomkin | Ceiling Lights | White | 15 | Steel |  |  |  | Smooth White Glass | 1 Medium A19 60w |  | 1 | No | [14 empty] | 0 | [12 empty] | 13.98 | 27.96 | 41.94 | D:6'' H:7 1/2'' | 1.1 | 6 |  |  | 7.5 | Key Slots | [6 empty] | No |  | No | [25 empty] | 6.5 |  |  | N/A | Hardwired | 0 | 0 | 0 | 0 | 1 | 0 | 0 | 0 | 0 | 0 | 0 | 785652536755 | 9.5 | 6.75 | 6.25 | 1.6 | 0.232 | 125 | Yes | 12 | 10785652536752 | 19.5 | 21 | 13.5 | 19.6 | 3.199 | Yes |  | cETL Damp | TOMKIN 1L FLUSH MOUNT-15 | One Light Ceiling Flush Mount |  | 5367PC-15.jpg | 5367PC.jpg
5367PCEN3-15 | One Light Ceiling Flush Mount with On/Off Pull | Tomkin ceiling flush mount lighting fixtures by Sea Gull Lighting are ideal for use in foyers, hallways, bedrooms, utility work areas and stairways. The Brushed Nickel, Heirloom Bronze, or White finishes and Smooth White globe shade will complement a wide array of décor. Also available in a pull-chain version. The Tomkin ceiling fixture will help you achieve your desired functional needs with no compromise on quality. Both incandescent lamping and ENERGY STAR-qualified LED lamping are available. | CEILING | Tomkin | Ceiling Lights | White | 15 | Steel |  |  |  | Smooth White Glass | 1 Medium A19 9.3w |  | 1 | Yes | [14 empty] | 0 | [12 empty] | 19.48 | 38.96 | 58.44 | D:6'' H:7 1/2'' | 1.1 | 6 |  |  | 7.5 | Wall / Bath | [6 empty] | No |  | No | [25 empty] | 6.5 | Black/White |  | Pull Chain | Hardwired | 0 | 0 | 0 | 1 | 1 | 0 | 0 | 0 | 0 | 0 | 0 | 785652050381 | 9.5 | 6.75 | 6.25 | 1.6 | 0.232 | 125 | Yes | 12 | 10785652050388 | 21 | 19.5 | 13.5 | 19.6 | 3.199 | Yes |  | cETL Damp | TOMKIN 1L FLUSH MOUNT-15 | One Light Ceiling Flush Mount with On/Off Pull Chain |  | 5367PCEN3-15.jpg | 5367PC.jpg
5392604-112 | Four Light Medium Lantern |  | LINE VOLTAGE PENDANT | Dianna | Pendants | Midnight Black | 112 | Steel |  |  |  |  | 4 Candelabra Torpedo 60w |  | 4 | No | [14 empty] | 0 | [12 empty] | 134.5 | 269 | 403.5 | L:17'' W:17'' H:24 1/2'' |  |  | 17 | 17 | 24.5 | [7 empty] | No |  | No | [20 empty] | D:5'' H:3/4'' Round | [5 empty] | Black |  |  | Hardwired | 0 | 0 | 0 | 0 | 1 | 0 | 0 | 0 | 0 | 0 | 0 | 785652085529 | [16 empty] | cETL Damp | DIANNA 4L MEDIUM LANTERN-112 | Four Light Medium Lantern |  | 5392604-112.jpg | 5392604.jpg
5392604-848 | Four Light Medium Lantern |  | LINE VOLTAGE PENDANT | Dianna | Pendants | Satin Bronze | 848 | Steel |  |  |  |  | 4 Candelabra Torpedo 60w |  | 4 | No | [14 empty] | 0 | [12 empty] | 134.5 | 269 | 403.5 | L:17'' W:17'' H:24 1/2'' |  |  | 17 | 17 | 24.5 | [7 empty] | No |  | No | [20 empty] | D:5'' H:3/4'' Round | [5 empty] | Clear Gold |  |  | Hardwired | 0 | 0 | 0 | 0 | 1 | 0 | 0 | 0 | 0 | 0 | 0 | 785652085512 | [16 empty] | cETL Damp | DIANNA 4L MEDIUM LANTERN-848 | Four Light Medium Lantern |  | 5392604-848.jpg | 5392604.jpg
5392604-962 | Four Light Medium Lantern |  | LINE VOLTAGE PENDANT | Dianna | Pendants | Brushed Nickel | 962 | Steel |  |  |  |  | 4 Candelabra Torpedo 60w |  | 4 | No | [14 empty] | 0 | [12 empty] | 134.5 | 269 | 403.5 | L:17'' W:17'' H:24 1/2'' |  |  | 17 | 17 | 24.5 | [7 empty] | No |  | No | [20 empty] | D:5'' H:3/4'' Round | [5 empty] | Clear Silver |  |  | Hardwired | 0 | 0 | 0 | 0 | 1 | 0 | 0 | 0 | 0 | 0 | 0 | 785652085536 | [16 empty] | cETL Damp | DIANNA 4L MEDIUM LANTERN-962 | Four Light Medium Lantern |  | 5392604-962.jpg | 5392604.jpg
5492604-112 | Four Light Large Lantern |  | LINE VOLTAGE PENDANT | Dianna | Pendants | Midnight Black | 112 | Steel |  |  |  |  | 4 Candelabra Torpedo 60w |  | 4 | No | [14 empty] | 0 | [12 empty] | 229.5 | 459 | 688.5 | L:24'' W:24'' H:34'' |  |  | 24 | 24 | 34 | [7 empty] | No |  | No | [20 empty] | D:5'' H:3/4'' Round | [5 empty] | Black |  |  | Hardwired | 0 | 0 | 0 | 0 | 1 | 0 | 0 | 0 | 0 | 0 | 0 | 785652085550 | [16 empty] | cETL Damp | DIANNA 4L LARGE LANTERN-112 | Four Light Large Lantern |  | 5492604-112.jpg | 5492604.jpg
5492604-848 | Four Light Large Lantern |  | LINE VOLTAGE PENDANT | Dianna | Pendants | Satin Bronze | 848 | Steel |  |  |  |  | 4 Candelabra Torpedo 60w |  | 4 | No | [14 empty] | 0 | [12 empty] | 229.5 | 459 | 688.5 | L:24'' W:24'' H:34'' |  |  | 24 | 24 | 34 | [7 empty] | No |  | No | [20 empty] | D:5'' H:3/4'' Round | [5 empty] | Clear Gold |  |  | Hardwired | 0 | 0 | 0 | 0 | 1 | 0 | 0 | 0 | 0 | 0 | 0 | 785652085543 | [16 empty] | cETL Damp | DIANNA 4L LARGE LANTERN-848 | Four Light Large Lantern |  | 5492604-848.jpg | 5492604.jpg
5492604-962 | Four Light Large Lantern |  | LINE VOLTAGE PENDANT | Dianna | Pendants | Brushed Nickel | 962 | Steel |  |  |  |  | 4 Candelabra Torpedo 60w |  | 4 | No | [14 empty] | 0 | [12 empty] | 229.5 | 459 | 688.5 | L:24'' W:24'' H:34'' |  |  | 24 | 24 | 34 | [7 empty] | No |  | No | [20 empty] | D:5'' H:3/4'' Round | [5 empty] | Clear Silver |  |  | Hardwired | 0 | 0 | 0 | 0 | 1 | 0 | 0 | 0 | 0 | 0 | 0 | 785652085567 | [16 empty] | cETL Damp | DIANNA 4L LARGE LANTERN-962 | Four Light Large Lantern |  | 5492604-962.jpg | 5492604.jpg
5576093S-15 | Small LED Square Ceiling Flush Mount |  | CEILING | Vitus | Ceiling Lights | White | 15 | Steel |  |  |  | White Acrylic |  |  | 1 | No | 950 | 3000 | 90 | 15 | 120 | 19 - Integrated | LED - Array |  | 10 | 100 | LED | 15 | 15 | 50000 | 0 | [12 empty] | 30.48 | 60.96 | 91.44 | L:10 3/4'' W:10 3/4'' H:2 7/8'' | 0.97 |  | 10.75 | 10.75 | 2.875 | Key Slots | [6 empty] | No |  | No | [20 empty] | DP:10 1/4'' W:10 1/4'' H:1/2'' Square |  |  |  |  | 6.5 | Black/White |  |  | Hardwired | 0 | 0 | 0 | 1 | 1 | 0 | 1 | 0 | 0 | 0 | 1 | 785652072598 | 12.25 | 12.25 | 4 | 2.1 | 0.347 | 125 | Yes | 5 | 10785652072595 | 21 | 13 | 13.5 | 11.8 | 2.133 | Yes |  |  | VITUS SM SQ LED FLUSH MOUNT-15 | Small LED Square Ceiling Flush Mount |  | 5576093S-15.jpg | 5576093S.jpg
5590193S-15 | Small LED Ceiling Flush Mount | Webster wall and ceiling flush mount lighting fixtures by Sea Gull Lighting are ideal for use in foyers, hallways, bedrooms, utility work areas, stairways and many other locations – as they can be installed either has ceiling or wall fixtures. Offered in White, Heirloom Bronze and Brushed Nickel are both the one-light and two-light fixtures. All the fixtures feature Smooth White glass to softly diffuse the light for a warm glow. All the fixtures easily convert to LED by purchasing LED replacement lamps sold separately. | CEILING | Webster | Ceiling Lights | White | 15 | Steel |  |  |  | White Acrylic |  |  | 1 | No | 800 | 3000 | 90 | 14 | 120 | 19 - Integrated | LED - Array |  | 10 | 100 | LED | 14 | 14 | 50000 | 0 | [12 empty] | 28.98 | 57.96 | 86.94 | D:8'' H:2 3/4'' | 0.7 | 8 |  |  | 2.75 | Key Slots | [6 empty] | No |  | No | [20 empty] | D:7 7/8'' H:3/4'' Round |  |  |  |  | 6.5 | Black/White |  |  | Hardwired | 0 | 0 | 0 | 1 | 1 | 0 | 1 | 0 | 0 | 0 | 0 | 785652073038 | 8 | 8 | 3.25 | 0.9 | 0.12 | 125 | Yes | 6 | 10785652073035 | 19.5 | 8.75 | 8.75 | 6.2 | 0.864 | Yes |  | cETL Damp | WEBSTER SM LED FLUSH MOUNT-15 | Small LED Ceiling Flush Mount |  | 5590193S-15.jpg | 5590193S.jpg
5592605-112 | Five Light Extra Large Lantern |  | LINE VOLTAGE PENDANT | Dianna | Pendants | Midnight Black | 112 | Steel |  |  |  |  | 5 Candelabra Torpedo 60w |  | 5 | No | [14 empty] | 0 | [12 empty] | 324.5 | 649 | 973.5 | L:29'' W:29'' H:42'' |  |  | 29 | 29 | 42 | [7 empty] | No |  | No | [20 empty] | D:5'' H:3/4'' Round | [5 empty] | Black |  |  | Hardwired | 0 | 0 | 0 | 0 | 1 | 0 | 0 | 0 | 0 | 0 | 0 | 785652085581 | [16 empty] | cETL Damp | DIANNA 5L XL LANTERN-112 | Five Light Extra Large Lantern |  | 5592605-112.jpg | 5592605.jpg
5592605-848 | Five Light Extra Large Lantern |  | LINE VOLTAGE PENDANT | Dianna | Pendants | Satin Bronze | 848 | Steel |  |  |  |  | 5 Candelabra Torpedo 60w |  | 5 | No | [14 empty] | 0 | [12 empty] | 324.5 | 649 | 973.5 | L:29'' W:29'' H:42'' |  |  | 29 | 29 | 42 | [7 empty] | No |  | No | [20 empty] | D:5'' H:3/4'' Round | [5 empty] | Clear Gold |  |  | Hardwired | 0 | 0 | 0 | 0 | 1 | 0 | 0 | 0 | 0 | 0 | 0 | 785652085574 | [16 empty] | cETL Damp | DIANNA 5L XL LANTERN-848 | Five Light Extra Large Lantern |  | 5592605-848.jpg | 5592605.jpg
5592605-962 | Five Light Extra Large Lantern |  | LINE VOLTAGE PENDANT | Dianna | Pendants | Brushed Nickel | 962 | Steel |  |  |  |  | 5 Candelabra Torpedo 60w |  | 5 | No | [14 empty] | 0 | [12 empty] | 324.5 | 649 | 973.5 | L:29'' W:29'' H:42'' |  |  | 29 | 29 | 42 | [7 empty] | No |  | No | [20 empty] | D:5'' H:3/4'' Round | [5 empty] | Clear Silver |  |  | Hardwired | 0 | 0 | 0 | 0 | 1 | 0 | 0 | 0 | 0 | 0 | 0 | 785652085598 | [16 empty] | cETL Damp | DIANNA 5L XL LANTERN-962 | Five Light Extra Large Lantern |  | 5592605-962.jpg | 5592605.jpg
5639493S-15 | Medium LED Ceiling Flush Mount | The Holly collection by Sea Gull Lighting offers a shatter resistant design along with a multitude of solutions. The wall or ceiling mounting option lends added flexibility of placement. The one-light, two-light and three-light designs all have a White finish and a White Acrylic shade with the sleekest of profiles. All feature ENERGY STAR-qualified LED lamping. | CEILING | Holly | Ceiling Lights | White | 15 | Steel |  |  |  | White Acrylic |  |  | 1 | No | 1395 | 3000 | 90 | 23 | 120 | 19 - Integrated | LED - Array |  | 10 | 100 | LED | 23 | 23 | 50000 | 0 | [12 empty] | 33.98 | 67.96 | 101.94 | D:14'' H:4 1/4'' | 1.43 | 14 |  |  | 4.25 | Key Slots | [6 empty] | No |  | No | [20 empty] | D:12'' H:13/16'' Round |  |  |  |  | 6.5 | Black/White |  |  | Hardwired | 0 | 0 | 0 | 1 | 1 | 0 | 1 | 0 | 0 | 0 | 1 | 785652072635 | 15.5 | 15.5 | 5.25 | 3.1 | 0.73 | 175 | Yes | 5 | 10785652072632 | 26.5 | 16.25 | 17 | 17.5 | 4.236 | Yes |  |  | HOLLY MD LED FLUSH MOUNT-15 | Medium LED Ceiling Flush Mount |  | 5639493S-15.jpg | 5639493S.jpg
5676093S-15 | Medium LED Square Ceiling Flush Mount |  | CEILING | Vitus | Ceiling Lights | White | 15 | Steel |  |  |  | White Acrylic |  |  | 1 | No | 1395 | 3000 | 90 | 23 | 120 | 19 - Integrated | LED - Array |  | 10 | 100 | LED | 23 | 23 | 50000 | 0 | [12 empty] | 40.48 | 80.96 | 121.44 | L:14 1/2'' W:14 1/2'' H:3 1/8'' | 1.94 |  | 14.5 | 14.5 | 3.125 | Key Slots | [6 empty] | No |  | No | [20 empty] | DP:14 1/8'' W:14 1/8'' H:1/2'' Square |  |  |  |  | 6.5 | Black/White |  |  | Hardwired | 0 | 0 | 0 | 1 | 1 | 0 | 1 | 0 | 0 | 0 | 1 | 785652072604 | 16 | 16 | 4.25 | 3.4 | 0.63 | 175 | Yes | 5 | 10785652072601 | 22 | 17 | 16.25 | 18.7 | 3.517 | Yes |  |  | VITUS MD SQ LED FLUSH MOUNT-15 | Medium LED Square Ceiling Flush Mount |  | 5676093S-15.jpg | 5676093S.jpg
5692593S-15 | Medium LED Ceiling Flush Mount | The Haylee collection of flush mount ceiling fixtures by Sea Gull Lighting is ideal for foyers, hallways, bedrooms, utility work areas and stairways. Haylee flush mount fixtures have a White finish and White Acrylic shades, and they are offered in one-light, two-light and three-light versions all of which are ENERGY STAR-qualified LED models. | CEILING | Haylee | Ceiling Lights | White | 15 | Steel |  |  |  | White Acrylic |  |  | 1 | No | 1395 | 3000 | 90 | 23 | 120 | 19 - Integrated | LED - Array |  | 10 | 100 | LED | 23 | 23 | 50000 | 0 | [12 empty] | 34.95 | 69.9 | 104.85 | D:13 1/4'' H:3 1/2'' | 1.6 | 13.25 |  |  | 3.5 | Key Slots | [6 empty] | No |  | No | [20 empty] | D:12'' H:13/16'' Round |  |  |  |  | 6.5 | Black/White |  |  | Hardwired | 0 | 0 | 0 | 1 | 1 | 0 | 1 | 0 | 0 | 0 | 1 | 785652072673 | 14.5 | 14.5 | 4.75 | 2.8 | 0.578 | 175 | Yes | 5 | 10785652072670 | 24.25 | 15.25 | 15.5 | 16.1 | 3.317 | Yes |  |  | HAYLEE MD LED FLUSH MOUNT-15 | Medium LED Ceiling Flush Mount |  | 5692593S-15.jpg | 5692593S.jpg
5692605-112 | Five Light Wide Lantern |  | LINE VOLTAGE PENDANT | Dianna | Pendants | Midnight Black | 112 | Steel |  |  |  |  | 5 Candelabra Torpedo 60w |  | 5 | No | [14 empty] | 0 | [12 empty] | 249.5 | 499 | 748.5 | L:28'' W:28'' H:25'' |  |  | 28 | 28 | 25 | [7 empty] | No |  | No | [20 empty] | D:5'' H:3/4'' Round | [5 empty] | Black |  |  | Hardwired | 0 | 0 | 0 | 0 | 1 | 0 | 0 | 0 | 0 | 0 | 0 | 785652085611 | [16 empty] | cETL Damp | DIANNA 5L WIDE LANTERN-112 | Five Light Wide Lantern |  | 5692605-112.jpg | 5692605.jpg
5692605-848 | Five Light Wide Lantern |  | LINE VOLTAGE PENDANT | Dianna | Pendants | Satin Bronze | 848 | Steel |  |  |  |  | 5 Candelabra Torpedo 60w |  | 5 | No | [14 empty] | 0 | [12 empty] | 249.5 | 499 | 748.5 | L:28'' W:28'' H:25'' |  |  | 28 | 28 | 25 | [7 empty] | No |  | No | [20 empty] | D:5'' H:3/4'' Round | [5 empty] | Clear Gold |  |  | Hardwired | 0 | 0 | 0 | 0 | 1 | 0 | 0 | 0 | 0 | 0 | 0 | 785652085604 | [16 empty] | cETL Damp | DIANNA 5L WIDE LANTERN-848 | Five Light Wide Lantern |  | 5692605-848.jpg | 5692605.jpg
5692605-962 | Five Light Wide Lantern |  | LINE VOLTAGE PENDANT | Dianna | Pendants | Brushed Nickel | 962 | Steel |  |  |  |  | 5 Candelabra Torpedo 60w |  | 5 | No | [14 empty] | 0 | [12 empty] | 249.5 | 499 | 748.5 | L:28'' W:28'' H:25'' |  |  | 28 | 28 | 25 | [7 empty] | No |  | No | [20 empty] | D:5'' H:3/4'' Round | [5 empty] | Clear Silver |  |  | Hardwired | 0 | 0 | 0 | 0 | 1 | 0 | 0 | 0 | 0 | 0 | 0 | 785652085628 | [16 empty] | cETL Damp | DIANNA 5L WIDE LANTERN-962 | Five Light Wide Lantern |  | 5692605-962.jpg | 5692605.jpg
5720593S-15 | Two Foot LED Ceiling / Wall Mount |  | CEILING | Bowan | Ceiling Lights | White | 15 | Steel |  |  |  | White Acrylic |  |  | 1 | No | 1640 | 3000 | 90 | 19 | 120 | 19 - Integrated | LED - Array |  | 10 | 100 | LED | 19 | 19 | 50000 | 0 | [12 empty] | 45.98 | 91.96 | 137.94 | L:23'' W:1 3/4'' H:1 7/8'' | 1.3 |  | 23 | 1.75 | 1.875 | Other | [6 empty] | No |  | No | [23 empty] | DP:3/32'' W:3 3/4'' H:3 3/4'' Square |  | 6.5 | Black/White |  |  | Hardwired | 1 | 0 | 0 | 1 | 1 | 0 | 1 | 0 | 0 | 0 | 0 | 785652073045 | 23.25 | 2.25 | 2.25 | 1.6 | 0.068 | 65 | Yes | 4 | 10785652073042 | 24.75 | 5 | 4.75 | 7.1 | 0.34 | Yes | ETL Damp | cETL Damp | BOWAN 2FT LED STRIP LIGHT-15 | Two Foot LED Ceiling / Wall Mount |  | 5720593S-15.jpg | 5720593S.jpg
5727093S-15 | Two Foot LED Ceiling Flush Mount |  | CEILING | Kolmar | Ceiling Lights | White | 15 | Steel |  |  |  | White Acrylic |  |  | 2 | No | 2100 | 3000 | 90 | 27 | 120 | 19 - Integrated | LED - Array |  | 10 | 100 | LED | 27 | 27 | 50000 | 0 | [12 empty] | 61.98 | 123.96 | 185.94 | L:26'' W:10 1/4'' H:3 1/4'' | 3.44 |  | 26 | 10.25 | 3.25 | Other | [6 empty] | No |  | No | [20 empty] | DP:8 1/2'' W:24'' H:1'' Rectangular |  |  |  |  | 6.5 | Black/White |  |  | Hardwired | 0 | 0 | 0 | 1 | 1 | 0 | 1 | 0 | 0 | 0 | 0 | 785652072703 | 29.5 | 12.5 | 6 | 4.3 | 1.28 | 250 | Yes | [8 empty] | ETL Damp | cETL Damp | KOLMAR 2FT LED CLOUD-15 | Two Foot LED Ceiling Flush Mount |  | 5727093S-15.jpg | 5727093S.jpg
5739493S-15 | Large LED Ceiling Flush Mount | The Holly collection by Sea Gull Lighting offers a shatter resistant design along with a multitude of solutions. The wall or ceiling mounting option lends added flexibility of placement. The one-light, two-light and three-light designs all have a White finish and a White Acrylic shade with the sleekest of profiles. All feature ENERGY STAR-qualified LED lamping. | CEILING | Holly | Ceiling Lights | White | 15 | Steel |  |  |  | White Acrylic |  |  | 1 | No | 2045 | 3000 | 90 | 34 | 120 | 19 - Integrated | LED - Array |  | 10 | 100 | LED | 34 | 34 | 50000 | 0 | [12 empty] | 52.98 | 105.96 | 158.94 | D:16 1/2'' H:4 3/4'' | 2 | 16.5 |  |  | 4.75 | Key Slots | [6 empty] | No |  | No | [20 empty] | D:14'' H:13/16'' Round |  |  |  |  | 6.5 | Black/White |  |  | Hardwired | 0 | 0 | 0 | 1 | 1 | 0 | 1 | 0 | 0 | 0 | 1 | 785652072642 | 18 | 18 | 5.5 | 3.9 | 1.031 | 250 | Yes | 5 | 10785652072649 | 27.75 | 18.75 | 18.75 | 22.1 | 5.646 | Yes |  |  | HOLLY LG LED FLUSH MOUNT-15 | Large LED Ceiling Flush Mount |  | 5739493S-15.jpg | 5739493S.jpg
5776093S-15 | Large LED Square Ceiling Flush Mount |  | CEILING | Vitus | Ceiling Lights | White | 15 | Steel |  |  |  | White Acrylic |  |  | 1 | No | 2045 | 3000 | 90 | 34 | 120 | 19 - Integrated | LED - Array |  | 10 | 100 | LED | 34 | 34 | 50000 | 0 | [12 empty] | 58.98 | 117.96 | 176.94 | L:16'' W:16'' H:3 1/4'' |  |  | 16 | 16 | 3.25 | Key Slots | [6 empty] | No |  | No | [20 empty] | DP:15 3/4'' W:15 3/4'' H:9/16'' Square |  |  |  |  | 6.5 | Black/White |  |  | Hardwired | 0 | 0 | 0 | 1 | 1 | 0 | 1 | 0 | 0 | 0 | 1 | 785652072611 | 18.25 | 18.25 | 5.25 | 4.3 | 1.012 | 175 | Yes | 4 | 10785652072618 | 21.5 | 19.25 | 19.5 | 19.6 | 4.67 | Yes |  |  | VITUS LG SQ LED FLUSH MOUNT-15 | Large LED Square Ceiling Flush Mount |  | 5776093S-15.jpg | 5776093S.jpg
5792593S-15 | Large LED Ceiling Flush Mount | The Haylee collection of flush mount ceiling fixtures by Sea Gull Lighting is ideal for foyers, hallways, bedrooms, utility work areas and stairways. Haylee flush mount fixtures have a White finish and White Acrylic shades, and they are offered in one-light, two-light and three-light versions all of which are ENERGY STAR-qualified LED models. | CEILING | Haylee | Ceiling Lights | White | 15 | Steel |  |  |  | White Acrylic |  |  | 1 | No | 2045 | 3000 | 90 | 34 | 120 | 19 - Integrated | LED - Array |  | 10 | 100 | LED | 34 | 34 | 50000 | 0 | [12 empty] | 51.95 | 103.9 | 155.85 | D:14 5/8'' H:3 3/4'' | 2.13 | 14.625 |  |  | 3.75 | Key Slots | [6 empty] | No |  | No | [20 empty] | D:14'' H:13/16'' Round |  |  |  |  | 6.5 | Black/White |  |  | Hardwired | 0 | 0 | 0 | 1 | 1 | 0 | 1 | 0 | 0 | 0 | 1 | 785652072680 | 16 | 16 | 5 | 3.7 | 0.741 | 175 | Yes | 5 | 10785652072687 | 25.5 | 16.5 | 16.5 | 19.8 | 4.018 | Yes |  |  | HAYLEE LG LED FLUSH MOUNT-15 | Large LED Ceiling Flush Mount |  | 5792593S-15.jpg | 5792593S.jpg
5913291S-15 | LED Linear Ceiling Flush Mount | Our drop lens integrated linear LED ceiling fixtures are a quality source of functional lighting for your kitchen, closet or storage areas. Hinged end caps provide security and quick access to the diffuser for easy cleaning. Sea Gull Lighting is committed to providing high quality products for your construction and improvement projects. | CEILING | Drop Lens LED | Ceiling Lights | White | 15 |  |  |  |  | Frosted Acrylic |  |  | 2 | No | 3500 | 3000 | 90 | 38 | 120 | 19 - Integrated | LED - Array |  | 10 | 100 | LED | 38 | 38 | 50000 | 0 | [12 empty] | 47.98 | 95.96 | 143.94 | L:48'' W:6 3/4'' H:2 1/2'' |  |  | 48 | 6.75 | 2.5 | Other | [6 empty] | No |  | No | [28 empty] | N/A | Hardwired | 0 | 0 | 0 | 1 | 1 | 0 | 1 | 0 | 0 | 0 | 0 | 785652041471 | 51.5 | 7.5 | 3.25 | 5.4 | 0.726 | 100 | Yes | [8 empty] | UL Damp | cUL Damp | DROP LENS 4FT LED CEILING-15 | LED Linear Ceiling Flush Mount |  | 5913291S-15.jpg | 5913291S.jpg
59132LE-15 | Two Light Ceiling Flush Mount | Our drop lens fluorescent ceiling fixtures are a quality source of functional lighting for your kitchen, closet or storage areas. Hinged end caps provide security and quick access to the diffuser for easy cleaning and relamping. Sea Gull Lighting is committed to providing high quality products for your construction and improvement projects. | CEILING | Drop Lens Fluorescent | Ceiling Lights | White | 15 |  |  |  |  | Clear Textured Acrylic | 2 Medium Bi-Pin T8 32w |  | 2 | No | [14 empty] | 0 | [12 empty] | 39.48 | 78.96 | 118.44 | L:48'' W:6 3/4'' H:2 1/2'' | 5.58 |  | 48 | 6.75 | 2.5 | Other | [6 empty] | No |  | No | [28 empty] | N/A | Hardwired | 0 | 0 | 1 | 0 | 1 | 0 | 0 | 0 | 0 | 0 | 0 | 785652076657 | 49.25 | 7.5 | 3.25 | 6.2 | 0.695 | 100 | Yes | [8 empty] | UL Damp | cUL Damp | DROP LENS 4FT 2L CEILING-15 | Two Light Ceiling Flush Mount | Replace 59032LE-15 | 59132LE-15.jpg | 59132LE.jpg
5913691S-15 | LED Linear Ceiling Flush Mount | Our drop lens integrated linear LED ceiling fixtures are a quality source of functional lighting for your kitchen, closet or storage areas. Hinged end caps provide security and quick access to the diffuser for easy cleaning. Sea Gull Lighting is committed to providing high quality products for your construction and improvement projects. | CEILING | Drop Lens LED | Ceiling Lights | White | 15 |  |  |  |  | Frosted Acrylic |  |  | 1 | No | 2300 | 3000 | 90 | 26 | 120 | 19 - Integrated | LED - Array |  | 10 | 100 | LED | 26 | 26 | 50000 | 0 | [12 empty] | 36.98 | 73.96 | 110.94 | L:24'' W:6 3/4'' H:2 1/2'' |  |  | 24 | 6.75 | 2.5 | Other | [6 empty] | No |  | No | [28 empty] | N/A | Hardwired | 0 | 0 | 0 | 1 | 1 | 0 | 1 | 0 | 0 | 0 | 0 | 785652041488 | 28.25 | 7.5 | 3 | 3.1 | 0.368 | 100 | Yes | [8 empty] | UL Damp | cUL Damp | DROP LENS 2FT LED CEILING-15 | LED Linear Ceiling Flush Mount |  | 5913691S-15.jpg | 5913691S.jpg
59136LE-15 | Two Light Ceiling Flush Mount | Our drop lens fluorescent ceiling fixtures are a quality source of functional lighting for your kitchen, closet or storage areas. Hinged end caps provide security and quick access to the diffuser for easy cleaning and relamping. Sea Gull Lighting is committed to providing high quality products for your construction and improvement projects. | CEILING | Drop Lens Fluorescent | Ceiling Lights | White | 15 |  |  |  |  | Clear Textured Acrylic | 2 Medium Bi-Pin T8 17w |  | 2 | No | [14 empty] | 0 | [12 empty] | 29.48 | 58.96 | 88.44 | L:24'' W:6 3/4'' H:2 1/2'' | 3.15 |  | 24 | 6.75 | 2.5 | Other | [6 empty] | No |  | No | [28 empty] | N/A | Hardwired | 0 | 0 | 1 | 0 | 1 | 0 | 0 | 0 | 0 | 0 | 0 | 785652076664 | 25.5 | 7.5 | 3 | 3.5 | 0.332 | 93 | Yes | [8 empty] | UL Damp | cUL Damp | DROP LENS 2FT 2L CEILING-15 | Two Light Ceiling Flush Mount | Replaces 59036LE-15 | 59136LE-15.jpg | 59136LE.jpg
5920593S-15 | Four Foot LED Ceiling / Wall Mount |  | CEILING | Bowan | Ceiling Lights | White | 15 | Steel |  |  |  | White Acrylic |  |  | 1 | No | 3150 | 3000 | 90 | 39 | 120 | 19 - Integrated | LED - Array |  | 10 | 100 | LED | 39 | 39 | 50000 | 0 | [12 empty] | 63.48 | 126.96 | 190.44 | L:46 1/2'' W:1 3/4'' H:1 7/8'' | 2.3 |  | 46.5 | 1.75 | 1.875 | Other | [6 empty] | No |  | No | [23 empty] | DP:3/32'' W:3 3/4'' H:3 3/4'' Square |  | 6.5 | Black/White |  |  | Hardwired | 1 | 0 | 0 | 1 | 1 | 0 | 1 | 0 | 0 | 0 | 0 | 785652073052 | 47.25 | 2.5 | 2.25 | 2.8 | 0.154 | 70 | Yes | 4 | 10785652073059 | 48.25 | 5 | 4.75 | 12 | 0.663 | Yes | ETL Damp | cETL Damp | BOWAN 4FT LED STRIP LIGHT-15 | Four Foot LED Ceiling / Wall Mount |  | 5920593S-15.jpg | 5920593S.jpg
5927093S-15 | Four Foot LED Ceiling Flush Mount |  | CEILING | Kolmar | Ceiling Lights | White | 15 | Steel |  |  |  | White Acrylic |  |  | 2 | No | 3220 | 3000 | 90 | 39 | 120 | 19 - Integrated | LED - Array |  | 10 | 100 | LED | 39 | 39 | 50000 | 0 | [12 empty] | 92.48 | 184.96 | 277.44 | L:51'' W:10 1/4'' H:3 1/4'' | 6.3 |  | 51 | 10.25 | 3.25 | Other | [6 empty] | No |  | No | [20 empty] | DP:8 1/2'' W:48'' H:1'' Rectangular |  |  |  |  | 6.5 | Black/White |  |  | Hardwired | 0 | 0 | 0 | 1 | 1 | 0 | 1 | 0 | 0 | 0 | 0 | 785652072727 | 55 | 12.25 | 6 | 7.9 | 2.339 | 250 | Yes | [8 empty] | ETL Damp | cETL Damp | KOLMAR 4FT LED CLOUD-15 | Four Foot LED Ceiling Flush Mount |  | 5927093S-15.jpg | 5927093S.jpg
59270LE-15 | Two Light Ceiling Flush Mount | The all-in-one chassis and trim fluorescent ceiling fixtures from Sea Gull Lighting are a quality source of functional lighting for your kitchen, closet or storage areas. Choose from two light or four light versions with steel frames and 120v/277v HPF Electronic ballasts. Sea Gull Lighting is committed to providing high quality products for your construction and improvement projects. | CEILING | Fluorescent Ceiling | Ceiling Lights | White | 15 | Steel |  |  |  | White Acrylic | 2 Medium Bi-Pin T8 32w |  | 2 | No | [14 empty] | 0 | [12 empty] | 149.98 | 299.96 | 449.94 | L:51 1/2'' W:11 1/4'' H:5 3/4'' | 12.06 |  | 51.5 | 11.25 | 5.75 | Other | [6 empty] | No |  | No | [25 empty] | 6.5 |  |  | N/A | Hardwired | 0 | 0 | 1 | 0 | 1 | 0 | 0 | 0 | 0 | 0 | 0 | 785652592720 | 54 | 12 | 7.5 | 12.7 | 2.813 | 175 | Yes | [8 empty] | C-UL-US Damp |  | DROP LENS 4FT 2L CLOUD-15 | Two Light Ceiling Flush Mount |  | 59270LE-15.jpg | 59271LE.jpg
59271LE-15 | Four Light Ceiling Flush Mount | The all-in-one chassis and trim fluorescent ceiling fixtures from Sea Gull Lighting are a quality source of functional lighting for your kitchen, closet or storage areas. Choose from two light or four light versions with steel frames and 120v/277v HPF Electronic ballasts. Sea Gull Lighting is committed to providing high quality products for your construction and improvement projects. | CEILING | Fluorescent Ceiling | Ceiling Lights | White | 15 | Steel |  |  |  | White Acrylic | 4 Medium Bi-Pin T8 32w |  | 4 | No | [14 empty] | 0 | [12 empty] | 174.98 | 349.96 | 524.94 | L:51 1/2'' W:16 3/4'' H:5 3/4'' | 15 |  | 51.5 | 16.75 | 5.75 | Other | [6 empty] | No |  | No | [28 empty] | N/A | Hardwired | 0 | 0 | 1 | 0 | 1 | 0 | 0 | 0 | 0 | 0 | 0 | 785652592775 | 54.18 | 17.58 | 7.5 | 18.9 | 4.134 | 175 | Yes | [8 empty] | C-UL-US Damp |  | DROP LENS 4FT 4L CLOUD-15 | Four Light Ceiling Flush Mount |  | 59271LE-15.jpg | 59271LE.jpg
59360LE-15 | Four Light Ceiling Flush Mount |  | CEILING | Decorative Drop Lens Fluorescent | Ceiling Lights | White | 15 | MDF |  |  |  | White Plastic Acrylic | 4 Medium Bi-Pin T8 17w |  | 4 | No | [14 empty] | 0 | [12 empty] | 174.95 | 349.9 | 524.85 | L:27 3/4'' W:27 3/4'' H:3 1/2'' | 14.22 |  | 27.75 | 27.75 | 3.5 | Other | [6 empty] | No |  | No | [29 empty] | Hardwired | 0 | 0 | 1 | 0 | 1 | 0 | 0 | 0 | 0 | 0 | 0 | 785652251610 | 29.75 | 29.75 | 4.375 | 15.8 | 2.241 | 125 | Yes | [8 empty] | C-UL-US Damp |  | DROP LENS 2X2 4L CEILING-15 | Four Light Ceiling Flush Mount |  | 59360LE-15.jpg | 59360LE.jpg
59360LE-790 | Four Light Ceiling Flush Mount |  | CEILING | Decorative Drop Lens Fluorescent | Ceiling Lights | Oil Rubbed Bronze | 790 | MDF |  |  |  | White Plastic Acrylic | 4 Medium Bi-Pin T8 17w |  | 4 | No | [14 empty] | 0 | [12 empty] | 174.95 | 349.9 | 524.85 | L:27 3/4'' W:27 3/4'' H:3 1/2'' |  |  | 27.75 | 27.75 | 3.5 | Other | [6 empty] | No |  | No | [29 empty] | Hardwired | 0 | 0 | 1 | 0 | 1 | 0 | 0 | 0 | 0 | 0 | 0 | 785652118180 | 30.5 | 30 | 4.5 | 12.7 | 2.383 | 175 | Yes | [8 empty] | C-UL-US Damp |  | DROP LENS 2X2 4L CEILING-790 | Four Light Ceiling Flush Mount |  | 59360LE-790.jpg | 59360LE.jpg
59361LE-15 | Four Light Ceiling Flush Mount |  | CEILING | Decorative Drop Lens Fluorescent | Ceiling Lights | White | 15 | MDF |  |  |  | White Plastic Acrylic | 4 Medium Bi-Pin T8 32w |  | 4 | No | [14 empty] | 0 | [12 empty] | 219.98 | 439.96 | 659.94 | L:51 3/4'' W:18 1/2'' H:3 1/2'' | 14.04 |  | 51.75 | 18.5 | 3.5 | Other | [6 empty] | No |  | No | [29 empty] | Hardwired | 0 | 0 | 1 | 0 | 1 | 0 | 0 | 0 | 0 | 0 | 0 | 785652251641 | 55.75 | 20.25 | 4.25 | 16.1 | 2.777 | 175 | Yes | [8 empty] | C-UL-US Damp |  | DROP LENS 4X1.5 4L CEILING-15 | Four Light Ceiling Flush Mount |  | 59361LE-15.jpg | 59361LE.jpg
59361LE-790 | Four Light Ceiling Flush Mount |  | CEILING | Decorative Drop Lens Fluorescent | Ceiling Lights | Oil Rubbed Bronze | 790 | MDF |  |  |  | White Plastic Acrylic | 4 Medium Bi-Pin T8 32w |  | 4 | No | [14 empty] | 0 | [12 empty] | 219.98 | 439.96 | 659.94 | L:51 3/4'' W:18 1/2'' H:3 1/2'' |  |  | 51.75 | 18.5 | 3.5 | Other | [6 empty] | No |  | No | [29 empty] | Hardwired | 0 | 0 | 1 | 0 | 1 | 0 | 0 | 0 | 0 | 0 | 0 | 785652118197 | 55.75 | 20.25 | 4.25 | 16.1 | 2.777 | 175 | Yes | [8 empty] | C-UL-US Damp |  | DROP LENS 4X1.5 4L CEILING-790 | Four Light Ceiling Flush Mount |  | 59361LE-790.jpg | 59361LE.jpg
60029-12 | One Light Outdoor Semi-Flush Convertible Pendant | Kent outdoor lighting fixtures by Sea Gull Lighting are crafted in die-cast aluminum for added durability to withstand harsh weather conditions. The traditional styling inspired by antique gas lanterns is offered in either Oxford Bronze with Clear Seeded glass, Black finish with Clear Beveled glass, and both finishes with Satin Etched glass. The assortment includes small and large one-light outdoor wall lanterns (with a flat bottom), as well as an additional design of small and large one-light outdoor wall lanterns (with finial on top and bottom) which can be mounted up or down, a one-light outdoor semi-flush convertible pendant and a one-light outdoor post lantern. Both incandescent lamping and ENERGY STAR-qualified LED lamping (for those fixtures with the Satin Etched glass) are available for most of the fixtures, and some can easily convert to LED by purchasing LED replacement lamps sold separately. | OUTDOOR | Kent | Outdoor Lighting | Black | 12 | Die Cast Aluminum | Clear Beveled Glass |  |  |  | 1 Medium A19 100w |  | 1 | No | [14 empty] | 0 | [12 empty] | 33.98 | 67.96 | 101.94 | L:6 1/2'' W:6 1/2'' H:10 1/2'' O:60'' | 3.76 |  | 6.5 | 6.5 | 10.5 | Center Lock-Up |  | 9.75 | 60 |  |  |  | No |  | No | [20 empty] | D:5 3/16'' DP:7/8'' Round |  |  |  |  | 120 | Black | 48 | N/A | Hardwired | 0 | 0 | 0 | 0 | 1 | 0 | 0 | 1 | 0 | 0 | 0 | 785652600296 | 8 | 8 | 13 | 5 | 0.481 | 93 | Yes | [8 empty] | UL Damp | cUL Damp | KENT 1L PEND-12 | One Light Outdoor Semi-Flush Convertible Pendant |  | 60029-12.jpg | 60029.jpg
60029-746 | One Light Outdoor Semi-Flush Convertible Pendant | Kent outdoor lighting fixtures by Sea Gull Lighting are crafted in die-cast aluminum for added durability to withstand harsh weather conditions. The traditional styling inspired by antique gas lanterns is offered in either Oxford Bronze with Clear Seeded glass, Black finish with Clear Beveled glass, and both finishes with Satin Etched glass. The assortment includes small and large one-light outdoor wall lanterns (with a flat bottom), as well as an additional design of small and large one-light outdoor wall lanterns (with finial on top and bottom) which can be mounted up or down, a one-light outdoor semi-flush convertible pendant and a one-light outdoor post lantern. Both incandescent lamping and ENERGY STAR-qualified LED lamping (for those fixtures with the Satin Etched glass) are available for most of the fixtures, and some can easily convert to LED by purchasing LED replacement lamps sold separately. | OUTDOOR | Kent | Outdoor Lighting | Oxford Bronze | 746 | Die Cast Aluminum | Clear Seeded Glass |  |  |  | 1 Medium A19 100w |  | 1 | No | [14 empty] | 0 | [12 empty] | 33.48 | 66.96 | 100.44 | L:6 1/2'' W:6 1/2'' H:10 1/2'' O:60'' | 3.76 |  | 6.5 | 6.5 | 10.5 | Center Lock-Up |  | 9.75 | 60 |  |  |  | No |  | No | [20 empty] | D:5 3/16'' DP:7/8'' Round |  |  |  |  | 120 | Black | 48 | N/A | Hardwired | 0 | 0 | 0 | 0 | 1 | 0 | 0 | 1 | 0 | 0 | 0 | 785652600265 | 13 | 8 | 8 | 4.5 | 0.481 | 100 | Yes | [8 empty] | UL Damp | cUL Damp | KENT 1L PEND-746 | One Light Outdoor Semi-Flush Convertible Pendant |  | 60029-746.jpg | 60029.jpg
60031-12 | One Light Outdoor Pendant | Kent outdoor lighting fixtures by Sea Gull Lighting are crafted in die-cast aluminum for added durability to withstand harsh weather conditions. The traditional styling inspired by antique gas lanterns is offered in either Oxford Bronze with Clear Seeded glass, Black finish with Clear Beveled glass, and both finishes with Satin Etched glass. The assortment includes small and large one-light outdoor wall lanterns (with a flat bottom), as well as an additional design of small and large one-light outdoor wall lanterns (with finial on top and bottom) which can be mounted up or down, a one-light outdoor semi-flush convertible pendant and a one-light outdoor post lantern. Both incandescent lamping and ENERGY STAR-qualified LED lamping (for those fixtures with the Satin Etched glass) are available for most of the fixtures, and some can easily convert to LED by purchasing LED replacement lamps sold separately. | OUTDOOR | Kent | Outdoor Lighting | Black | 12 | Die Cast Aluminum | Clear Beveled Glass |  |  |  | 1 Medium A19 100w |  | 1 | No | [14 empty] | 0 | [12 empty] | 47 | 94 | 141 | L:8 3/8'' W:8 3/8'' H:15 1/4'' O:53 3/4'' |  |  | 8.375 | 8.375 | 15.25 | Screw Collar - Chain |  |  | 53.75 |  |  |  | No |  | No | [20 empty] | D:5'' DP:7/8'' Round |  |  |  |  | 72 | Black | 36 |  | Hardwired | 0 | 0 | 0 | 0 | 1 | 0 | 0 | 1 | 1 | 0 | 0 | 785652078507 | [16 empty] | cETL Damp | KENT 1L LG PEND-12 | One Light Outdoor Pendant |  | 60031-12.jpg | 60031.jpg
60031-746 | One Light Outdoor Pendant | Kent outdoor lighting fixtures by Sea Gull Lighting are crafted in die-cast aluminum for added durability to withstand harsh weather conditions. The traditional styling inspired by antique gas lanterns is offered in either Oxford Bronze with Clear Seeded glass, Black finish with Clear Beveled glass, and both finishes with Satin Etched glass. The assortment includes small and large one-light outdoor wall lanterns (with a flat bottom), as well as an additional design of small and large one-light outdoor wall lanterns (with finial on top and bottom) which can be mounted up or down, a one-light outdoor semi-flush convertible pendant and a one-light outdoor post lantern. Both incandescent lamping and ENERGY STAR-qualified LED lamping (for those fixtures with the Satin Etched glass) are available for most of the fixtures, and some can easily convert to LED by purchasing LED replacement lamps sold separately. | OUTDOOR | Kent | Outdoor Lighting | Oxford Bronze | 746 | Die Cast Aluminum | Clear Seeded Glass |  |  |  | 1 Medium A19 100w |  | 1 | No | [14 empty] | 0 | [12 empty] | 47 | 94 | 141 | L:8 3/8'' W:8 3/8'' H:15 1/4'' O:53 3/4'' |  |  | 8.375 | 8.375 | 15.25 | Screw Collar - Chain |  |  | 53.75 |  |  |  | No |  | No | [20 empty] | D:5'' DP:7/8'' Round |  |  |  |  | 72 | Black | 36 |  | Hardwired | 0 | 0 | 0 | 0 | 1 | 0 | 0 | 1 | 1 | 0 | 0 | 785652078514 | [16 empty] | cETL Damp | KENT 1L LG PEND-746 | One Light Outdoor Pendant |  | 60031-746.jpg | 60031.jpg
60048-185 | One Light Outdoor Pendant | The Yorktown outdoor lighting collection by Sea Gull Lighting is crafted in cast aluminum for added durability to withstand harsh weather conditions. The softly curved tiers and subtle strapping create transitional styling which complements a wide range of residential architecture. Offered in with Black or Forged Iron finish with Swirled Marbleized glass, the assortment includes a one-light outdoor pendant, as small one-light outdoor wall lantern with open bottom, medium and large one-light outdoor wall lanterns, a one-light outdoor post lantern and a two-light outdoor ceiling flush mount. Both incandescent lamping and ENERGY STAR-qualified LED lamping are available, and most of the fixtures easily convert to LED by purchasing LED replacement lamps sold separately. | OUTDOOR | Yorktown | Outdoor Lighting | Forged Iron | 185 | Die Cast Aluminum | Swirled Marbleize Glass |  |  |  | 1 Medium A19 100w |  | 1 | No | [14 empty] | 0 | [12 empty] | 54.98 | 109.96 | 164.94 | D:10'' H:17'' O:139'' | 6.3 | 10 |  |  | 17 | Center Lock-Up |  |  | 139 |  |  |  | No |  | No | [20 empty] | D:5'' DP:1 1/4'' Round |  |  |  |  | 120 | Black | 120 | N/A | Hardwired | 0 | 0 | 0 | 0 | 1 | 0 | 0 | 1 | 1 | 0 | 0 | 785652600418 | 11.5 | 11.5 | 19.25 | 7.9 | 1.473 | 175 | Yes | [8 empty] | ETL Damp | cETL Damp | YORKTOWN 1L PEND-185 | One Light Outdoor Pendant |  | 60048-185.jpg | 60048a.jpg
60048EN3-185 | One Light Outdoor Pendant | The Yorktown outdoor lighting collection by Sea Gull Lighting is crafted in cast aluminum for added durability to withstand harsh weather conditions. The softly curved tiers and subtle strapping create transitional styling which complements a wide range of residential architecture. Offered in with Black or Forged Iron finish with Swirled Marbleized glass, the assortment includes a one-light outdoor pendant, as small one-light outdoor wall lantern with open bottom, medium and large one-light outdoor wall lanterns, a one-light outdoor post lantern and a two-light outdoor ceiling flush mount. Both incandescent lamping and ENERGY STAR-qualified LED lamping are available, and most of the fixtures easily convert to LED by purchasing LED replacement lamps sold separately. | OUTDOOR | Yorktown | Outdoor Lighting | Forged Iron | 185 | Die Cast Aluminum | Swirled Marbleize Glass |  |  |  | 1 Medium A19 9.3w |  | 1 | Yes | [14 empty] | 0 | [12 empty] | 56.98 | 113.96 | 170.94 | D:10'' H:17'' O:139'' | 6.3 | 10 |  |  | 17 | Center Lock-Up |  |  | 139 |  |  |  | No |  | No | [20 empty] | D:5'' DP:1 1/4'' Round |  |  |  |  | 120 | Black | 120 | N/A | Hardwired | 0 | 0 | 0 | 1 | 1 | 0 | 0 | 0 | 1 | 0 | 0 | 785652050398 | 11.5 | 11.5 | 19.25 | 7.9 | 1.473 | 175 | Yes | [8 empty] | ETL Damp | cETL Damp | YORKTOWN 1L PEND-185 | One Light Outdoor Pendant |  | 60048EN3-185.jpg | 60048a.jpg
6008-02 | One Light Outdoor Semi-Flush Convertible Pendant | The Classico outdoor lighting collection by Sea Gull Lighting is a time honored standard. Its traditional styling harkens back to charming coach lights and has remained a staple of exterior home décor for years. Offered in a Polished Brass or Black finish, both with Clear Beveled glass, the best visual aesthetics are achieved when paired with clear bulbs. The assortment includes small, medium and large one-light outdoor wall lanterns, a one-light outdoor pendant which can be converted into a semi-flush ceiling fixture, and a one-light outdoor post lantern. Most of the fixtures easily convert to LED by purchasing LED replacement lamps sold separately. | OUTDOOR | Classico | Outdoor Lighting | Polished Brass | 2 | Brass | Clear Beveled Glass |  |  |  | 1 Medium A19 100w |  | 1 | No | [14 empty] | 0 | [12 empty] | 49.98 | 99.96 | 149.94 | D:7'' H:12 1/2'' O:63'' | 3.8 | 7 |  |  | 12.5 | Cap Nuts |  | 13 | 63 |  |  |  | No |  | No | [20 empty] | D:5'' H:3/4'' Round |  |  |  |  | 120 | Gold | 48 | N/A | Hardwired | 0 | 0 | 0 | 0 | 1 | 0 | 0 | 1 | 0 | 0 | 0 | 785652600821 | 8.25 | 8.25 | 14 | 4.9 | 0.551 | 100 | Yes | 2 | 10785652600828 | 19 | 11 | 16.25 | 11.85 | 1.965 | Yes | UL Damp | cUL Damp | CLASSICO 1L PEND-02 | One Light Outdoor Semi-Flush Convertible Pendant |  | 6008-02.jpg | 6008.jpg
6008-12 | One Light Outdoor Semi-Flush Convertible Pendant | The Classico outdoor lighting collection by Sea Gull Lighting is a time honored standard. Its traditional styling harkens back to charming coach lights and has remained a staple of exterior home décor for years. Offered in a Polished Brass or Black finish, both with Clear Beveled glass, the best visual aesthetics are achieved when paired with clear bulbs. The assortment includes small, medium and large one-light outdoor wall lanterns, a one-light outdoor pendant which can be converted into a semi-flush ceiling fixture, and a one-light outdoor post lantern. Most of the fixtures easily convert to LED by purchasing LED replacement lamps sold separately. | OUTDOOR | Classico | Outdoor Lighting | Black | 12 | Brass | Clear Beveled Glass |  |  |  | 1 Medium A19 100w |  | 1 | No | [14 empty] | 0 | [12 empty] | 49.98 | 99.96 | 149.94 | D:7'' H:12 1/2'' O:63'' | 3.8 | 7 |  |  | 12.5 | Cap Nuts |  | 13 | 63 |  |  |  | No |  | No | [20 empty] | D:5'' H:3/4'' Round |  |  |  |  | 120 | Black | 48 | N/A | Hardwired | 0 | 0 | 0 | 0 | 1 | 0 | 0 | 1 | 0 | 0 | 0 | 785652158919 | 8 | 7.25 | 12.25 | 4.7 | 0.411 | 93 | Yes | 2 | 10785652158916 | 15.25 | 9 | 13 | 10.3 | 1.033 | Yes | UL Damp | cUL Damp | CLASSICO 1L PEND-12 | One Light Outdoor Semi-Flush Convertible Pendant |  | 6008-12.png | 6008.jpg
60081-71 | Three Light Outdoor Pendant | Create a warm and inviting welcome day or night with the pagoda-inspired, transitional styling of the Hermitage outdoor lighting collection by Sea Gull Lighting offered in three, rich combinations -- Antique Bronze with Frosted glass (available with incandescent or ENERGY STAR-qualified LED lamping), Antique Bronze with Clear glass or Antique Brushed Nickel with Clear glass (some of which can easily convert to LED by purchasing LED replacement lamps sold separately). The assortment includes a small one-light outdoor wall lantern, a large one-light outdoor wall lantern, a three-light outdoor wall lantern, a three-light outdoor pendant and a three-light outdoor post lantern. | OUTDOOR | Hermitage | Outdoor Lighting | Antique Bronze | 71 | Aluminum | Clear Glass | D:8.375" |  |  | 3 Candelabra Torpedo 40w |  | 3 | No | [14 empty] | 0 | [12 empty] | 174.98 | 349.96 | 524.94 | D:11'' H:19'' O:69 1/2'' | 7.7 | 11 |  |  | 19 | Center Lock-Up |  |  | 69.5 |  |  |  | No |  | No | [20 empty] | D:6 1/2'' DP:1 3/8'' |  |  |  |  | 120 | Brown | 48 | N/A | Hardwired | 0 | 0 | 0 | 0 | 1 | 0 | 0 | 1 | 0 | 0 | 0 | 785652600876 | 13.5 | 13.5 | 20.5 | 24.42 | 2.162 | 93 | Yes | [8 empty] | UL Damp | cUL Damp | HERMITAGE 3L PEND-71 | Three Light Outdoor Pendant |  | 60081-71.jpg | 60081.jpg
60081-965 | Three Light Outdoor Pendant | Create a warm and inviting welcome day or night with the pagoda-inspired, transitional styling of the Hermitage outdoor lighting collection by Sea Gull Lighting offered in three, rich combinations -- Antique Bronze with Frosted glass (available with incandescent or ENERGY STAR-qualified LED lamping), Antique Bronze with Clear glass or Antique Brushed Nickel with Clear glass (some of which can easily convert to LED by purchasing LED replacement lamps sold separately). The assortment includes a small one-light outdoor wall lantern, a large one-light outdoor wall lantern, a three-light outdoor wall lantern, a three-light outdoor pendant and a three-light outdoor post lantern. | OUTDOOR | Hermitage | Outdoor Lighting | Antique Brushed Nickel | 965 | Brass | Clear Glass | D:8.375" |  |  | 3 Candelabra Torpedo 40w |  | 3 | No | [14 empty] | 0 | [12 empty] | 174.98 | 349.96 | 524.94 | D:11'' H:19'' O:69 1/2'' | 7.7 | 11 |  |  | 19 | Center Lock-Up |  |  | 69.5 |  |  |  | No |  | No | [20 empty] | D:6 1/2'' DP:1 3/8'' |  |  |  |  | 120 | Clear | 48 | N/A | Hardwired | 0 | 0 | 0 | 0 | 1 | 0 | 0 | 1 | 0 | 0 | 0 | 785652600845 | 13.5 | 13.5 | 20.5 | 10.35 | 2.162 | 175 | Yes | [8 empty] | UL Damp | cUL Damp | HERMITAGE 3L PEND-965 | Three Light Outdoor Pendant |  | 60081-965.jpg | 60081.jpg
60081EN-71 | Three Light Outdoor Pendant | Create a warm and inviting welcome day or night with the pagoda-inspired, transitional styling of the Hermitage outdoor lighting collection by Sea Gull Lighting offered in three, rich combinations -- Antique Bronze with Frosted glass (available with incandescent or ENERGY STAR-qualified LED lamping), Antique Bronze with Clear glass or Antique Brushed Nickel with Clear glass (some of which can easily convert to LED by purchasing LED replacement lamps sold separately). The assortment includes a small one-light outdoor wall lantern, a large one-light outdoor wall lantern, a three-light outdoor wall lantern, a three-light outdoor pendant and a three-light outdoor post lantern. | OUTDOOR | Hermitage | Outdoor Lighting | Antique Bronze | 71 | Aluminum | Clear Glass | D:8.375" |  |  | 3 Candelabra Torpedo 3.5w |  | 3 | Yes | [14 empty] | 0 | [12 empty] | 189.98 | 379.96 | 569.94 | D:11'' H:19'' O:69 1/2'' | 7.7 | 11 |  |  | 19 | Center Lock-Up |  |  | 69.5 |  |  |  | No |  | No | [20 empty] | D:6 1/2'' DP:1 3/8'' |  |  |  |  | 120 | Brown | 48 | N/A | Hardwired | 0 | 0 | 0 | 1 | 1 | 0 | 0 | 0 | 0 | 0 | 0 | 785652031298 | 20.5 | 13.5 | 13.5 | 24.5 | 2.162 | 93 | Yes | [8 empty] | UL Damp | cUL Damp | HERMITAGE 3L PEND-71 | Three Light Outdoor Pendant |  | 60081EN-71.jpg | 60081.jpg
60081EN-965 | Three Light Outdoor Pendant | Create a warm and inviting welcome day or night with the pagoda-inspired, transitional styling of the Hermitage outdoor lighting collection by Sea Gull Lighting offered in three, rich combinations -- Antique Bronze with Frosted glass (available with incandescent or ENERGY STAR-qualified LED lamping), Antique Bronze with Clear glass or Antique Brushed Nickel with Clear glass (some of which can easily convert to LED by purchasing LED replacement lamps sold separately). The assortment includes a small one-light outdoor wall lantern, a large one-light outdoor wall lantern, a three-light outdoor wall lantern, a three-light outdoor pendant and a three-light outdoor post lantern. | OUTDOOR | Hermitage | Outdoor Lighting | Antique Brushed Nickel | 965 | Brass | Clear Glass | D:8.375" |  |  | 3 Candelabra Torpedo 3.5w |  | 3 | Yes | [14 empty] | 0 | [12 empty] | 189.98 | 379.96 | 569.94 | D:11'' H:19'' O:69 1/2'' | 7.7 | 11 |  |  | 19 | Center Lock-Up |  |  | 69.5 |  |  |  | No |  | No | [20 empty] | D:6 1/2'' DP:1 3/8'' |  |  |  |  | 120 | Clear | 48 | N/A | Hardwired | 0 | 0 | 0 | 1 | 1 | 0 | 0 | 0 | 0 | 0 | 0 | 785652031311 | 13.5 | 13.5 | 20.5 | 10.35 | 2.162 | 175 | Yes | [8 empty] | UL Damp | cUL Damp | HERMITAGE 3L PEND-965 | Three Light Outdoor Pendant |  | 60081EN-965.jpg | 60081.jpg
60131-12 | One Light Outdoor Pendant | There is real curb appeal in the design details of the Herrington outdoor lighting collection by Sea Gull Lighting. Traditional elements are updated with contemporary lines with a sense of Asian-inspired styling. In a classic Black finish, the assortment is offered in both Clear Seeded and Etched White glass and includes a small and large one-light outdoor wall lanterns, a one-light outdoor pendant, a one-light outdoor post lantern and a two-light outdoor ceiling flush mount. Herrington is available in incandescent and ENERGY STAR-qualified LED models (Etched White Glass fixtures only), and all fixtures can easily convert to LED by purchasing LED replacement lamps sold separately. | OUTDOOR | Herrington | Outdoor Lighting | Black | 12 | Aluminum | Clear Seeded Glass | L:3.1875" W:5.1875" H:6.25" |  |  | 1 Medium A19 100w |  | 1 | No | [14 empty] | 0 | [12 empty] | 35.98 | N/A | 107.94 | L:7 1/4'' W:7 1/4'' H:11 1/4'' O:86'' | 4 |  | 7.25 | 7.25 | 11.25 | Center Lock-Up |  |  | 86 |  |  |  | No |  | No | [20 empty] | D:5'' H:1 3/16'' Round |  |  |  |  | 120 | Black | 72 |  | Hardwired | 0 | 0 | 0 | 0 | 1 | 0 | 0 | 1 | 1 | 0 | 0 | 785652601316 | 9.25 | 9 | 13 | 5 | 0.626 | 100 | Yes | [9 empty] | cETL Damp | HERRINGTON 1L PEND-12 | One Light Outdoor Pendant |  | 60131-12.jpg | 60131.jpg
6018-04 | One Light Pendant | While hanging globes are one of lighting's hottest trends, Sea Gull's timeless Leo Collection has been around for 50 years! Constantly evolving with the times, these classic pendants are now offered with NEW Clear Seeded glass and in Satin Aluminum finish. Adjustable cloth cords allow for unlimited variations of hanging heights. All glass softly diffuse the light, each fixture comes with 54” of cuttable cord to customize the installation exactly to your needs. Easily convert every piece in the collection to LED by purchasing LED replacement lamps sold separately. All fixtures are qualified and California Title 24 compliant and damp rated for use in sheltered, damp environments like bathrooms, covered patios or porches. | LINE VOLTAGE PENDANT | Leo - Hanging Globe | Pendants | Satin Aluminum | 4 | Aluminum |  |  |  | Smooth White Glass | 1 Medium A19 100w |  | 1 | No | [14 empty] | 0 | [12 empty] | 31.48 | 62.96 | 94.44 | D:8'' H:8 1/2'' O:56'' | 2 | 8 |  |  | 8.5 | Center Lock-Up |  |  | 56 |  |  |  | No |  | No | [20 empty] | D:5'' DP:1'' |  |  |  |  | 54 | Black |  |  | Hardwired | 0 | 0 | 0 | 0 | 1 | 0 | 0 | 1 | 0 | 0 | 0 | 785652024917 | 10.75 | 8.5 | 8.5 | 2.1 | 0.449 | 175 | Yes | 3 | 10785652024914 | 27.5 | 12 | 10 | 7.6 | 1.91 | Yes | UL Damp | cUL Damp | HANGING GLOBE 1L PEND-04 | One Light Pendant |  | 601891S-04.jpg | 601891S.jpg
6018-15 | One Light Pendant | While hanging globes are one of lighting's hottest trends, Sea Gull's timeless Leo Collection has been around for 50 years! Constantly evolving with the times, these classic pendants are now offered with NEW Clear Seeded glass and in Satin Aluminum finish. Adjustable cloth cords allow for unlimited variations of hanging heights. All glass softly diffuse the light, each fixture comes with 54” of cuttable cord to customize the installation exactly to your needs. Easily convert every piece in the collection to LED by purchasing LED replacement lamps sold separately. All fixtures are qualified and California Title 24 compliant and damp rated for use in sheltered, damp environments like bathrooms, covered patios or porches. | LINE VOLTAGE PENDANT | Leo - Hanging Globe | Pendants | White | 15 | Steel |  |  |  | Smooth White Glass | 1 Medium A19 100w |  | 1 | No | [14 empty] | 0 | [12 empty] | 32.98 | 65.96 | 98.94 | D:8'' H:8 1/2'' O:56'' | 2 | 8 |  |  | 8.5 | Center Lock-Up |  |  | 56 |  |  |  | No |  | No | [20 empty] | D:5'' DP:1'' |  |  |  |  | 54 | White |  | N/A | Hardwired | 0 | 0 | 0 | 0 | 1 | 0 | 0 | 1 | 0 | 0 | 0 | 785652601859 | 13.4 | 8.8 | 8.7 | 2.6 | 0.594 | 175 | Yes | 3 | 10785652601856 | 26.6 | 13.9 | 9.2 | 9.39 | 1.969 | Yes | UL Damp | cUL Damp | HANGING GLOBE 1L PEND-15 | One Light Pendant |  | 601891S-15.jpg | 601891S.jpg
6018-848 | One Light Pendant | While hanging globes are one of lighting's hottest trends, Sea Gull's timeless Leo Collection has been around for 50 years! Constantly evolving with the times, these classic pendants are now offered with NEW Clear Seeded glass and in Satin Aluminum finish. Adjustable cloth cords allow for unlimited variations of hanging heights. All glass softly diffuse the light, each fixture comes with 54” of cuttable cord to customize the installation exactly to your needs. Easily convert every piece in the collection to LED by purchasing LED replacement lamps sold separately. All fixtures are qualified and California Title 24 compliant and damp rated for use in sheltered, damp environments like bathrooms, covered patios or porches. | LINE VOLTAGE PENDANT | Leo - Hanging Globe | Pendants | Satin Bronze | 848 | Steel | Smooth White Glass | D:8" H:7.25" |  |  | 1 Medium A19 100w |  | 1 | No | [14 empty] | 0 | [12 empty] | 31.48 | 62.96 | 94.44 | D:8'' H:8 1/2'' O:56'' | 2 | 8 |  |  | 8.5 | Center Lock-Up |  |  | 56 |  |  |  | No |  | No | [20 empty] | D:5'' DP:1'' |  |  |  |  | 54 | Black |  |  | Hardwired | 0 | 0 | 0 | 0 | 1 | 0 | 0 | 1 | 0 | 0 | 0 | 785652070778 | 10.38 | 8.5 | 8.5 | 2.1 | 0.434 | 175 | Yes | 3 | 10785652070775 | 27.25 | 12.25 | 10 | 7.6 | 1.932 | Yes | UL Damp | cUL Damp | LEO H.G. 1L SM PEND-848 | One Light Pendant |  | 6018-848.jpg | 6018.jpg
601893S-04 | Small LED Pendant | While hanging globes are one of lighting's hottest trends, Sea Gull's timeless Leo Collection has been around for 50 years! Constantly evolving with the times, these classic pendants are now offered with NEW Clear Seeded glass and in Satin Aluminum finish. Adjustable cloth cords allow for unlimited variations of hanging heights. All glass softly diffuse the light, each fixture comes with 54” of cuttable cord to customize the installation exactly to your needs. Easily convert every piece in the collection to LED by purchasing LED replacement lamps sold separately. All fixtures are qualified and California Title 24 compliant and damp rated for use in sheltered, damp environments like bathrooms, covered patios or porches. | LINE VOLTAGE PENDANT | Leo - Hanging Globe | Pendants | Satin Aluminum | 4 | Aluminum | Smooth White Glass | D:8" H:7.25" |  |  |  |  | 1 | No | 700 | 3000 | 90 | 9 | 120 | 19 - Integrated | MODS - Modules |  | 5 | 100 | LED | 9 | 9 | 50000 | 0 | [12 empty] | 53.45 | 106.9 | 160.35 | D:8'' H:8 1/2'' O:56'' | 2 | 8 |  |  | 8.5 | Center Lock-Up |  |  | 56 |  |  |  | No |  | No | [20 empty] | D:5'' DP:1'' |  |  |  |  | 54 | Black |  |  | Hardwired | 0 | 0 | 0 | 0 | 1 | 0 | 0 | 0 | 0 | 0 | 0 | 785652064630 | 10.75 | 9 | 9.5 | 3 | 0.532 | 175 | Yes | 4 | 10785652064637 | 22.75 | 10 | 19 | 13.4 | 2.501 | Yes | UL Damp | cUL Damp | HANGING GLOBE LED PEND-04 | Small LED Pendant |  | 601893S-04.jpg | 601891s.jpg
601893S-15 | Small LED Pendant | While hanging globes are one of lighting's hottest trends, Sea Gull's timeless Leo Collection has been around for 50 years! Constantly evolving with the times, these classic pendants are now offered with NEW Clear Seeded glass and in Satin Aluminum finish. Adjustable cloth cords allow for unlimited variations of hanging heights. All glass softly diffuse the light, each fixture comes with 54” of cuttable cord to customize the installation exactly to your needs. Easily convert every piece in the collection to LED by purchasing LED replacement lamps sold separately. All fixtures are qualified and California Title 24 compliant and damp rated for use in sheltered, damp environments like bathrooms, covered patios or porches. | LINE VOLTAGE PENDANT | Leo - Hanging Globe | Pendants | White | 15 | Aluminum | Smooth White Glass | D:8" H:7.25" |  |  |  |  | 1 | No | 700 | 3000 | 90 | 9 | 120 | 19 - Integrated | MODS - Modules |  | 5 | 100 | LED | 9 | 9 | 50000 | 0 | [12 empty] | 53.45 | 106.9 | 160.35 | D:8'' H:8 1/2'' O:56'' | 2 | 8 |  |  | 8.5 | Center Lock-Up |  |  | 56 |  |  |  | No |  | No | [20 empty] | D:5'' DP:1'' |  |  |  |  | 54 | White |  |  | Hardwired | 0 | 0 | 0 | 0 | 1 | 0 | 0 | 0 | 0 | 0 | 0 | 785652064647 | 10.75 | 9.5 | 9 | 3 | 0.532 | 175 | Yes | 4 | 10785652064644 | 22.75 | 10 | 19 | 13.4 | 2.501 | Yes | UL Damp | cUL Damp | HANGING GLOBE LED PEND-15 | Small LED Pendant |  | 601893S-15.jpg | 601891S.jpg
601893S-848 | Small LED Pendant | While hanging globes are one of lighting's hottest trends, Sea Gull's timeless Leo Collection has been around for 50 years! Constantly evolving with the times, these classic pendants are now offered with NEW Clear Seeded glass and in Satin Aluminum finish. Adjustable cloth cords allow for unlimited variations of hanging heights. All glass softly diffuse the light, each fixture comes with 54” of cuttable cord to customize the installation exactly to your needs. Easily convert every piece in the collection to LED by purchasing LED replacement lamps sold separately. All fixtures are qualified and California Title 24 compliant and damp rated for use in sheltered, damp environments like bathrooms, covered patios or porches. | LINE VOLTAGE PENDANT | Leo - Hanging Globe | Pendants | Satin Bronze | 848 | Aluminum | Smooth White Glass | D:8" H:7.25" |  |  |  |  | 1 | No | 700 | 3000 | 90 | 9 | 120 | 19 - Integrated | MODS - Modules |  | 5 | 100 | LED | 9 | 9 | 50000 | 0 | [12 empty] | 55.98 | 111.96 | 167.94 | D:8'' H:8 1/2'' O:56'' | 2 | 8 |  |  | 8.5 | Center Lock-Up |  |  | 56 |  |  |  | No |  | No | [20 empty] | D:5'' DP:1'' |  |  |  |  | 54 | Black |  |  | Hardwired | 0 | 0 | 0 | 0 | 1 | 0 | 0 | 0 | 0 | 0 | 0 | 785652070785 | 10.58 | 9.38 | 9.25 | 2.6 | 0.531 | 175 | Yes | 4 | 10785652070782 | 22.5 | 19.18 | 10.18 | 11.5 | 2.542 | Yes | UL Damp | cUL Damp | LEO H.G. LED SM PEND-848 | Small LED Pendant |  | 601893S-848.jpg | 601891S.jpg
6018EN3-04 | One Light Pendant | While hanging globes are one of lighting's hottest trends, Sea Gull's timeless Leo Collection has been around for 50 years! Constantly evolving with the times, these classic pendants are now offered with NEW Clear Seeded glass and in Satin Aluminum finish. Adjustable cloth cords allow for unlimited variations of hanging heights. All glass softly diffuse the light, each fixture comes with 54” of cuttable cord to customize the installation exactly to your needs. Easily convert every piece in the collection to LED by purchasing LED replacement lamps sold separately. All fixtures are qualified and California Title 24 compliant and damp rated for use in sheltered, damp environments like bathrooms, covered patios or porches. | LINE VOLTAGE PENDANT | Leo - Hanging Globe | Pendants | Satin Aluminum | 4 | Aluminum |  |  |  | Smooth White Glass | 1 Medium A19 9.3w |  | 1 | Yes | [14 empty] | 0 | [12 empty] | 37.98 | 75.96 | 113.94 | D:8'' H:8 1/2'' O:56'' | 2 | 8 |  |  | 8.5 | Center Lock-Up |  |  | 56 |  |  |  | No |  | No | [20 empty] | D:5'' DP:1'' |  |  |  |  | 54 | Black |  |  | Hardwired | 0 | 0 | 0 | 1 | 1 | 0 | 0 | 0 | 0 | 0 | 0 | 785652050411 | 10.75 | 8.5 | 8.5 | 2.1 | 0.449 | 175 | Yes | 3 | 10785652050418 | 27.5 | 12 | 10 | 7.6 | 1.91 | Yes | UL Damp | cUL Damp | HANGING GLOBE 1L PEND-04 | One Light Pendant |  | 6018EN3-04.jpg | 601891s.jpg
6018EN3-15 | One Light Pendant | While hanging globes are one of lighting's hottest trends, Sea Gull's timeless Leo Collection has been around for 50 years! Constantly evolving with the times, these classic pendants are now offered with NEW Clear Seeded glass and in Satin Aluminum finish. Adjustable cloth cords allow for unlimited variations of hanging heights. All glass softly diffuse the light, each fixture comes with 54” of cuttable cord to customize the installation exactly to your needs. Easily convert every piece in the collection to LED by purchasing LED replacement lamps sold separately. All fixtures are qualified and California Title 24 compliant and damp rated for use in sheltered, damp environments like bathrooms, covered patios or porches. | LINE VOLTAGE PENDANT | Leo - Hanging Globe | Pendants | White | 15 | Steel |  |  |  | Smooth White Glass | 1 Medium A19 9.3w |  | 1 | Yes | [14 empty] | 0 | [12 empty] | 37.98 | 75.96 | 113.94 | D:8'' H:8 1/2'' O:56'' | 2 | 8 |  |  | 8.5 | Center Lock-Up |  |  | 56 |  |  |  | No |  | No | [20 empty] | D:5'' DP:1'' |  |  |  |  | 54 | White |  | N/A | Hardwired | 0 | 0 | 0 | 1 | 1 | 0 | 0 | 0 | 0 | 0 | 0 | 785652050428 | 13.4 | 8.8 | 8.7 | 2.6 | 0.594 | 175 | Yes | 3 | 10785652050425 | 26.6 | 13.9 | 9.2 | 9.4 | 1.969 | Yes | UL Damp | cUL Damp | HANGING GLOBE 1L PEND-15 | One Light Pendant |  | 6018EN3-15.jpg | 601891s.jpg
6018EN3-848 | One Light Pendant | While hanging globes are one of lighting's hottest trends, Sea Gull's timeless Leo Collection has been around for 50 years! Constantly evolving with the times, these classic pendants are now offered with NEW Clear Seeded glass and in Satin Aluminum finish. Adjustable cloth cords allow for unlimited variations of hanging heights. All glass softly diffuse the light, each fixture comes with 54” of cuttable cord to customize the installation exactly to your needs. Easily convert every piece in the collection to LED by purchasing LED replacement lamps sold separately. All fixtures are qualified and California Title 24 compliant and damp rated for use in sheltered, damp environments like bathrooms, covered patios or porches. | LINE VOLTAGE PENDANT | Leo - Hanging Globe | Pendants | Satin Bronze | 848 | Steel | Smooth White Glass | D:8" H:7.25" |  |  | 1 Medium A19 9.3w |  | 1 | Yes | [14 empty] | 0 | [12 empty] | 37.98 | 75.96 | 113.94 | D:8'' H:8 1/2'' O:56'' | 2 | 8 |  |  | 8.5 | Center Lock-Up |  |  | 56 |  |  |  | No |  | No | [20 empty] | D:5'' DP:1'' |  |  |  |  | 54 | Black |  |  | Hardwired | 0 | 0 | 0 | 1 | 1 | 0 | 0 | 0 | 0 | 0 | 0 | 785652072413 | 10.38 | 8.5 | 8.5 | 2.1 | 0.434 | 175 | Yes | 3 | 10785652072410 | 27.25 | 12.25 | 10 | 7.6 | 1.932 | Yes | UL Damp | cUL Damp | LEO H.G. 1L LED SM PEND-848 | One Light Pendant |  | 6018EN3-848.jpg | 6018.jpg
6020-04 | One Light Pendant | While hanging globes are one of lighting's hottest trends, Sea Gull's timeless Leo Collection has been around for 50 years! Constantly evolving with the times, these classic pendants are now offered with NEW Clear Seeded glass and in Satin Aluminum finish. Adjustable cloth cords allow for unlimited variations of hanging heights. All glass softly diffuse the light, each fixture comes with 54” of cuttable cord to customize the installation exactly to your needs. Easily convert every piece in the collection to LED by purchasing LED replacement lamps sold separately. All fixtures are qualified and California Title 24 compliant and damp rated for use in sheltered, damp environments like bathrooms, covered patios or porches. | LINE VOLTAGE PENDANT | Leo - Hanging Globe | Pendants | Satin Aluminum | 4 | Aluminum |  |  |  | Smooth White Glass | 1 Medium A19 150w |  | 1 | No | [14 empty] | 0 | [12 empty] | 42.98 | 85.96 | 128.94 | D:10'' H:10 3/4'' O:58'' | 2.9 | 10 |  |  | 10.75 | Center Lock-Up |  |  | 58 |  |  |  | No |  | No | [20 empty] | D:5'' DP:1'' |  |  |  |  | 54 | Black |  |  | Hardwired | 0 | 0 | 0 | 0 | 1 | 0 | 0 | 1 | 0 | 0 | 0 | 785652024924 | 14.25 | 12.25 | 12.25 | 3.8 | 1.237 | 250 | Yes | [8 empty] | UL Damp | cUL Damp | HANGING GLOBE 1L PEND-04 | One Light Pendant |  | 602091S-04.jpg | 602091S.jpg
6020-15 | One Light Pendant | While hanging globes are one of lighting's hottest trends, Sea Gull's timeless Leo Collection has been around for 50 years! Constantly evolving with the times, these classic pendants are now offered with NEW Clear Seeded glass and in Satin Aluminum finish. Adjustable cloth cords allow for unlimited variations of hanging heights. All glass softly diffuse the light, each fixture comes with 54” of cuttable cord to customize the installation exactly to your needs. Easily convert every piece in the collection to LED by purchasing LED replacement lamps sold separately. All fixtures are qualified and California Title 24 compliant and damp rated for use in sheltered, damp environments like bathrooms, covered patios or porches. | LINE VOLTAGE PENDANT | Leo - Hanging Globe | Pendants | White | 15 | Steel |  |  |  | Smooth White Glass | 1 Medium A19 150w |  | 1 | No | [14 empty] | 0 | [12 empty] | 45.48 | 90.96 | 136.44 | D:10'' H:10 3/4'' O:58'' | 2.9 | 10 |  |  | 10.75 | Center Lock-Up |  |  | 58 |  |  |  | No |  | No | [20 empty] | D:5'' DP:1'' |  |  |  |  | 54 | White |  | N/A | Hardwired | 0 | 0 | 0 | 0 | 1 | 0 | 0 | 1 | 0 | 0 | 0 | 785652602054 | 14.25 | 12.25 | 12.25 | 3.8 | 1.237 | 250 | Yes | [8 empty] | UL Damp | cUL Damp | HANGING GLOBE 1L PEND-15 | One Light Pendant |  | 6020-15.jpg | 602091S.jpg
6020-848 | One Light Pendant | While hanging globes are one of lighting's hottest trends, Sea Gull's timeless Leo Collection has been around for 50 years! Constantly evolving with the times, these classic pendants are now offered with NEW Clear Seeded glass and in Satin Aluminum finish. Adjustable cloth cords allow for unlimited variations of hanging heights. All glass softly diffuse the light, each fixture comes with 54” of cuttable cord to customize the installation exactly to your needs. Easily convert every piece in the collection to LED by purchasing LED replacement lamps sold separately. All fixtures are qualified and California Title 24 compliant and damp rated for use in sheltered, damp environments like bathrooms, covered patios or porches. | LINE VOLTAGE PENDANT | Leo - Hanging Globe | Pendants | Satin Bronze | 848 | Steel | Smooth White Glass | D:10" H:9.625" |  |  | 1 Medium A19 150w |  | 1 | No | [14 empty] | 0 | [12 empty] | 42.98 | 85.96 | 128.94 | D:10'' H:10 3/4'' O:58'' | 2.9 | 10 |  |  | 10.75 | Center Lock-Up |  |  | 58 |  |  |  | No |  | No | [20 empty] | D:5'' DP:1'' |  |  |  |  | 54 | White |  | N/A | Hardwired | 0 | 0 | 0 | 0 | 1 | 0 | 0 | 1 | 0 | 0 | 0 | 785652070792 | 14.25 | 12.5 | 12.5 | 3.8 | 1.289 | 250 | Yes | [8 empty] | UL Damp | cUL Damp | LEO H.G. 1L MD PEND-848 | One Light Pendant |  | 6020-848.jpg | 6020.jpg
602093S-04 | Medium LED Pendant | While hanging globes are one of lighting's hottest trends, Sea Gull's timeless Leo Collection has been around for 50 years! Constantly evolving with the times, these classic pendants are now offered with NEW Clear Seeded glass and in Satin Aluminum finish. Adjustable cloth cords allow for unlimited variations of hanging heights. All glass softly diffuse the light, each fixture comes with 54” of cuttable cord to customize the installation exactly to your needs. Easily convert every piece in the collection to LED by purchasing LED replacement lamps sold separately. All fixtures are qualified and California Title 24 compliant and damp rated for use in sheltered, damp environments like bathrooms, covered patios or porches. | LINE VOLTAGE PENDANT | Leo - Hanging Globe | Pendants | Satin Aluminum | 4 | Aluminum | Smooth White Glass | D:10" H:9.625" |  |  |  |  | 1 | No | 1000 | 3000 | 90 | 14 | 120 | 19 - Integrated | MODS - Modules |  | 5 | 100 | LED | 14 | 14 | 50000 | 0 | [12 empty] | 67.48 | 134.96 | 202.44 | D:10'' H:10 3/4'' O:58'' | 2.9 | 10 |  |  | 10.75 | Center Lock-Up |  |  | 58 |  |  |  | No |  | No | [20 empty] | D:5'' DP:1'' |  |  |  |  | 54 | Black |  |  | Hardwired | 0 | 0 | 0 | 0 | 1 | 0 | 0 | 0 | 0 | 0 | 0 | 785652064654 | 13 | 12 | 12 | 3.3 | 1.083 | 250 | Yes | [8 empty] | UL Damp | cUL Damp | HANGING GLOBE LED PEND-04 | Medium LED Pendant |  | 602093S-04.jpg | 602091S.jpg
602093S-15 | Medium LED Pendant | While hanging globes are one of lighting's hottest trends, Sea Gull's timeless Leo Collection has been around for 50 years! Constantly evolving with the times, these classic pendants are now offered with NEW Clear Seeded glass and in Satin Aluminum finish. Adjustable cloth cords allow for unlimited variations of hanging heights. All glass softly diffuse the light, each fixture comes with 54” of cuttable cord to customize the installation exactly to your needs. Easily convert every piece in the collection to LED by purchasing LED replacement lamps sold separately. All fixtures are qualified and California Title 24 compliant and damp rated for use in sheltered, damp environments like bathrooms, covered patios or porches. | LINE VOLTAGE PENDANT | Leo - Hanging Globe | Pendants | White | 15 | Aluminum | Smooth White Glass | D:10" H:9.625" |  |  |  |  | 1 | No | 1000 | 3000 | 90 | 14 | 120 | 19 - Integrated | MODS - Modules |  | 5 | 100 | LED | 14 | 14 | 50000 | 0 | [12 empty] | 67.48 | 134.96 | 202.44 | D:10'' H:10 3/4'' O:58'' | 2.9 | 10 |  |  | 10.75 | Center Lock-Up |  |  | 58 |  |  |  | No |  | No | [20 empty] | D:5'' DP:1'' |  |  |  |  | 54 | White |  |  | Hardwired | 0 | 0 | 0 | 0 | 1 | 0 | 0 | 0 | 0 | 0 | 0 | 785652064661 | 13 | 11.75 | 11.75 | 3.5 | 1.039 | 250 | Yes | [8 empty] | UL Damp | cUL Damp | HANGING GLOBE LED PEND-15 | Medium LED Pendant |  | 602093S-15.jpg | 602091S.jpg
602093S-848 | Medium LED Pendant | While hanging globes are one of lighting's hottest trends, Sea Gull's timeless Leo Collection has been around for 50 years! Constantly evolving with the times, these classic pendants are now offered with NEW Clear Seeded glass and in Satin Aluminum finish. Adjustable cloth cords allow for unlimited variations of hanging heights. All glass softly diffuse the light, each fixture comes with 54” of cuttable cord to customize the installation exactly to your needs. Easily convert every piece in the collection to LED by purchasing LED replacement lamps sold separately. All fixtures are qualified and California Title 24 compliant and damp rated for use in sheltered, damp environments like bathrooms, covered patios or porches. | LINE VOLTAGE PENDANT | Leo - Hanging Globe | Pendants | Satin Bronze | 848 | Aluminum | Smooth White Glass | D:10" H:9.625" |  |  |  |  | 1 | No | 1000 | 3000 | 90 | 14 | 120 | 19 - Integrated | MODS - Modules |  | 5 | 100 | LED | 14 | 14 | 50000 | 0 | [12 empty] | 67.48 | 134.96 | 202.44 | D:10'' H:10 3/4'' O:58'' | 2.9 | 10 |  |  | 10.75 | Center Lock-Up |  |  | 58 |  |  |  | No |  | No | [20 empty] | D:5'' DP:1'' |  |  |  |  | 54 | Black |  |  | Hardwired | 0 | 0 | 0 | 0 | 1 | 0 | 0 | 0 | 0 | 0 | 0 | 785652070808 | 13 | 12 | 11.75 | 3.5 | 1.061 | 250 | Yes | [8 empty] | UL Damp | cUL Damp | LEO H.G. LED MD PEND-848 | Medium LED Pendant |  | 602093S-848.jpg | 602091S.jpg
6020EN3-04 | One Light Pendant | While hanging globes are one of lighting's hottest trends, Sea Gull's timeless Leo Collection has been around for 50 years! Constantly evolving with the times, these classic pendants are now offered with NEW Clear Seeded glass and in Satin Aluminum finish. Adjustable cloth cords allow for unlimited variations of hanging heights. All glass softly diffuse the light, each fixture comes with 54” of cuttable cord to customize the installation exactly to your needs. Easily convert every piece in the collection to LED by purchasing LED replacement lamps sold separately. All fixtures are qualified and California Title 24 compliant and damp rated for use in sheltered, damp environments like bathrooms, covered patios or porches. | LINE VOLTAGE PENDANT | Leo - Hanging Globe | Pendants | Satin Aluminum | 4 | Aluminum |  |  |  | Smooth White Glass | 1 Medium A19 9.3w |  | 1 | Yes | [14 empty] | 0 | [12 empty] | 49.98 | 99.96 | 149.94 | D:10'' H:10 3/4'' O:58'' | 2.9 | 10 |  |  | 10.75 | Center Lock-Up |  |  | 58 |  |  |  | No |  | No | [20 empty] | D:5'' DP:1'' |  |  |  |  | 54 | Black |  |  | Hardwired | 0 | 0 | 0 | 1 | 1 | 0 | 0 | 0 | 0 | 0 | 0 | 785652050435 | 14.25 | 12.25 | 12.25 | 3.8 | 1.237 | 250 | Yes | [8 empty] | UL Damp | cUL Damp | HANGING GLOBE 1L PEND-04 | One Light Pendant |  | 6020EN3-04.jpg | 6020EN3.jpg
6020EN3-15 | One Light Pendant | While hanging globes are one of lighting's hottest trends, Sea Gull's timeless Leo Collection has been around for 50 years! Constantly evolving with the times, these classic pendants are now offered with NEW Clear Seeded glass and in Satin Aluminum finish. Adjustable cloth cords allow for unlimited variations of hanging heights. All glass softly diffuse the light, each fixture comes with 54” of cuttable cord to customize the installation exactly to your needs. Easily convert every piece in the collection to LED by purchasing LED replacement lamps sold separately. All fixtures are qualified and California Title 24 compliant and damp rated for use in sheltered, damp environments like bathrooms, covered patios or porches. | LINE VOLTAGE PENDANT | Leo - Hanging Globe | Pendants | White | 15 | Steel |  |  |  | Smooth White Glass | 1 Medium A19 9.3w |  | 1 | Yes | [14 empty] | 0 | [12 empty] | 49.98 | 99.96 | 149.94 | D:10'' H:10 3/4'' O:58'' | 2.9 | 10 |  |  | 10.75 | Center Lock-Up |  |  | 58 |  |  |  | No |  | No | [20 empty] | D:5'' DP:1'' |  |  |  |  | 54 | White |  | N/A | Hardwired | 0 | 0 | 0 | 1 | 1 | 0 | 0 | 0 | 0 | 0 | 0 | 785652050442 | 14.25 | 12.25 | 12.25 | 3.8 | 1.237 | 250 | Yes | [8 empty] | UL Damp | cUL Damp | HANGING GLOBE 1L PEND-15 | One Light Pendant |  | 6020EN3-15.jpg | 6020.jpg
6020EN3-848 | One Light Pendant | While hanging globes are one of lighting's hottest trends, Sea Gull's timeless Leo Collection has been around for 50 years! Constantly evolving with the times, these classic pendants are now offered with NEW Clear Seeded glass and in Satin Aluminum finish. Adjustable cloth cords allow for unlimited variations of hanging heights. All glass softly diffuse the light, each fixture comes with 54” of cuttable cord to customize the installation exactly to your needs. Easily convert every piece in the collection to LED by purchasing LED replacement lamps sold separately. All fixtures are qualified and California Title 24 compliant and damp rated for use in sheltered, damp environments like bathrooms, covered patios or porches. | LINE VOLTAGE PENDANT | Leo - Hanging Globe | Pendants | Satin Bronze | 848 | Steel | Smooth White Glass | D:10" H:9.625" |  |  | 1 Medium A19 9.3w |  | 1 | Yes | [14 empty] | 0 | [12 empty] | 49.98 | 99.96 | 149.94 | D:10'' H:10 3/4'' O:58'' | 2.9 | 10 |  |  | 10.75 | Center Lock-Up |  |  | 58 |  |  |  | No |  | No | [20 empty] | D:5'' DP:1'' |  |  |  |  | 54 | White |  | N/A | Hardwired | 0 | 0 | 0 | 1 | 1 | 0 | 0 | 0 | 0 | 0 | 0 | 785652072420 | 14.25 | 12.5 | 12.5 | 3.8 | 1.289 | 250 | Yes | [8 empty] | UL Damp | cUL Damp | LEO H.G. 1L LED MD PEND-848 | One Light Pendant |  | 6020EN3-848.jpg | 6020.jpg
6022-04 | One Light Pendant | While hanging globes are one of lighting's hottest trends, Sea Gull's timeless Leo Collection has been around for 50 years! Constantly evolving with the times, these classic pendants are now offered with NEW Clear Seeded glass and in Satin Aluminum finish. Adjustable cloth cords allow for unlimited variations of hanging heights. All glass softly diffuse the light, each fixture comes with 54” of cuttable cord to customize the installation exactly to your needs. Easily convert every piece in the collection to LED by purchasing LED replacement lamps sold separately. All fixtures are qualified and California Title 24 compliant and damp rated for use in sheltered, damp environments like bathrooms, covered patios or porches. | LINE VOLTAGE PENDANT | Leo - Hanging Globe | Pendants | Satin Aluminum | 4 | Aluminum |  |  |  | Smooth White Glass | 1 Medium A19 150w |  | 1 | No | [14 empty] | 0 | [12 empty] | 56.48 | 112.96 | 169.44 | D:12'' H:12 1/2'' O:60'' | 4.1 | 12 |  |  | 12.5 | Center Lock-Up |  |  | 60 |  |  |  | No |  | No | [20 empty] | D:5'' DP:1'' |  |  |  |  | 54 | Black |  |  | Hardwired | 0 | 0 | 0 | 0 | 1 | 0 | 0 | 1 | 0 | 0 | 0 | 785652024931 | 16.25 | 14.25 | 14.25 | 5.1 | 1.91 | 250 | Yes | [8 empty] | UL Damp | cUL Damp | HANGING GLOBE 1L PEND-04 | One Light Pendant |  | 602291S-04.jpg | 602291S.jpg
6022-15 | One Light Pendant | While hanging globes are one of lighting's hottest trends, Sea Gull's timeless Leo Collection has been around for 50 years! Constantly evolving with the times, these classic pendants are now offered with NEW Clear Seeded glass and in Satin Aluminum finish. Adjustable cloth cords allow for unlimited variations of hanging heights. All glass softly diffuse the light, each fixture comes with 54” of cuttable cord to customize the installation exactly to your needs. Easily convert every piece in the collection to LED by purchasing LED replacement lamps sold separately. All fixtures are qualified and California Title 24 compliant and damp rated for use in sheltered, damp environments like bathrooms, covered patios or porches. | LINE VOLTAGE PENDANT | Leo - Hanging Globe | Pendants | White | 15 | Steel |  |  |  | Smooth White Glass | 1 Medium A19 150w |  | 1 | No | [14 empty] | 0 | [12 empty] | 60.48 | 120.96 | 181.44 | D:12'' H:12 1/2'' O:60'' | 4.1 | 12 |  |  | 12.5 | Center Lock-Up |  |  | 60 |  |  |  | No |  | No | [20 empty] | D:5'' DP:1'' |  |  |  |  | 54 | White |  | N/A | Hardwired | 0 | 0 | 0 | 0 | 1 | 0 | 0 | 1 | 0 | 0 | 0 | 785652602252 | 16.25 | 14.25 | 14.25 | 5.1 | 1.91 | 250 | Yes | [8 empty] | UL Damp | cUL Damp | HANGING GLOBE 1L PEND-15 | One Light Pendant |  | 6022-15.jpg | 602291S.jpg
6022-848 | One Light Pendant | While hanging globes are one of lighting's hottest trends, Sea Gull's timeless Leo Collection has been around for 50 years! Constantly evolving with the times, these classic pendants are now offered with NEW Clear Seeded glass and in Satin Aluminum finish. Adjustable cloth cords allow for unlimited variations of hanging heights. All glass softly diffuse the light, each fixture comes with 54” of cuttable cord to customize the installation exactly to your needs. Easily convert every piece in the collection to LED by purchasing LED replacement lamps sold separately. All fixtures are qualified and California Title 24 compliant and damp rated for use in sheltered, damp environments like bathrooms, covered patios or porches. | LINE VOLTAGE PENDANT | Leo - Hanging Globe | Pendants | Satin Bronze | 848 | Steel | Smooth White Glass | D:12" H:11.1875" |  |  | 1 Medium A19 150w |  | 1 | No | [14 empty] | 0 | [12 empty] | 56.48 | 112.96 | 169.44 | D:12'' H:12 1/2'' O:60'' | 4.1 | 12 |  |  | 12.5 | Center Lock-Up |  |  | 60 |  |  |  | No |  | No | [20 empty] | D:5'' DP:1'' |  |  |  |  | 54 | Black |  |  | Hardwired | 0 | 0 | 0 | 0 | 1 | 0 | 0 | 1 | 0 | 0 | 0 | 785652070815 | 16 | 14.38 | 14.38 | 5.2 | 1.915 | 250 | Yes | [8 empty] | UL Damp | cUL Damp | LEO H.G. 1L LG PEND-848 | One Light Pendant |  | 6022-848.jpg | 6022.jpg
602293S-04 | Large LED Pendant | While hanging globes are one of lighting's hottest trends, Sea Gull's timeless Leo Collection has been around for 50 years! Constantly evolving with the times, these classic pendants are now offered with NEW Clear Seeded glass and in Satin Aluminum finish. Adjustable cloth cords allow for unlimited variations of hanging heights. All glass softly diffuse the light, each fixture comes with 54” of cuttable cord to customize the installation exactly to your needs. Easily convert every piece in the collection to LED by purchasing LED replacement lamps sold separately. All fixtures are qualified and California Title 24 compliant and damp rated for use in sheltered, damp environments like bathrooms, covered patios or porches. | LINE VOLTAGE PENDANT | Leo - Hanging Globe | Pendants | Satin Aluminum | 4 | Aluminum | Smooth White Glass | D:12" H:11.1875" |  |  |  |  | 1 | No | 1000 | 3000 | 90 | 14 | 120 | 19 - Integrated | MODS - Modules |  | 5 | 100 | LED | 14 | 14 | 50000 | 0 | [12 empty] | 80.98 | 161.96 | 242.94 | D:12'' H:12 1/2'' O:60'' | 4.2 | 12 |  |  | 12.5 | Center Lock-Up |  |  | 60 |  |  |  | No |  | No | [20 empty] | D:5'' DP:1'' |  |  |  |  | 54 | Black |  |  | Hardwired | 0 | 0 | 0 | 0 | 1 | 0 | 0 | 0 | 0 | 0 | 0 | 785652064678 | 15.5 | 13.75 | 14 | 5.1 | 1.727 | 250 | Yes | [8 empty] | UL Damp | cUL Damp | HANGING GLOBE LED LEND-04 | Large LED Pendant |  | 602293S-04.jpg | 602291S.jpg
602293S-15 | Large LED Pendant | While hanging globes are one of lighting's hottest trends, Sea Gull's timeless Leo Collection has been around for 50 years! Constantly evolving with the times, these classic pendants are now offered with NEW Clear Seeded glass and in Satin Aluminum finish. Adjustable cloth cords allow for unlimited variations of hanging heights. All glass softly diffuse the light, each fixture comes with 54” of cuttable cord to customize the installation exactly to your needs. Easily convert every piece in the collection to LED by purchasing LED replacement lamps sold separately. All fixtures are qualified and California Title 24 compliant and damp rated for use in sheltered, damp environments like bathrooms, covered patios or porches. | LINE VOLTAGE PENDANT | Leo - Hanging Globe | Pendants | White | 15 | Aluminum | Smooth White Glass | D:12" H:11.1875" |  |  |  |  | 1 | No | 1000 | 3000 | 90 | 14 | 120 | 19 - Integrated | MODS - Modules |  | 5 | 100 | LED | 14 | 14 | 50000 | 0 | [12 empty] | 80.98 | 161.96 | 242.94 | D:12'' H:12 1/2'' O:60'' | 4.2 | 12 |  |  | 12.5 | Center Lock-Up |  |  | 60 |  |  |  | No |  | No | [20 empty] | D:5'' DP:1'' |  |  |  |  | 54 | White |  |  | Hardwired | 0 | 0 | 0 | 0 | 1 | 0 | 0 | 0 | 0 | 0 | 0 | 785652064685 | 15.5 | 13.75 | 14 | 5.1 | 1.727 | 250 | Yes | [8 empty] | UL Damp | cUL Damp | HANGING GLOBE LED LEND-15 | Large LED Pendant |  | 602293S-15.jpg | 602291S.jpg
602293S-848 | Large LED Pendant | While hanging globes are one of lighting's hottest trends, Sea Gull's timeless Leo Collection has been around for 50 years! Constantly evolving with the times, these classic pendants are now offered with NEW Clear Seeded glass and in Satin Aluminum finish. Adjustable cloth cords allow for unlimited variations of hanging heights. All glass softly diffuse the light, each fixture comes with 54” of cuttable cord to customize the installation exactly to your needs. Easily convert every piece in the collection to LED by purchasing LED replacement lamps sold separately. All fixtures are qualified and California Title 24 compliant and damp rated for use in sheltered, damp environments like bathrooms, covered patios or porches. | LINE VOLTAGE PENDANT | Leo - Hanging Globe | Pendants | Satin Bronze | 848 | Aluminum | Smooth White Glass | D:12" H:11.1875" |  |  |  |  | 1 | No | 1000 | 3000 | 90 | 14 | 120 | 19 - Integrated | MODS - Modules |  | 5 | 100 | LED | 14 | 14 | 50000 | 0 | [12 empty] | 80.98 | 161.96 | 242.94 | D:12'' H:12 1/2'' O:60'' | 4.2 | 12 |  |  | 12.5 | Center Lock-Up |  |  | 60 |  |  |  | No |  | No | [20 empty] | D:5'' DP:1'' |  |  |  |  | 54 | Black |  |  | Hardwired | 0 | 0 | 0 | 0 | 1 | 0 | 0 | 0 | 0 | 0 | 0 | 785652070822 | 15.25 | 14 | 14 | 4.8 | 1.73 | 250 | Yes | [8 empty] | UL Damp | cUL Damp | LEO H.G. LED LG LEND-848 | Large LED Pendant |  | 602293S-848.jpg | 602291S.jpg
6022EN3-04 | One Light Pendant | While hanging globes are one of lighting's hottest trends, Sea Gull's timeless Leo Collection has been around for 50 years! Constantly evolving with the times, these classic pendants are now offered with NEW Clear Seeded glass and in Satin Aluminum finish. Adjustable cloth cords allow for unlimited variations of hanging heights. All glass softly diffuse the light, each fixture comes with 54” of cuttable cord to customize the installation exactly to your needs. Easily convert every piece in the collection to LED by purchasing LED replacement lamps sold separately. All fixtures are qualified and California Title 24 compliant and damp rated for use in sheltered, damp environments like bathrooms, covered patios or porches. | LINE VOLTAGE PENDANT | Leo - Hanging Globe | Pendants | Satin Aluminum | 4 | Aluminum |  |  |  | Smooth White Glass | 1 Medium A19 9.3w |  | 1 | Yes | [14 empty] | 0 | [12 empty] | 64.48 | 128.96 | 193.44 | D:12'' H:12 1/2'' O:60'' | 4.1 | 12 |  |  | 12.5 | Center Lock-Up |  |  | 60 |  |  |  | No |  | No | [20 empty] | D:5'' DP:1'' |  |  |  |  | 54 | Black |  |  | Hardwired | 0 | 0 | 0 | 1 | 1 | 0 | 0 | 0 | 0 | 0 | 0 | 785652050459 | 16.25 | 14.25 | 14.25 | 5.1 | 1.91 | 250 | Yes | [8 empty] | UL Damp | cUL Damp | HANGING GLOBE 1L PEND-04 | One Light Pendant |  | 6022EN3-04.jpg | 6022.jpg
6022EN3-15 | One Light Pendant | While hanging globes are one of lighting's hottest trends, Sea Gull's timeless Leo Collection has been around for 50 years! Constantly evolving with the times, these classic pendants are now offered with NEW Clear Seeded glass and in Satin Aluminum finish. Adjustable cloth cords allow for unlimited variations of hanging heights. All glass softly diffuse the light, each fixture comes with 54” of cuttable cord to customize the installation exactly to your needs. Easily convert every piece in the collection to LED by purchasing LED replacement lamps sold separately. All fixtures are qualified and California Title 24 compliant and damp rated for use in sheltered, damp environments like bathrooms, covered patios or porches. | LINE VOLTAGE PENDANT | Leo - Hanging Globe | Pendants | White | 15 | Steel |  |  |  | Smooth White Glass | 1 Medium A19 9.3w |  | 1 | Yes | [14 empty] | 0 | [12 empty] | 64.48 | 128.96 | 193.44 | D:12'' H:12 1/2'' O:60'' | 4.1 | 12 |  |  | 12.5 | Center Lock-Up |  |  | 60 |  |  |  | No |  | No | [20 empty] | D:5'' DP:1'' |  |  |  |  | 54 | White |  | N/A | Hardwired | 0 | 0 | 0 | 1 | 1 | 0 | 0 | 0 | 0 | 0 | 0 | 785652050466 | 16.25 | 14.25 | 14.25 | 5.1 | 1.91 | 250 | Yes | [8 empty] | UL Damp | cUL Damp | HANGING GLOBE 1L PEND-15 | One Light Pendant |  | 6022EN3-15.jpg | 6022.jpg
6022EN3-848 | One Light Pendant | While hanging globes are one of lighting's hottest trends, Sea Gull's timeless Leo Collection has been around for 50 years! Constantly evolving with the times, these classic pendants are now offered with NEW Clear Seeded glass and in Satin Aluminum finish. Adjustable cloth cords allow for unlimited variations of hanging heights. All glass softly diffuse the light, each fixture comes with 54” of cuttable cord to customize the installation exactly to your needs. Easily convert every piece in the collection to LED by purchasing LED replacement lamps sold separately. All fixtures are qualified and California Title 24 compliant and damp rated for use in sheltered, damp environments like bathrooms, covered patios or porches. | LINE VOLTAGE PENDANT | Leo - Hanging Globe | Pendants | Satin Bronze | 848 | Steel | Smooth White Glass | D:12" H:11.1875" |  |  | 1 Medium A19 9.3w |  | 1 | Yes | [14 empty] | 0 | [12 empty] | 64.48 | 128.96 | 193.44 | D:12'' H:12 1/2'' O:60'' | 4.1 | 12 |  |  | 12.5 | Center Lock-Up |  |  | 60 |  |  |  | No |  | No | [20 empty] | D:5'' DP:1'' |  |  |  |  | 54 | Black |  |  | Hardwired | 0 | 0 | 0 | 1 | 1 | 0 | 0 | 0 | 0 | 0 | 0 | 785652072437 | 16 | 14.38 | 14.38 | 5.2 | 1.915 | 250 | Yes | [8 empty] | UL Damp | cUL Damp | LEO H.G. 1L LED LG PEND-848 | One Light Pendant |  | 6022EN3-848.jpg | 6022.jpg
6024-04 | One Light Pendant | While hanging globes are one of lighting's hottest trends, Sea Gull's timeless Leo Collection has been around for 50 years! Constantly evolving with the times, these classic pendants are now offered with NEW Clear Seeded glass and in Satin Aluminum finish. Adjustable cloth cords allow for unlimited variations of hanging heights. All glass softly diffuse the light, each fixture comes with 54” of cuttable cord to customize the installation exactly to your needs. Easily convert every piece in the collection to LED by purchasing LED replacement lamps sold separately. All fixtures are qualified and California Title 24 compliant and damp rated for use in sheltered, damp environments like bathrooms, covered patios or porches. | LINE VOLTAGE PENDANT | Leo - Hanging Globe | Pendants | Satin Aluminum | 4 | Aluminum |  |  |  | Smooth White Glass | 1 Medium A19 150w |  | 1 | No | [14 empty] | 0 | [12 empty] | 70.98 | 141.96 | 212.94 | D:14'' H:14 3/4'' O:62'' | 5.8 | 14 |  |  | 14.75 | Center Lock-Up |  |  | 62 |  |  |  | No |  | No | [20 empty] | D:5'' DP:1'' |  |  |  |  | 54 | Black |  |  | Hardwired | 0 | 0 | 0 | 0 | 1 | 0 | 0 | 1 | 0 | 0 | 0 | 785652024948 | 18.75 | 16.5 | 16.5 | 7.3 | 2.954 | 250 | Yes | [8 empty] | UL Damp | cUL Damp | HANGING GLOBE 1L PEND-04 | One Light Pendant |  | 602491S-04.jpg | 602491S.jpg
6024-15 | One Light Pendant | While hanging globes are one of lighting's hottest trends, Sea Gull's timeless Leo Collection has been around for 50 years! Constantly evolving with the times, these classic pendants are now offered with NEW Clear Seeded glass and in Satin Aluminum finish. Adjustable cloth cords allow for unlimited variations of hanging heights. All glass softly diffuse the light, each fixture comes with 54” of cuttable cord to customize the installation exactly to your needs. Easily convert every piece in the collection to LED by purchasing LED replacement lamps sold separately. All fixtures are qualified and California Title 24 compliant and damp rated for use in sheltered, damp environments like bathrooms, covered patios or porches. | LINE VOLTAGE PENDANT | Leo - Hanging Globe | Pendants | White | 15 | Steel |  |  |  | Smooth White Glass | 1 Medium A19 150w |  | 1 | No | [14 empty] | 0 | [12 empty] | 73.48 | 146.96 | 220.44 | D:14'' H:14 3/4'' O:62'' | 5.8 | 14 |  |  | 14.75 | Center Lock-Up |  |  | 62 |  |  |  | No |  | No | [20 empty] | D:5'' DP:1'' |  |  |  |  | 54 | White |  | N/A | Hardwired | 0 | 0 | 0 | 0 | 1 | 0 | 0 | 1 | 0 | 0 | 0 | 785652602450 | 18.75 | 16.5 | 16.5 | 7.3 | 2.954 | 250 | Yes | [8 empty] | UL Damp | cUL Damp | HANGING GLOBE 1L PEND-15 | One Light Pendant |  | 6024-15.jpg | 602491S.jpg
6024-848 | One Light Pendant | While hanging globes are one of lighting's hottest trends, Sea Gull's timeless Leo Collection has been around for 50 years! Constantly evolving with the times, these classic pendants are now offered with NEW Clear Seeded glass and in Satin Aluminum finish. Adjustable cloth cords allow for unlimited variations of hanging heights. All glass softly diffuse the light, each fixture comes with 54” of cuttable cord to customize the installation exactly to your needs. Easily convert every piece in the collection to LED by purchasing LED replacement lamps sold separately. All fixtures are qualified and California Title 24 compliant and damp rated for use in sheltered, damp environments like bathrooms, covered patios or porches. | LINE VOLTAGE PENDANT | Leo - Hanging Globe | Pendants | Satin Bronze | 848 | Steel | Smooth White Glass | D:14" H:13.375" |  |  | 1 Medium A19 150w |  | 1 | No | [14 empty] | 0 | [12 empty] | 70.98 | 141.96 | 212.94 | D:14'' H:14 3/4'' O:62'' | 5.8 | 14 |  |  | 14.75 | Center Lock-Up |  |  | 62 |  |  |  | No |  | No | [20 empty] | D:5'' DP:1'' |  |  |  |  | 54 | Black |  |  | Hardwired | 0 | 0 | 0 | 0 | 1 | 0 | 0 | 1 | 0 | 0 | 0 | 785652070839 | 18.25 | 16.58 | 16.58 | 6.5 | 2.903 | 250 | Yes | [8 empty] | UL Damp | cUL Damp | LEO H.G. 1L XL PEND-848 | One Light Pendant |  | 6024-848.jpg | 6024.jpg
602493S-04 | Extra Large LED Pendant | While hanging globes are one of lighting's hottest trends, Sea Gull's timeless Leo Collection has been around for 50 years! Constantly evolving with the times, these classic pendants are now offered with NEW Clear Seeded glass and in Satin Aluminum finish. Adjustable cloth cords allow for unlimited variations of hanging heights. All glass softly diffuse the light, each fixture comes with 54” of cuttable cord to customize the installation exactly to your needs. Easily convert every piece in the collection to LED by purchasing LED replacement lamps sold separately. All fixtures are qualified and California Title 24 compliant and damp rated for use in sheltered, damp environments like bathrooms, covered patios or porches. | LINE VOLTAGE PENDANT | Leo - Hanging Globe | Pendants | Satin Aluminum | 4 | Aluminum | Smooth White Glass | D:14" H:13.375" |  |  |  |  | 1 | No | 1000 | 3000 | 90 | 14 | 120 | 19 - Integrated | MODS - Modules |  | 5 | 100 | LED | 14 | 14 | 50000 | 0 | [12 empty] | 95.98 | 191.96 | 287.94 | D:14'' H:14 3/4'' O:62'' | 5.8 | 14 |  |  | 14.75 | Center Lock-Up |  |  | 62 |  |  |  | No |  | No | [20 empty] | D:5'' DP:1'' |  |  |  |  | 54 | Black |  |  | Hardwired | 0 | 0 | 0 | 0 | 1 | 0 | 0 | 0 | 0 | 0 | 0 | 785652064692 | 15.5 | 16 | 17.75 | 6.4 | 2.547 | 250 | Yes | [8 empty] | UL Damp | cUL Damp | HANGING GLOBE LED PEND-04 | Extra Large LED Pendant |  | 602493S-04.jpg | 602491S.jpg
602493S-15 | Extra Large LED Pendant | While hanging globes are one of lighting's hottest trends, Sea Gull's timeless Leo Collection has been around for 50 years! Constantly evolving with the times, these classic pendants are now offered with NEW Clear Seeded glass and in Satin Aluminum finish. Adjustable cloth cords allow for unlimited variations of hanging heights. All glass softly diffuse the light, each fixture comes with 54” of cuttable cord to customize the installation exactly to your needs. Easily convert every piece in the collection to LED by purchasing LED replacement lamps sold separately. All fixtures are qualified and California Title 24 compliant and damp rated for use in sheltered, damp environments like bathrooms, covered patios or porches. | LINE VOLTAGE PENDANT | Leo - Hanging Globe | Pendants | White | 15 | Aluminum | Smooth White Glass | D:14" H:13.375" |  |  |  |  | 1 | No | 1000 | 3000 | 90 | 14 | 120 | 19 - Integrated | MODS - Modules |  | 5 | 100 | LED | 14 | 14 | 50000 | 0 | [12 empty] | 95.98 | 191.96 | 287.94 | D:14'' H:14 3/4'' O:62'' | 5.8 | 14 |  |  | 14.75 | Center Lock-Up |  |  | 62 |  |  |  | No |  | No | [20 empty] | D:5'' DP:1'' |  |  |  |  | 54 | White |  |  | Hardwired | 0 | 0 | 0 | 0 | 1 | 0 | 0 | 0 | 0 | 0 | 0 | 785652064708 | 15.5 | 16 | 17.75 | 6.4 | 2.547 | 250 | Yes | [8 empty] | UL Damp | cUL Damp | HANGING GLOBE LED PEND-15 | Extra Large LED Pendant |  | 602493S-15.jpg | 602491S.jpg
602493S-848 | Extra Large LED Pendant | While hanging globes are one of lighting's hottest trends, Sea Gull's timeless Leo Collection has been around for 50 years! Constantly evolving with the times, these classic pendants are now offered with NEW Clear Seeded glass and in Satin Aluminum finish. Adjustable cloth cords allow for unlimited variations of hanging heights. All glass softly diffuse the light, each fixture comes with 54” of cuttable cord to customize the installation exactly to your needs. Easily convert every piece in the collection to LED by purchasing LED replacement lamps sold separately. All fixtures are qualified and California Title 24 compliant and damp rated for use in sheltered, damp environments like bathrooms, covered patios or porches. | LINE VOLTAGE PENDANT | Leo - Hanging Globe | Pendants | Satin Bronze | 848 | Aluminum | Smooth White Glass | D:14" H:13.375" |  |  |  |  | 1 | No | 1000 | 3000 | 90 | 14 | 120 | 19 - Integrated | MODS - Modules |  | 5 | 100 | LED | 14 | 14 | 50000 | 0 | [12 empty] | 95.98 | 191.96 | 287.94 | D:14'' H:14 3/4'' O:62'' | 5 | 14 |  |  | 14.75 | Center Lock-Up |  |  | 62 |  |  |  | No |  | No | [20 empty] | D:5'' DP:1'' |  |  |  |  | 54 | Black |  |  | Hardwired | 0 | 0 | 0 | 0 | 1 | 0 | 0 | 0 | 0 | 0 | 0 | 785652070846 | 17.5 | 15.78 | 15.58 | 5.7 | 2.49 | 250 | Yes | [8 empty] | UL Damp | cUL Damp | LEO H.G. LED XL PEND-848 | Extra Large LED Pendant |  | 602493S-848.jpg | 602491S.jpg
6024EN3-04 | One Light Pendant | While hanging globes are one of lighting's hottest trends, Sea Gull's timeless Leo Collection has been around for 50 years! Constantly evolving with the times, these classic pendants are now offered with NEW Clear Seeded glass and in Satin Aluminum finish. Adjustable cloth cords allow for unlimited variations of hanging heights. All glass softly diffuse the light, each fixture comes with 54” of cuttable cord to customize the installation exactly to your needs. Easily convert every piece in the collection to LED by purchasing LED replacement lamps sold separately. All fixtures are qualified and California Title 24 compliant and damp rated for use in sheltered, damp environments like bathrooms, covered patios or porches. | LINE VOLTAGE PENDANT | Leo - Hanging Globe | Pendants | Satin Aluminum | 4 | Aluminum |  |  |  | Smooth White Glass | 1 Medium A19 9.3w |  | 1 | Yes | [14 empty] | 0 | [12 empty] | 79.98 | 159.96 | 239.94 | D:14'' H:14 3/4'' O:62'' | 5.8 | 14 |  |  | 14.75 | Center Lock-Up |  |  | 62 |  |  |  | No |  | No | [20 empty] | D:5'' DP:1'' |  |  |  |  | 54 | Black |  |  | Hardwired | 0 | 0 | 0 | 1 | 1 | 0 | 0 | 0 | 0 | 0 | 0 | 785652050473 | 18.75 | 16.5 | 16.5 | 7.3 | 2.954 | 250 | Yes | [8 empty] | UL Damp | cUL Damp | HANGING GLOBE 1L PEND-04 | One Light Pendant |  | 6024EN3-04.jpg | 6024.jpg
6024EN3-15 | One Light Pendant | While hanging globes are one of lighting's hottest trends, Sea Gull's timeless Leo Collection has been around for 50 years! Constantly evolving with the times, these classic pendants are now offered with NEW Clear Seeded glass and in Satin Aluminum finish. Adjustable cloth cords allow for unlimited variations of hanging heights. All glass softly diffuse the light, each fixture comes with 54” of cuttable cord to customize the installation exactly to your needs. Easily convert every piece in the collection to LED by purchasing LED replacement lamps sold separately. All fixtures are qualified and California Title 24 compliant and damp rated for use in sheltered, damp environments like bathrooms, covered patios or porches. | LINE VOLTAGE PENDANT | Leo - Hanging Globe | Pendants | White | 15 | Steel |  |  |  | Smooth White Glass | 1 Medium A19 9.3w |  | 1 | Yes | [14 empty] | 0 | [12 empty] | 79.98 | 159.96 | 239.94 | D:14'' H:14 3/4'' O:62'' | 5.8 | 14 |  |  | 14.75 | Center Lock-Up |  |  | 62 |  |  |  | No |  | No | [20 empty] | D:5'' DP:1'' |  |  |  |  | 54 | White |  | N/A | Hardwired | 0 | 0 | 0 | 1 | 1 | 0 | 0 | 0 | 0 | 0 | 0 | 785652050480 | 18.75 | 16.5 | 16.5 | 7.3 | 2.954 | 250 | Yes | [8 empty] | UL Damp | cUL Damp | HANGING GLOBE 1L PEND-15 | One Light Pendant |  | 6024EN3-15.jpg | 6024.jpg
6024EN3-848 | One Light Pendant | While hanging globes are one of lighting's hottest trends, Sea Gull's timeless Leo Collection has been around for 50 years! Constantly evolving with the times, these classic pendants are now offered with NEW Clear Seeded glass and in Satin Aluminum finish. Adjustable cloth cords allow for unlimited variations of hanging heights. All glass softly diffuse the light, each fixture comes with 54” of cuttable cord to customize the installation exactly to your needs. Easily convert every piece in the collection to LED by purchasing LED replacement lamps sold separately. All fixtures are qualified and California Title 24 compliant and damp rated for use in sheltered, damp environments like bathrooms, covered patios or porches. | LINE VOLTAGE PENDANT | Leo - Hanging Globe | Pendants | Satin Bronze | 848 | Steel | Smooth White Glass | D:14" H:13.375" |  |  | 1 Medium A19 9.3w |  | 1 | Yes | [14 empty] | 0 | [12 empty] | 79.98 | 159.96 | 239.94 | D:14'' H:14 3/4'' O:62'' | 5.8 | 14 |  |  | 14.75 | Center Lock-Up |  |  | 62 |  |  |  | No |  | No | [20 empty] | D:5'' DP:1'' |  |  |  |  | 54 | Black |  |  | Hardwired | 0 | 0 | 0 | 1 | 1 | 0 | 0 | 0 | 0 | 0 | 0 | 785652072444 | 18.25 | 16.58 | 16.58 | 6.5 | 2.903 | 250 | Yes | [8 empty] | UL Damp | cUL Damp | LEO H.G. 1L LED XL PEND-848 | One Light Pendant |  | 6024EN3-848.jpg | 6024.jpg
6025-12 | One Light Outdoor Pendant | The traditional design accents and pleasant proportions of the Brentwood outdoor lighting collection from Sea Gull Lighting make it a versatile selection for any home. Offered in either a Black Powdercoat or White Powdercoat finish, and either Clear or White Glass. The assortment offered in both finishes includes a small one-light outdoor wall lantern, a medium one-uplight outdoor wall lantern, a medium one-downlight outdoor wall lantern, a large one-light wall lantern, a one-light outdoor pendant and a one-light outdoor post lantern. In the Black Powdercoat finish only, a two-light outdoor ceiling flush mount is also available. Most of these fixtures easily convert to LED by purchasing LED replacement lamps sold separately. | OUTDOOR | Brentwood | Outdoor Lighting | Black | 12 | Die Cast Aluminum | Clear Glass | W:3.625" H:7.6875" |  |  | 1 Medium A19 100w |  | 1 | No | [14 empty] | 0 | [12 empty] | 53.48 | 106.96 | 160.44 | D:10 1/4'' H:18 3/4'' O:56 1/2'' | 5.7 | 10.25 |  |  | 18.75 | Center Lock-Up |  |  | 56.5 |  |  |  | No |  | No | [20 empty] | D:5 3/8'' H:1 3/16'' Round |  |  |  |  | 120 | Black | 36 |  | Hardwired | 0 | 0 | 0 | 0 | 1 | 0 | 0 | 1 | 0 | 0 | 0 | 785652602528 | 13.5 | 13.75 | 16.5 | 7.6 | 1.772 | 175 | Yes | [8 empty] | UL Damp | cUL Damp | BRENTWOOD 1L PEND-12 | One Light Outdoor Pendant |  | 6025-12.jpg | 6025.jpg
6039-02 | Three Light Outdoor Pendant | Light has a way of sparkling against glass to create a warm and inviting welcome, and the Lancaster outdoor collection by Sea Gull Lighting is a classic example of such traditional design. Clear Curved Beveled glass is paired with one of four beautiful finish options including Polished Brass, Black, Antique Bronze and Antique Brushed Nickel. The assortment includes small, medium and large one-light outdoor wall lanterns, two-light outdoor wall lantern, three-light outdoor wall lantern, two-light and three-light outdoor post lanterns and a three-light outdoor pendant. Some of the fixtures can easily convert to LED by purchasing LED replacement lamps sold separately. | OUTDOOR | Lancaster | Outdoor Lighting | Polished Brass | 2 | Brass | Clear Curved Beveled Glass |  |  |  | 3 Candelabra Torpedo 40w |  | 3 | No | [14 empty] | 0 | [12 empty] | 114.98 | 229.96 | 344.94 | D:11 3/4'' H:20 3/4'' O:70 3/4'' | 10.2 | 11.75 |  |  | 20.75 | Center Lock-Up |  |  | 70.75 |  |  |  | No |  | No | [20 empty] | D:5 1/4'' DP:1 1/16'' Round |  |  |  |  | 120 | Gold | 48 | N/A | Hardwired | 0 | 0 | 0 | 0 | 1 | 0 | 0 | 1 | 0 | 0 | 0 | 785652603921 | 14.25 | 12.75 | 18 | 12.7 | 1.893 | 125 | Yes | [8 empty] | UL Damp | cUL Damp | LANCASTER 3L PEND-02 | Three Light Outdoor Pendant |  | 6039-02.jpg | 6039.jpg
6039-12 | Three Light Outdoor Pendant | Light has a way of sparkling against glass to create a warm and inviting welcome, and the Lancaster outdoor collection by Sea Gull Lighting is a classic example of such traditional design. Clear Curved Beveled glass is paired with one of four beautiful finish options including Polished Brass, Black, Antique Bronze and Antique Brushed Nickel. The assortment includes small, medium and large one-light outdoor wall lanterns, two-light outdoor wall lantern, three-light outdoor wall lantern, two-light and three-light outdoor post lanterns and a three-light outdoor pendant. Some of the fixtures can easily convert to LED by purchasing LED replacement lamps sold separately. | OUTDOOR | Lancaster | Outdoor Lighting | Black | 12 | Brass | Clear Curved Beveled Glass |  |  |  | 3 Candelabra Torpedo 40w |  | 3 | No | [14 empty] | 0 | [12 empty] | 114.98 | 229.96 | 344.94 | D:11 3/4'' H:20 3/4'' O:70 3/4'' | 10.2 | 11.75 |  |  | 20.75 | Center Lock-Up |  |  | 70.75 |  |  |  | No |  | No | [20 empty] | D:5 1/4'' DP:1 1/16'' Round |  |  |  |  | 120 | Black | 48 | N/A | Hardwired | 0 | 0 | 0 | 0 | 1 | 0 | 0 | 1 | 0 | 0 | 0 | 785652603907 | 14.6 | 12.8 | 17.9 | 12.8 | 1.936 | 125 | Yes | [8 empty] | UL Damp | cUL Damp | LANCASTER 3L PEND-12 | Three Light Outdoor Pendant |  | 6039-12.jpg | 6039.jpg
6039-71 | Three Light Outdoor Pendant | Light has a way of sparkling against glass to create a warm and inviting welcome, and the Lancaster outdoor collection by Sea Gull Lighting is a classic example of such traditional design. Clear Curved Beveled glass is paired with one of four beautiful finish options including Polished Brass, Black, Antique Bronze and Antique Brushed Nickel. The assortment includes small, medium and large one-light outdoor wall lanterns, two-light outdoor wall lantern, three-light outdoor wall lantern, two-light and three-light outdoor post lanterns and a three-light outdoor pendant. Some of the fixtures can easily convert to LED by purchasing LED replacement lamps sold separately. | OUTDOOR | Lancaster | Outdoor Lighting | Antique Bronze | 71 | Brass | Clear Curved Beveled Glass |  |  |  | 3 Candelabra Torpedo 40w |  | 3 | No | [14 empty] | 0 | [12 empty] | 114.98 | 229.96 | 344.94 | D:11 3/4'' H:20 3/4'' O:70 3/4'' | 10.2 | 11.75 |  |  | 20.75 | Center Lock-Up |  |  | 70.75 |  |  |  | No |  | No | [20 empty] | D:5 1/4'' DP:1 1/16'' |  |  |  |  | 120 | Brown | 48 | N/A | Hardwired | 0 | 0 | 0 | 0 | 1 | 0 | 0 | 1 | 0 | 0 | 0 | 785652603983 | 14.25 | 12.75 | 18 | 12.7 | 1.893 | 125 | Yes | [8 empty] | UL Damp | cUL Damp | LANCASTER 3L PEND-71 | Three Light Outdoor Pendant |  | 6039-71.jpg | 6039.jpg
6039-965 | Three Light Outdoor Pendant | Light has a way of sparkling against glass to create a warm and inviting welcome, and the Lancaster outdoor collection by Sea Gull Lighting is a classic example of such traditional design. Clear Curved Beveled glass is paired with one of four beautiful finish options including Polished Brass, Black, Antique Bronze and Antique Brushed Nickel. The assortment includes small, medium and large one-light outdoor wall lanterns, two-light outdoor wall lantern, three-light outdoor wall lantern, two-light and three-light outdoor post lanterns and a three-light outdoor pendant. Some of the fixtures can easily convert to LED by purchasing LED replacement lamps sold separately. | OUTDOOR | Lancaster | Outdoor Lighting | Antique Brushed Nickel | 965 | Brass | Clear Curved Beveled Glass |  |  |  | 3 Candelabra Torpedo 40w |  | 3 | No | [14 empty] | 0 | [12 empty] | 114.98 | 229.96 | 344.94 | D:11 3/4'' H:20 3/4'' O:70 3/4'' | 10.2 | 11.75 |  |  | 20.75 | Center Lock-Up |  |  | 70.75 |  |  |  | No |  | No | [20 empty] | D:5 1/4'' DP:1 1/16'' Round |  |  |  |  | 120 | Clear | 48 | N/A | Hardwired | 0 | 0 | 0 | 0 | 1 | 0 | 0 | 1 | 0 | 0 | 0 | 785652603952 | 14 | 12.5 | 18 | 13 | 1.823 | 125 | Yes | [8 empty] | UL Damp | cUL Damp | LANCASTER 3L PEND-965 | Three Light Outdoor Pendant |  | 6039-965.jpg | 6039.jpg
6039EN-02 | Three Light Outdoor Pendant | Light has a way of sparkling against glass to create a warm and inviting welcome, and the Lancaster outdoor collection by Sea Gull Lighting is a classic example of such traditional design. Clear Curved Beveled glass is paired with one of four beautiful finish options including Polished Brass, Black, Antique Bronze and Antique Brushed Nickel. The assortment includes small, medium and large one-light outdoor wall lanterns, two-light outdoor wall lantern, three-light outdoor wall lantern, two-light and three-light outdoor post lanterns and a three-light outdoor pendant. Some of the fixtures can easily convert to LED by purchasing LED replacement lamps sold separately. | OUTDOOR | Lancaster | Outdoor Lighting | Polished Brass | 2 | Brass | Undefined Glass |  |  |  | 3 Candelabra Torpedo 3.5w |  | 3 | Yes | [14 empty] | 0 | [12 empty] | 124.98 | 249.96 | 374.94 | D:11 3/4'' H:20 3/4'' O:70 3/4'' | 10.2 | 11.75 |  |  | 20.75 | Center Lock-Up |  |  | 70.75 |  |  |  | No |  | No | [20 empty] | D:5 1/4'' DP:1 1/16'' Round |  |  |  |  | 120 | Gold | 48 | N/A | Hardwired | 0 | 0 | 0 | 1 | 1 | 0 | 0 | 0 | 0 | 0 | 0 | 785652031335 | 18 | 12.75 | 14.25 | 12.7 | 1.893 | 125 | Yes | [8 empty] | UL Damp | cUL Damp | LANCASTER 3L PEND-02 | Three Light Outdoor Pendant |  | 6039EN-02.jpg | 6039.jpg
6039EN-12 | Three Light Outdoor Pendant | Light has a way of sparkling against glass to create a warm and inviting welcome, and the Lancaster outdoor collection by Sea Gull Lighting is a classic example of such traditional design. Clear Curved Beveled glass is paired with one of four beautiful finish options including Polished Brass, Black, Antique Bronze and Antique Brushed Nickel. The assortment includes small, medium and large one-light outdoor wall lanterns, two-light outdoor wall lantern, three-light outdoor wall lantern, two-light and three-light outdoor post lanterns and a three-light outdoor pendant. Some of the fixtures can easily convert to LED by purchasing LED replacement lamps sold separately. | OUTDOOR | Lancaster | Outdoor Lighting | Black | 12 | Brass | Undefined Glass |  |  |  | 3 Candelabra Torpedo 3.5w |  | 3 | Yes | [14 empty] | 0 | [12 empty] | 124.98 | 249.96 | 374.94 | D:11 3/4'' H:20 3/4'' O:70 3/4'' | 10.2 | 11.75 |  |  | 20.75 | Center Lock-Up |  |  | 70.75 |  |  |  | No |  | No | [20 empty] | D:5 1/4'' DP:1 1/16'' Round |  |  |  |  | 120 | Black | 48 | N/A | Hardwired | 0 | 0 | 0 | 1 | 1 | 0 | 0 | 0 | 0 | 0 | 0 | 785652031366 | 17.9 | 12.8 | 14.6 | 12.8 | 1.936 | 125 | Yes | [8 empty] | UL Damp | cUL Damp | LANCASTER 3L PEND-12 | Three Light Outdoor Pendant |  | 6039EN-12.jpg | 6039.jpg
6039EN-71 | Three Light Outdoor Pendant | Light has a way of sparkling against glass to create a warm and inviting welcome, and the Lancaster outdoor collection by Sea Gull Lighting is a classic example of such traditional design. Clear Curved Beveled glass is paired with one of four beautiful finish options including Polished Brass, Black, Antique Bronze and Antique Brushed Nickel. The assortment includes small, medium and large one-light outdoor wall lanterns, two-light outdoor wall lantern, three-light outdoor wall lantern, two-light and three-light outdoor post lanterns and a three-light outdoor pendant. Some of the fixtures can easily convert to LED by purchasing LED replacement lamps sold separately. | OUTDOOR | Lancaster | Outdoor Lighting | Antique Bronze | 71 | Brass | Undefined Glass |  |  |  | 3 Candelabra Torpedo 3.5w |  | 3 | Yes | [14 empty] | 0 | [12 empty] | 132.48 | 264.96 | 397.44 | D:11 3/4'' H:20 3/4'' O:70 3/4'' | 10.2 | 11.75 |  |  | 20.75 | Center Lock-Up |  |  | 70.75 |  |  |  | No |  | No | [20 empty] | D:5 1/4'' DP:1 1/16'' Round |  |  |  |  | 120 | Brown | 48 | N/A | Hardwired | 0 | 0 | 0 | 1 | 1 | 0 | 0 | 0 | 0 | 0 | 0 | 785652031373 | 14.25 | 12.75 | 18 | 12.7 | 1.893 | 125 | Yes | [8 empty] | UL Damp | cUL Damp | LANCASTER 3L PEND-71 | Three Light Outdoor Pendant |  | 6039EN-71.jpg | 6039.jpg
6039EN-965 | Three Light Outdoor Pendant | Light has a way of sparkling against glass to create a warm and inviting welcome, and the Lancaster outdoor collection by Sea Gull Lighting is a classic example of such traditional design. Clear Curved Beveled glass is paired with one of four beautiful finish options including Polished Brass, Black, Antique Bronze and Antique Brushed Nickel. The assortment includes small, medium and large one-light outdoor wall lanterns, two-light outdoor wall lantern, three-light outdoor wall lantern, two-light and three-light outdoor post lanterns and a three-light outdoor pendant. Some of the fixtures can easily convert to LED by purchasing LED replacement lamps sold separately. | OUTDOOR | Lancaster | Outdoor Lighting | Antique Brushed Nickel | 965 | Brass | Undefined Glass |  |  |  | 3 Candelabra Torpedo 3.5w |  | 3 | Yes | [14 empty] | 0 | [12 empty] | 132.48 | 264.96 | 397.44 | D:11 3/4'' H:20 3/4'' O:70 3/4'' | 10.2 | 11.75 |  |  | 20.75 | Center Lock-Up |  |  | 70.75 |  |  |  | No |  | No | [20 empty] | D:5 1/4'' DP:1 1/16'' Round |  |  |  |  | 120 | Clear | 48 | N/A | Hardwired | 0 | 0 | 0 | 1 | 1 | 0 | 0 | 0 | 0 | 0 | 0 | 785652031403 | 14 | 12.5 | 18 | 13 | 1.823 | 125 | Yes | [8 empty] | UL Damp | cUL Damp | LANCASTER 3L PEND-965 | Three Light Outdoor Pendant |  | 6039EN-965.jpg | 6039.jpg
60529-12 | One Light Outdoor Semi-Flush Convertible Pendant | Kent outdoor lighting fixtures by Sea Gull Lighting are crafted in die-cast aluminum for added durability to withstand harsh weather conditions. The traditional styling inspired by antique gas lanterns is offered in either Oxford Bronze with Clear Seeded glass, Black finish with Clear Beveled glass, and both finishes with Satin Etched glass. The assortment includes small and large one-light outdoor wall lanterns (with a flat bottom), as well as an additional design of small and large one-light outdoor wall lanterns (with finial on top and bottom) which can be mounted up or down, a one-light outdoor semi-flush convertible pendant and a one-light outdoor post lantern. Both incandescent lamping and ENERGY STAR-qualified LED lamping (for those fixtures with the Satin Etched glass) are available for most of the fixtures, and some can easily convert to LED by purchasing LED replacement lamps sold separately. | OUTDOOR | Kent | Outdoor Lighting | Black | 12 | Die Cast Aluminum | Satin Etched Glass |  |  |  | 1 Medium A19 100w |  | 1 | No | [14 empty] | 0 | [12 empty] | 34.98 | 69.96 | 104.94 | L:6 1/2'' W:6 1/2'' H:10 1/2'' O:60'' | 3.76 |  | 6.5 | 6.5 | 10.5 | Center Lock-Up |  | 9.75 | 60 |  |  |  | No |  | No | [20 empty] | D:5 3/16'' DP:7/8'' Round |  |  |  |  | 120 | Black | 48 | N/A | Hardwired | 0 | 0 | 0 | 0 | 1 | 0 | 0 | 1 | 0 | 0 | 0 | 785652117404 | 13.5 | 8.25 | 8.25 | 4.7 | 0.532 | 100 | Yes | [8 empty] | UL Damp | cUL Damp | KENT 1L PEND-12 | One Light Outdoor Semi-Flush Convertible Pendant |  | 60529-12.jpg | 60029.jpg
60529-746 | One Light Outdoor Semi-Flush Convertible Pendant | Kent outdoor lighting fixtures by Sea Gull Lighting are crafted in die-cast aluminum for added durability to withstand harsh weather conditions. The traditional styling inspired by antique gas lanterns is offered in either Oxford Bronze with Clear Seeded glass, Black finish with Clear Beveled glass, and both finishes with Satin Etched glass. The assortment includes small and large one-light outdoor wall lanterns (with a flat bottom), as well as an additional design of small and large one-light outdoor wall lanterns (with finial on top and bottom) which can be mounted up or down, a one-light outdoor semi-flush convertible pendant and a one-light outdoor post lantern. Both incandescent lamping and ENERGY STAR-qualified LED lamping (for those fixtures with the Satin Etched glass) are available for most of the fixtures, and some can easily convert to LED by purchasing LED replacement lamps sold separately. | OUTDOOR | Kent | Outdoor Lighting | Oxford Bronze | 746 | Die Cast Aluminum | Satin Etched Glass |  |  |  | 1 Medium A19 100w |  | 1 | No | [14 empty] | 0 | [12 empty] | 34.98 | 69.96 | 104.94 | L:6 1/2'' W:6 1/2'' H:10 1/2'' O:60'' | 3.76 |  | 6.5 | 6.5 | 10.5 | Center Lock-Up |  | 9.75 | 60 |  |  |  | No |  | No | [20 empty] | D:5 3/16'' DP:7/8'' Round |  |  |  |  | 120 | Black | 48 | N/A | Hardwired | 0 | 0 | 0 | 0 | 1 | 0 | 0 | 1 | 0 | 0 | 0 | 785652117411 | 13.5 | 8.25 | 8.25 | 4.7 | 0.532 | 100 | Yes | [8 empty] | UL Damp | cUL Damp | KENT 1L PEND-746 | One Light Outdoor Semi-Flush Convertible Pendant |  | 60529-746.jpg | 60029.jpg
60529EN3-12 | One Light Outdoor Semi-Flush Convertible Pendant | Kent outdoor lighting fixtures by Sea Gull Lighting are crafted in die-cast aluminum for added durability to withstand harsh weather conditions. The traditional styling inspired by antique gas lanterns is offered in either Oxford Bronze with Clear Seeded glass, Black finish with Clear Beveled glass, and both finishes with Satin Etched glass. The assortment includes small and large one-light outdoor wall lanterns (with a flat bottom), as well as an additional design of small and large one-light outdoor wall lanterns (with finial on top and bottom) which can be mounted up or down, a one-light outdoor semi-flush convertible pendant and a one-light outdoor post lantern. Both incandescent lamping and ENERGY STAR-qualified LED lamping (for those fixtures with the Satin Etched glass) are available for most of the fixtures, and some can easily convert to LED by purchasing LED replacement lamps sold separately. | OUTDOOR | Kent | Outdoor Lighting | Black | 12 | Die Cast Aluminum | Satin Etched Glass |  |  |  | 1 Medium A19 9.3w |  | 1 | Yes | [14 empty] | 0 | [12 empty] | 40.48 | 80.96 | 121.44 | L:6 1/2'' W:6 1/2'' H:10 1/2'' O:60'' | 3.76 |  | 6.5 | 6.5 | 10.5 | Center Lock-Up |  | 9.75 | 60 |  |  |  | No |  | No | [20 empty] | D:5 3/16'' DP:7/8'' Round |  |  |  |  | 120 | Black | 48 | N/A | Hardwired | 0 | 0 | 0 | 1 | 1 | 0 | 0 | 0 | 0 | 0 | 0 | 785652050497 | 13.5 | 8.25 | 8.25 | 4.7 | 0.532 | 100 | Yes | [8 empty] | UL Damp | cUL Damp | KENT 1L PEND-12 | One Light Outdoor Semi-Flush Convertible Pendant |  | 60529EN3-12.jpg | 60529.jpg
60529EN3-746 | One Light Outdoor Semi-Flush Convertible Pendant | Kent outdoor lighting fixtures by Sea Gull Lighting are crafted in die-cast aluminum for added durability to withstand harsh weather conditions. The traditional styling inspired by antique gas lanterns is offered in either Oxford Bronze with Clear Seeded glass, Black finish with Clear Beveled glass, and both finishes with Satin Etched glass. The assortment includes small and large one-light outdoor wall lanterns (with a flat bottom), as well as an additional design of small and large one-light outdoor wall lanterns (with finial on top and bottom) which can be mounted up or down, a one-light outdoor semi-flush convertible pendant and a one-light outdoor post lantern. Both incandescent lamping and ENERGY STAR-qualified LED lamping (for those fixtures with the Satin Etched glass) are available for most of the fixtures, and some can easily convert to LED by purchasing LED replacement lamps sold separately. | OUTDOOR | Kent | Outdoor Lighting | Oxford Bronze | 746 | Die Cast Aluminum | Satin Etched Glass |  |  |  | 1 Medium A19 9.3w |  | 1 | Yes | [14 empty] | 0 | [12 empty] | 40.48 | 80.96 | 121.44 | L:6 1/2'' W:6 1/2'' H:10 1/2'' O:60'' | 3.76 |  | 6.5 | 6.5 | 10.5 | Center Lock-Up |  | 9.75 | 60 |  |  |  | No |  | No | [20 empty] | D:5 3/16'' DP:7/8'' Round |  |  |  |  | 120 | Black | 48 | N/A | Hardwired | 0 | 0 | 0 | 1 | 1 | 0 | 0 | 0 | 0 | 0 | 0 | 785652050503 | 13.5 | 8.25 | 8.25 | 4.7 | 0.532 | 100 | Yes | [8 empty] | UL Damp | cUL Damp | KENT 1L PEND-746 | One Light Outdoor Semi-Flush Convertible Pendant |  | 60529EN3-746.jpg | 60529.jpg
60531-12 | One Light Outdoor Pendant | Kent outdoor lighting fixtures by Sea Gull Lighting are crafted in die-cast aluminum for added durability to withstand harsh weather conditions. The traditional styling inspired by antique gas lanterns is offered in either Oxford Bronze with Clear Seeded glass, Black finish with Clear Beveled glass, and both finishes with Satin Etched glass. The assortment includes small and large one-light outdoor wall lanterns (with a flat bottom), as well as an additional design of small and large one-light outdoor wall lanterns (with finial on top and bottom) which can be mounted up or down, a one-light outdoor semi-flush convertible pendant and a one-light outdoor post lantern. Both incandescent lamping and ENERGY STAR-qualified LED lamping (for those fixtures with the Satin Etched glass) are available for most of the fixtures, and some can easily convert to LED by purchasing LED replacement lamps sold separately. | OUTDOOR | Kent | Outdoor Lighting | Black | 12 | Die Cast Aluminum | Satin Etched Glass |  |  |  | 1 Medium A19 100w |  | 1 | No | [14 empty] | 0 | [12 empty] | 47 | 94 | 141 | L:8 3/8'' W:8 3/8'' H:15 1/4'' O:53 3/4'' |  |  | 8.375 | 8.375 | 15.25 | Screw Collar - Chain |  |  | 53.75 |  |  |  | No |  | No | [20 empty] | D:5'' DP:7/8'' Round |  |  |  |  | 72 | Black | 36 |  | Hardwired | 0 | 0 | 0 | 0 | 1 | 0 | 0 | 1 | 1 | 0 | 0 | 785652078521 | [16 empty] | cETL Damp | KENT 1L LG PEND-12 | One Light Outdoor Pendant |  | 60531-12.jpg | 60531.jpg
60531-746 | One Light Outdoor Pendant | Kent outdoor lighting fixtures by Sea Gull Lighting are crafted in die-cast aluminum for added durability to withstand harsh weather conditions. The traditional styling inspired by antique gas lanterns is offered in either Oxford Bronze with Clear Seeded glass, Black finish with Clear Beveled glass, and both finishes with Satin Etched glass. The assortment includes small and large one-light outdoor wall lanterns (with a flat bottom), as well as an additional design of small and large one-light outdoor wall lanterns (with finial on top and bottom) which can be mounted up or down, a one-light outdoor semi-flush convertible pendant and a one-light outdoor post lantern. Both incandescent lamping and ENERGY STAR-qualified LED lamping (for those fixtures with the Satin Etched glass) are available for most of the fixtures, and some can easily convert to LED by purchasing LED replacement lamps sold separately. | OUTDOOR | Kent | Outdoor Lighting | Oxford Bronze | 746 | Die Cast Aluminum | Satin Etched Glass |  |  |  | 1 Medium A19 100w |  | 1 | No | [14 empty] | 0 | [12 empty] | 47 | 94 | 141 | L:8 3/8'' W:8 3/8'' H:15 1/4'' O:53 3/4'' |  |  | 8.375 | 8.375 | 15.25 | Screw Collar - Chain |  |  | 53.75 |  |  |  | No |  | No | [20 empty] | D:5'' DP:7/8'' Round |  |  |  |  | 72 | Black | 36 |  | Hardwired | 0 | 0 | 0 | 0 | 1 | 0 | 0 | 1 | 1 | 0 | 0 | 785652078538 | [16 empty] | cETL Damp | KENT 1L LG PEND-746 | One Light Outdoor Pendant |  | 60531-746.jpg | 60531.jpg
60531EN3-12 | One Light Outdoor Pendant | Kent outdoor lighting fixtures by Sea Gull Lighting are crafted in die-cast aluminum for added durability to withstand harsh weather conditions. The traditional styling inspired by antique gas lanterns is offered in either Oxford Bronze with Clear Seeded glass, Black finish with Clear Beveled glass, and both finishes with Satin Etched glass. The assortment includes small and large one-light outdoor wall lanterns (with a flat bottom), as well as an additional design of small and large one-light outdoor wall lanterns (with finial on top and bottom) which can be mounted up or down, a one-light outdoor semi-flush convertible pendant and a one-light outdoor post lantern. Both incandescent lamping and ENERGY STAR-qualified LED lamping (for those fixtures with the Satin Etched glass) are available for most of the fixtures, and some can easily convert to LED by purchasing LED replacement lamps sold separately. | OUTDOOR | Kent | Outdoor Lighting | Black | 12 | Die Cast Aluminum | Satin Etched Glass |  |  |  | 1 Medium A19 9.3w |  | 1 | Yes | [14 empty] | 0 | [12 empty] | 52 | 104 | 156 | L:8 3/8'' W:8 3/8'' H:15 1/4'' O:53 3/4'' |  |  | 8.375 | 8.375 | 15.25 | Screw Collar - Chain |  |  | 53.75 |  |  |  | No |  | No | [20 empty] | D:5'' DP:7/8'' Round |  |  |  |  | 72 | Black | 36 |  | Hardwired | 0 | 0 | 0 | 1 | 1 | 0 | 0 | 0 | 1 | 0 | 0 | 785652082863 | [16 empty] | cETL Damp | KENT 1L LG PEND-12 | One Light Outdoor Pendant |  | 60531EN3-12.jpg | 60531EN3.jpg
60531EN3-746 | One Light Outdoor Pendant | Kent outdoor lighting fixtures by Sea Gull Lighting are crafted in die-cast aluminum for added durability to withstand harsh weather conditions. The traditional styling inspired by antique gas lanterns is offered in either Oxford Bronze with Clear Seeded glass, Black finish with Clear Beveled glass, and both finishes with Satin Etched glass. The assortment includes small and large one-light outdoor wall lanterns (with a flat bottom), as well as an additional design of small and large one-light outdoor wall lanterns (with finial on top and bottom) which can be mounted up or down, a one-light outdoor semi-flush convertible pendant and a one-light outdoor post lantern. Both incandescent lamping and ENERGY STAR-qualified LED lamping (for those fixtures with the Satin Etched glass) are available for most of the fixtures, and some can easily convert to LED by purchasing LED replacement lamps sold separately. | OUTDOOR | Kent | Outdoor Lighting | Oxford Bronze | 746 | Die Cast Aluminum | Satin Etched Glass |  |  |  | 1 Medium A19 9.3w |  | 1 | Yes | [14 empty] | 0 | [12 empty] | 52 | 104 | 156 | L:8 3/8'' W:8 3/8'' H:15 1/4'' O:53 3/4'' |  |  | 8.375 | 8.375 | 15.25 | Screw Collar - Chain |  |  | 53.75 |  |  |  | No |  | No | [20 empty] | D:5'' DP:7/8'' Round |  |  |  |  | 72 | Black | 36 |  | Hardwired | 0 | 0 | 0 | 1 | 1 | 0 | 0 | 0 | 1 | 0 | 0 | 785652082870 | [16 empty] | cETL Damp | KENT 1L LG PEND-746 | One Light Outdoor Pendant |  | 60531EN3-746.jpg | 60531EN3.jpg
6059-46 | Three Light Outdoor Pendant | Classic cottage and coach lantern designs are melded into the Trafalgar outdoor lighting collection by Sea Gull Lighting for an impactful presentation. The candelabra based bulbs add grace and shine well through the Clear Seeded glass, which is a nice contrast to the rich, Oxidized Bronze finish. The assortment includes small and large two-light outdoor wall lanterns, a three-light outdoor wall lantern, and three-light outdoor pendant and a three-light outdoor post lantern. | OUTDOOR | Trafalgar | Outdoor Lighting | Oxidized Bronze | 46 | Glass | Clear Seeded Glass |  |  |  | 3 Candelabra Torpedo 40w |  | 3 | No | [14 empty] | 0 | [12 empty] | 139.45 | 278.9 | 418.35 | D:12 1/4'' H:20 3/4'' O:58 3/4'' | 10 | 12.25 |  |  | 20.75 | Center Lock-Up |  |  | 58.75 |  |  |  | No |  | No | [20 empty] | D:5 1/2'' DP:1 1/4'' |  |  |  |  | 120 | Brown | 36 | N/A | Hardwired | 0 | 0 | 0 | 0 | 1 | 0 | 0 | 1 | 0 | 0 | 0 | 785652605963 | 16 | 16 | 23.75 | 12.8 | 3.519 | 250 | Yes | [8 empty] | ETL Damp | cETL Damp | TRAFALGAR 3L PEND-46 | Three Light Outdoor Pendant |  | 6059-46.jpg | 6059.jpg
6059EN-46 | Three Light Outdoor Pendant | Classic cottage and coach lantern designs are melded into the Trafalgar outdoor lighting collection by Sea Gull Lighting for an impactful presentation. The candelabra based bulbs add grace and shine well through the Clear Seeded glass, which is a nice contrast to the rich, Oxidized Bronze finish. The assortment includes small and large two-light outdoor wall lanterns, a three-light outdoor wall lantern, and three-light outdoor pendant and a three-light outdoor post lantern. | OUTDOOR | Trafalgar | Outdoor Lighting | Oxidized Bronze | 46 | Glass | Undefined Glass |  |  |  | 3 Candelabra Torpedo 3.5w |  | 3 | Yes | [14 empty] | 0 | [12 empty] | 152.95 | 305.9 | 458.85 | D:12 1/4'' H:20 3/4'' O:58 3/4'' | 10 | 12.25 |  |  | 20.75 | Center Lock-Up |  |  | 58.75 |  |  |  | No |  | No | [20 empty] | D:5 1/2'' DP:1 1/4'' |  |  |  |  | 120 | Brown | 36 | N/A | Hardwired | 0 | 0 | 0 | 1 | 1 | 0 | 0 | 0 | 0 | 0 | 0 | 785652031410 | 23.75 | 16 | 16 | 12.8 | 3.519 | 250 | Yes | [8 empty] | ETL Damp | cETL Damp | TRAFALGAR 3L PEND-46 | Three Light Outdoor Pendant |  | 6059EN-46.jpg | 6059.jpg
6062-44 | Two Light Outdoor Pendant | The Chatham outdoor lighting collection by Sea Gull Lighting offers a timeless, traditional design with a classic window pane detailing over Frosted Seeded glass or Clear Seeded glass, and crowed with a cupola atop the dramatic mansard roofline. Offered in either a Weathered Copper finish or an Oxidized Bronze finish, the assortment includes a small one-light outdoor wall lantern (available in a Dark Sky version too), a large one-light outdoor wall lantern (available in a Dark Sky version too), a large two-light outdoor wall lantern, one-light or two-light outdoor post lanterns, as well as one-light or two-light outdoor pendants. Both incandescent lamping and ENERGY STAR-qualified LED lamping are available for all of the fixtures, and all incandescent fixtures can convert to LED by purchasing LED replacement lamps sold separately. | OUTDOOR | Chatham | Outdoor Lighting | Weathered Copper | 44 | Brass | Clear Seeded Glass |  |  |  | 2 Candelabra Torpedo 40w |  | 2 | No | [14 empty] | 0 | [12 empty] | 194.98 | 389.96 | 584.94 | L:9 1/4'' W:9 1/4'' H:19'' O:57'' | 9 |  | 9.25 | 9.25 | 19 | Center Lock-Up |  |  | 57 |  |  |  | No |  | No | [20 empty] | D:5 1/2'' DP:1 1/4'' Round |  |  |  |  | 120 | Brown | 36 | N/A | Hardwired | 0 | 0 | 0 | 0 | 1 | 0 | 0 | 1 | 0 | 0 | 0 | 785652606243 | 13.2 | 13.3 | 23.6 | 12.8 | 2.398 | 175 | Yes | [8 empty] | UL Damp | cUL Damp | CHATHAM 2L PEND-44 | Two Light Outdoor Pendant |  | 6062-44.jpg | 6062.jpg
6062-46 | Two Light Outdoor Pendant | The Chatham outdoor lighting collection by Sea Gull Lighting offers a timeless, traditional design with a classic window pane detailing over Frosted Seeded glass or Clear Seeded glass, and crowed with a cupola atop the dramatic mansard roofline. Offered in either a Weathered Copper finish or an Oxidized Bronze finish, the assortment includes a small one-light outdoor wall lantern (available in a Dark Sky version too), a large one-light outdoor wall lantern (available in a Dark Sky version too), a large two-light outdoor wall lantern, one-light or two-light outdoor post lanterns, as well as one-light or two-light outdoor pendants. Both incandescent lamping and ENERGY STAR-qualified LED lamping are available for all of the fixtures, and all incandescent fixtures can convert to LED by purchasing LED replacement lamps sold separately. | OUTDOOR | Chatham | Outdoor Lighting | Oxidized Bronze | 46 | Brass | Clear Seeded Glass |  |  |  | 2 Candelabra Torpedo 40w |  | 2 | No | [14 empty] | 0 | [12 empty] | 194.98 | 389.96 | 584.94 | L:9 1/4'' W:9 1/4'' H:19'' O:57'' | 9 |  | 9.25 | 9.25 | 19 | Center Lock-Up |  |  | 57 |  |  |  | No |  | No | [20 empty] | D:5 1/2'' DP:1 1/4'' Round |  |  |  |  | 120 | Brown | 36 | N/A | Hardwired | 0 | 0 | 0 | 0 | 1 | 0 | 0 | 1 | 0 | 0 | 0 | 785652606267 | 13.5 | 13.5 | 18.5 | 12.1 | 1.951 | 125 | Yes | [8 empty] | UL Damp | cUL Damp | CHATHAM 2L PEND-46 | Two Light Outdoor Pendant |  | 6062-46.jpg | 6062.jpg
6062EN-44 | Two Light Outdoor Pendant | The Chatham outdoor lighting collection by Sea Gull Lighting offers a timeless, traditional design with a classic window pane detailing over Frosted Seeded glass or Clear Seeded glass, and crowed with a cupola atop the dramatic mansard roofline. Offered in either a Weathered Copper finish or an Oxidized Bronze finish, the assortment includes a small one-light outdoor wall lantern (available in a Dark Sky version too), a large one-light outdoor wall lantern (available in a Dark Sky version too), a large two-light outdoor wall lantern, one-light or two-light outdoor post lanterns, as well as one-light or two-light outdoor pendants. Both incandescent lamping and ENERGY STAR-qualified LED lamping are available for all of the fixtures, and all incandescent fixtures can convert to LED by purchasing LED replacement lamps sold separately. | LINE VOLTAGE PENDANT | Chatham | Outdoor Lighting | Weathered Copper | 44 | Brass | Clear Seeded Glass |  |  |  | 2 Candelabra Torpedo 3.5w |  | 2 | Yes | [14 empty] | 0 | [12 empty] | 199.98 | 399.96 | 599.94 | L:9 1/4'' W:9 1/4'' H:19'' O:57'' | 9 |  | 9.25 | 9.25 | 19 | Center Lock-Up |  |  | 57 |  |  |  | No |  | No | [20 empty] | D:5 1/2'' DP:1 1/4'' Round |  |  |  |  | 120 | Brown | 36 | N/A | Hardwired | 0 | 0 | 0 | 1 | 1 | 0 | 0 | 0 | 0 | 0 | 0 | 785652031427 | 23.6 | 13.3 | 13.2 | 12.8 | 2.398 | 175 | Yes | [8 empty] | UL Damp | cUL Damp | CHATHAM 2L PEND-44 | Two Light Outdoor Pendant |  | 6062EN-44.jpg | 6062.jpg
6062EN-46 | Two Light Outdoor Pendant | The Chatham outdoor lighting collection by Sea Gull Lighting offers a timeless, traditional design with a classic window pane detailing over Frosted Seeded glass or Clear Seeded glass, and crowed with a cupola atop the dramatic mansard roofline. Offered in either a Weathered Copper finish or an Oxidized Bronze finish, the assortment includes a small one-light outdoor wall lantern (available in a Dark Sky version too), a large one-light outdoor wall lantern (available in a Dark Sky version too), a large two-light outdoor wall lantern, one-light or two-light outdoor post lanterns, as well as one-light or two-light outdoor pendants. Both incandescent lamping and ENERGY STAR-qualified LED lamping are available for all of the fixtures, and all incandescent fixtures can convert to LED by purchasing LED replacement lamps sold separately. | LINE VOLTAGE PENDANT | Chatham | Outdoor Lighting | Oxidized Bronze | 46 | Brass | Clear Seeded Glass |  |  |  | 2 Candelabra Torpedo 3.5w |  | 2 | Yes | [14 empty] | 0 | [12 empty] | 199.98 | 399.96 | 599.94 | L:9 1/4'' W:9 1/4'' H:19'' O:57'' | 9 |  | 9.25 | 9.25 | 19 | Center Lock-Up |  |  | 57 |  |  |  | No |  | No | [20 empty] | D:5 1/2'' DP:1 1/4'' Round |  |  |  |  | 120 | Brown | 36 | N/A | Hardwired | 0 | 0 | 0 | 1 | 1 | 0 | 0 | 0 | 0 | 0 | 0 | 785652031434 | 23.6 | 13.3 | 13.2 | 12.8 | 2.398 | 175 | Yes | [8 empty] | UL Damp | cUL Damp | CHATHAM 2L PEND-46 | Two Light Outdoor Pendant |  | 6062EN-46.jpg | 6062.jpg
60660-185 | One Light Outdoor Pendant | The Winnetka outdoor lighting collection by Sea Gull Lighting has a clean design which lends itself to a modern-mission style. The geometric, cylinder design has subtle ornamentation, while still offering impressive style. The outdoor lighting collection is offered in a Forged Iron finish with Satin Etched glass. Both incandescent lamping and ENERGY STAR-qualified LED lamping are available. Most of these fixtures easily convert to LED by purchasing LED replacement lamps sold separately. | OUTDOOR | Winnetka Outdoor | Outdoor Lighting | Forged Iron | 185 | Aluminum | Satin Etched Glass | D:9.75" |  |  | 1 Medium A19 100w |  | 1 | No | [14 empty] | 0 | [12 empty] | 110.95 | 221.9 | 332.85 | D:10'' H:20'' O:59 1/2'' | 6.8 | 10 |  |  | 20 | Center Lock-Up |  |  | 59.5 |  |  |  | No |  | No | [20 empty] | D:6'' DP:1 9/16'' |  |  |  |  | 120 | Black | 36 | N/A | Hardwired | 0 | 0 | 0 | 0 | 1 | 0 | 0 | 1 | 0 | 0 | 0 | 785652060014 | 12.25 | 12.25 | 18.5 | 8.5 | 1.607 | 175 | Yes | [9 empty] | cETL Damp | WINNETKA 1L PEND-185 | One Light Outdoor Pendant |  | 60660-185.jpg | 60660.jpg
60660EN3-185 | One Light Outdoor Pendant | The Winnetka outdoor lighting collection by Sea Gull Lighting has a clean design which lends itself to a modern-mission style. The geometric, cylinder design has subtle ornamentation, while still offering impressive style. The outdoor lighting collection is offered in a Forged Iron finish with Satin Etched glass. Both incandescent lamping and ENERGY STAR-qualified LED lamping are available. Most of these fixtures easily convert to LED by purchasing LED replacement lamps sold separately. | OUTDOOR | Winnetka Outdoor | Outdoor Lighting | Forged Iron | 185 | Aluminum | Satin Etched Glass | D:9.75" |  |  | 1 Medium A19 9.3w |  | 1 | Yes | [14 empty] | 0 | [12 empty] | 114.45 | 228.9 | 343.35 | D:10'' H:20'' O:59 1/2'' | 6.8 | 10 |  |  | 20 | Center Lock-Up |  |  | 59.5 |  |  |  | No |  | No | [20 empty] | D:6'' DP:1 9/16'' |  |  |  |  | 120 | Black | 36 | N/A | Hardwired | 0 | 0 | 1 | 1 | 1 | 0 | 0 | 0 | 0 | 0 | 0 | 785652050510 | 18.5 | 12.25 | 12.25 | 8.5 | 1.607 | 175 | Yes | [9 empty] | cETL Damp | WINNETKA 1L PEND-185 | One Light Outdoor Pendant |  | 60660EN3-185.jpg | 60660.jpg
60880-51 | One Light Outdoor Pendant | The Medford Lakes outdoor lighting collection by Sea Gull Lighting is Arts and Crafts inspired with simple organic lines, yet big on style with linear design details, contrasted with sweeping arches – which demonstrates a subtle Asian influence as well. The Etched Hammered Glass with Light Amber Tint creates a warm glow and beautifully complements the Statuary Bronze finish. The assortment includes small, medium and large one-light outdoor wall lanterns, a one-light outdoor post lantern, a one-light outdoor pendant and a two-light outdoor ceiling flush mount. Both incandescent lamping and ENERGY STAR-qualified LED lamping are available, and most of the fixtures easily convert to LED by purchasing LED replacement lamps sold separately. | OUTDOOR | Medford Lakes | Outdoor Lighting | Statuary Bronze | 51 | Aluminum | Etched Hammered with Light Amber Glass |  |  |  | 1 Medium A19 100w |  | 1 | No | [14 empty] | 0 | [12 empty] | 174.98 | 349.96 | 524.94 | L:11'' W:11'' H:14 3/4'' O:89 1/4'' | 7.7 |  | 11 | 11 | 14.75 | Center Lock-Up |  |  | 89.25 |  |  |  | No |  | No | [20 empty] | D:5 1/2'' DP:7/8'' Round |  |  |  |  | 120 | Brown | 72 | N/A | Hardwired | 0 | 0 | 0 | 0 | 1 | 0 | 0 | 1 | 0 | 0 | 0 | 785652608803 | 13.25 | 13 | 15.75 | 11.1 | 1.57 | 125 | Yes | [9 empty] | cETL Damp | MEDFORD LAKES 1L PEND-51 | One Light Outdoor Pendant |  | 60880-51.jpg | 60880.jpg
60880EN3-51 | One Light Outdoor Pendant | The Medford Lakes outdoor lighting collection by Sea Gull Lighting is Arts and Crafts inspired with simple organic lines, yet big on style with linear design details, contrasted with sweeping arches – which demonstrates a subtle Asian influence as well. The Etched Hammered Glass with Light Amber Tint creates a warm glow and beautifully complements the Statuary Bronze finish. The assortment includes small, medium and large one-light outdoor wall lanterns, a one-light outdoor post lantern, a one-light outdoor pendant and a two-light outdoor ceiling flush mount. Both incandescent lamping and ENERGY STAR-qualified LED lamping are available, and most of the fixtures easily convert to LED by purchasing LED replacement lamps sold separately. | OUTDOOR | Medford Lakes | Outdoor Lighting | Statuary Bronze | 51 | Aluminum | Etched Hammered with Light Amber Glass |  |  |  | 1 Medium A19 9.3w |  | 1 | Yes | [14 empty] | 0 | [12 empty] | 174.98 | 349.96 | 524.94 | L:11'' W:11'' H:14 3/4'' O:89 1/4'' | 7.7 |  | 11 | 11 | 14.75 | Center Lock-Up |  |  | 89.25 |  |  |  | No |  | No | [20 empty] | D:5 1/2'' DP:7/8'' Round |  |  |  |  | 120 | Brown | 72 | N/A | Hardwired | 0 | 0 | 0 | 1 | 1 | 0 | 0 | 0 | 0 | 0 | 0 | 785652050527 | 13.25 | 13 | 15.75 | 11.1 | 1.57 | 125 | Yes | [9 empty] | cETL Damp | MEDFORD LAKES 1L PEND-51 | One Light Outdoor Pendant |  | 60880EN3-51.jpg | 60880.jpg
60938-12 | One Light Outdoor Pendant | Bakersville outdoor lighting fixtures from Sea Gull Lighting are made to complement a wide range of architectural styles. Each light is crafted from high quality, durable steel and aluminum to provide you sensible style that lasts. The large, 1-light outdoor wall lantern is offered in Heirloom Bronze with Satin Etched glass or Clear Beveled glass. The remaining assortment of wall lanterns in three sizes and a Flush mount ceiling fixture are offered in a Black Powdercoat finish with Satin Etched glass (with ENERGY-STAR-qualified LED lamping options) or Clear Beveled glass (which can easily convert to LED by purchasing LED replacement lamps sold separately). | OUTDOOR | Bakersville | Outdoor Lighting | Black | 12 | Aluminum | Clear Beveled Glass |  |  |  | 1 Medium A19 100w |  | 1 | No | [14 empty] | 0 | [12 empty] | 31.98 | 63.96 | 95.94 | D:7 7/8'' H:14 7/16'' O:53'' |  | 7.875 |  |  | 14.4375 | Screw Collar - Chain |  |  | 53 |  |  |  | No |  | No | [20 empty] | D:5'' H:7/8'' Round |  |  |  |  | 72 | Black | 36 |  | Hardwired | 0 | 0 | 0 | 0 | 1 | 0 | 0 | 1 | 1 | 0 | 0 | 785652156748 | 13 | 8.75 | 9.75 | 4 | 0.642 | 125 | Yes | [8 empty] | ETL Damp | cETL Damp | BAKERSVILLE 1L PEND-12 | One Light Outdoor Pendant | Windgate line extension | 60938-12.jpg | 60938.jpg
60938-782 | One Light Outdoor Pendant | Bakersville outdoor lighting fixtures from Sea Gull Lighting are made to complement a wide range of architectural styles. Each light is crafted from high quality, durable steel and aluminum to provide you sensible style that lasts. The large, 1-light outdoor wall lantern is offered in Heirloom Bronze with Satin Etched glass or Clear Beveled glass. The remaining assortment of wall lanterns in three sizes and a Flush mount ceiling fixture are offered in a Black Powdercoat finish with Satin Etched glass (with ENERGY-STAR-qualified LED lamping options) or Clear Beveled glass (which can easily convert to LED by purchasing LED replacement lamps sold separately). | OUTDOOR | Bakersville | Outdoor Lighting | Heirloom Bronze | 782 | Aluminum | Clear Beveled Glass |  |  |  | 1 Medium A19 100w |  | 1 | No | [14 empty] | 0 | [12 empty] | 32 | 64 | 96 | D:7 7/8'' H:14 7/16'' O:53'' |  | 7.875 |  |  | 14.4375 | Screw Collar - Chain |  |  | 53 |  |  |  | No |  | No | [20 empty] | D:5'' H:7/8'' Round |  |  |  |  | 72 | Brown | 36 |  | Hardwired | 0 | 0 | 0 | 0 | 1 | 0 | 0 | 1 | 1 | 0 | 0 | 785652079245 | [16 empty] | cETL Damp | BAKERSVILLE 1L PEND-782 | One Light Outdoor Pendant | Windgate line extension | 60938-782.jpg | 60938.jpg
60941-12 | One Light Outdoor Pendant | Bakersville outdoor lighting fixtures from Sea Gull Lighting are made to complement a wide range of architectural styles. Each light is crafted from high quality, durable steel and aluminum to provide you sensible style that lasts. The large, 1-light outdoor wall lantern is offered in Heirloom Bronze with Satin Etched glass or Clear Beveled glass. The remaining assortment of wall lanterns in three sizes and a Flush mount ceiling fixture are offered in a Black Powdercoat finish with Satin Etched glass (with ENERGY-STAR-qualified LED lamping options) or Clear Beveled glass (which can easily convert to LED by purchasing LED replacement lamps sold separately). | OUTDOOR | Bakersville | Outdoor Lighting | Black | 12 | Aluminum | Satin Etched Glass |  |  |  | 1 Medium A19 100w |  | 1 | No | [14 empty] | 0 | [12 empty] | 32 | 64 | 96 | D:7 7/8'' H:14 7/16'' O:53'' |  | 7.875 |  |  | 14.4375 | Screw Collar - Chain |  |  | 53 |  |  |  | No |  | No | [20 empty] | D:5'' H:7/8'' Round |  |  |  |  | 72 | Brown | 36 |  | Hardwired | 0 | 0 | 0 | 0 | 1 | 0 | 0 | 1 | 1 | 0 | 0 | 785652078408 | [16 empty] | cETL Damp | BAKERSVILLE 1L PEND-12 | One Light Outdoor Pendant |  | 60941-12.jpg | 60941.jpg
60941-782 | One Light Outdoor Pendant | Bakersville outdoor lighting fixtures from Sea Gull Lighting are made to complement a wide range of architectural styles. Each light is crafted from high quality, durable steel and aluminum to provide you sensible style that lasts. The large, 1-light outdoor wall lantern is offered in Heirloom Bronze with Satin Etched glass or Clear Beveled glass. The remaining assortment of wall lanterns in three sizes and a Flush mount ceiling fixture are offered in a Black Powdercoat finish with Satin Etched glass (with ENERGY-STAR-qualified LED lamping options) or Clear Beveled glass (which can easily convert to LED by purchasing LED replacement lamps sold separately). | OUTDOOR | Bakersville | Outdoor Lighting | Heirloom Bronze | 782 | Aluminum | Satin Etched Glass |  |  |  | 1 Medium A19 100w |  | 1 | No | [14 empty] | 0 | [12 empty] | 32 | 64 | 96 | D:7 7/8'' H:14 7/16'' O:53'' |  | 7.875 |  |  | 14.4375 | Screw Collar - Chain |  |  | 53 |  |  |  | No |  | No | [20 empty] | D:5'' H:7/8'' Round |  |  |  |  | 72 | Brown | 36 |  | Hardwired | 0 | 0 | 0 | 0 | 1 | 0 | 0 | 1 | 1 | 0 | 0 | 785652079252 | [16 empty] | cETL Damp | BAKERSVILLE 1L PEND-782 | One Light Outdoor Pendant |  | 60941-782.jpg | 60941.jpg
60941EN3-12 | One Light Outdoor Pendant | Bakersville outdoor lighting fixtures from Sea Gull Lighting are made to complement a wide range of architectural styles. Each light is crafted from high quality, durable steel and aluminum to provide you sensible style that lasts. The large, 1-light outdoor wall lantern is offered in Heirloom Bronze with Satin Etched glass or Clear Beveled glass. The remaining assortment of wall lanterns in three sizes and a Flush mount ceiling fixture are offered in a Black Powdercoat finish with Satin Etched glass (with ENERGY-STAR-qualified LED lamping options) or Clear Beveled glass (which can easily convert to LED by purchasing LED replacement lamps sold separately). | OUTDOOR | Bakersville | Outdoor Lighting | Black | 12 | Aluminum | Satin Etched Glass |  |  |  | 1 Medium A19 9.3w |  | 1 | Yes | [14 empty] | 0 | [12 empty] | 37 | 74 | 111 | D:7 7/8'' H:14 7/16'' O:53'' |  | 7.875 |  |  | 14.4375 | Screw Collar - Chain |  |  | 53 |  |  |  | No |  | No | [20 empty] | D:5'' H:7/8'' Round |  |  |  |  | 72 | Brown | 36 |  | Hardwired | 0 | 0 | 0 | 1 | 1 | 0 | 0 | 0 | 1 | 0 | 0 | 785652082764 | [16 empty] | cETL Damp | BAKERSVILLE 1L PEND-12 | One Light Outdoor Pendant |  | 60941EN3-12.jpg | 60941EN3.jpg
60941EN3-782 | One Light Outdoor Pendant | Bakersville outdoor lighting fixtures from Sea Gull Lighting are made to complement a wide range of architectural styles. Each light is crafted from high quality, durable steel and aluminum to provide you sensible style that lasts. The large, 1-light outdoor wall lantern is offered in Heirloom Bronze with Satin Etched glass or Clear Beveled glass. The remaining assortment of wall lanterns in three sizes and a Flush mount ceiling fixture are offered in a Black Powdercoat finish with Satin Etched glass (with ENERGY-STAR-qualified LED lamping options) or Clear Beveled glass (which can easily convert to LED by purchasing LED replacement lamps sold separately). | OUTDOOR | Bakersville | Outdoor Lighting | Heirloom Bronze | 782 | Aluminum | Satin Etched Glass |  |  |  | 1 Medium A19 9.3w |  | 1 | Yes | [14 empty] | 0 | [12 empty] | 37 | 74 | 111 | D:7 7/8'' H:14 7/16'' O:53'' |  | 7.875 |  |  | 14.4375 | Screw Collar - Chain |  |  | 53 |  |  |  | No |  | No | [20 empty] | D:5'' H:7/8'' Round |  |  |  |  | 72 | Brown | 36 |  | Hardwired | 0 | 0 | 0 | 1 | 1 | 0 | 0 | 0 | 1 | 0 | 0 | 785652082771 | [16 empty] | cETL Damp | BAKERSVILLE 1L PEND-782 | One Light Outdoor Pendant |  | 60941EN3-782.jpg | 60941EN3.jpg
61035EN3-962 | One Light Mini-Pendant | The Metropolis collection from Sea Gull Lighting delivers a subtle urban feel that's not overwhelming. The simple, softly curved design takes a dramatic turn with a rich Brushed Nickel finish and Satin Etched glass. Use Metropolis to coordinate with a wide range of interior design, from traditional to eclectic to add a level of eye catching shapes and texture. The assortment includes five-light and three-light chandeliers, pendants in three sizes, a flush mount ceiling fixture and a one-light up-light wall sconce. Both incandescent lamping and ENERGY STAR-qualified LED lamping are available. All fixtures are California Title 24 compliant. | LINE VOLTAGE PENDANT | Metropolis | Pendants | Brushed Nickel | 962 | Steel | Satin Etched Glass | D:6.5" |  |  | 1 Medium A19 9.3w |  | 1 | Yes | [14 empty] | 0 | [12 empty] | 36.25 | 72.5 | 108.75 | D:6 1/2'' H:8'' O:60'' | 4.1 | 6.5 |  |  | 8 | Cap Nuts |  |  | 60 |  |  |  | No |  | No | [20 empty] | D:5'' H:1'' Round |  |  |  |  | 120 | Clear | 12 | N/A | Hardwired | 0 | 0 | 0 | 1 | 1 | 0 | 0 | 0 | 0 | 0 | 0 | 785652054853 | 7.18 | 8 | 14.5 | 5.1 | 0.482 | 93 | Yes | [8 empty] | ETL Dry | cETL Dry | METROPOLIS 1L MINPEND-962 | One Light Mini-Pendant |  | 61035EN3-962.jpg | 61035.jpg
61060-782 | One Light Mini-Pendant | The Sussex lighting collection from Sea Gull Lighting is a perfect crossover from cottage style into urban chic. The Sussex collection's retro appeal softens and warms-up contemporary spaces, while retaining an up-to-date decor. Look to Sussex when balance and unity are required in your interior design. Offered in Brushed Nickel finish with Satin White glass or Heirloom Bronze with Satin Etched glass. For the wall/bath fixtures only, a Chrome finish coupled with Satin White glass is also available. The assortment includes nine-light, five-light and three-light chandeliers, pendants in six sizes, both flush and semi-flush ceiling fixtures, as well as one-light, two-light, three-light and four-light wall/bath fixtures. Both incandescent lamping and ENERGY STAR-qualified LED lamping are available. Most of these fixtures easily convert to LED by purchasing LED replacement lamps sold separately. | LINE VOLTAGE PENDANT | Sussex | Pendants | Heirloom Bronze | 782 | Steel | Satin Etched Glass | D:7.5" H:4.125" |  |  | 1 Medium A19 100w |  | 1 | No | [14 empty] | 0 | [12 empty] | 60.48 | 120.96 | 181.44 | D:7 1/2'' H:7 1/2'' O:58 1/2'' | 3.9 | 7.5 |  |  | 7.5 | Cap Nuts |  |  | 58.5 |  |  |  | No |  | No | [20 empty] | D:6 5/8'' H:3'' |  |  |  |  | 120 | Brown | 12 | N/A | Hardwired | 0 | 0 | 0 | 0 | 1 | 0 | 0 | 1 | 0 | 0 | 0 | 785652610608 | 16 | 9.25 | 7.25 | 4.85 | 0.621 | 125 | Yes | [8 empty] | ETL Dry | cETL Dry | SUSSEX 1L MINPEND-782 | One Light Mini-Pendant |  | 61060-782.jpg | 61060.jpg
61060-962 | One Light Mini-Pendant | The Sussex lighting collection from Sea Gull Lighting is a perfect crossover from cottage style into urban chic. The Sussex collection's retro appeal softens and warms-up contemporary spaces, while retaining an up-to-date decor. Look to Sussex when balance and unity are required in your interior design. Offered in Brushed Nickel finish with Satin White glass or Heirloom Bronze with Satin Etched glass. For the wall/bath fixtures only, a Chrome finish coupled with Satin White glass is also available. The assortment includes nine-light, five-light and three-light chandeliers, pendants in six sizes, both flush and semi-flush ceiling fixtures, as well as one-light, two-light, three-light and four-light wall/bath fixtures. Both incandescent lamping and ENERGY STAR-qualified LED lamping are available. Most of these fixtures easily convert to LED by purchasing LED replacement lamps sold separately. | LINE VOLTAGE PENDANT | Sussex | Pendants | Brushed Nickel | 962 | Steel | Satin White Glass | D:7.5" H:4.125" |  |  | 1 Medium A19 100w |  | 1 | No | [14 empty] | 0 | [12 empty] | 60.48 | 120.96 | 181.44 | D:7 1/2'' H:7 1/2'' O:58 1/2'' | 3.9 | 7.5 |  |  | 7.5 | Cap Nuts |  |  | 58.5 |  |  |  | No |  | No | [20 empty] | D:6 5/8'' H:3'' |  |  |  |  | 120 | Clear | 12 | N/A | Hardwired | 0 | 0 | 0 | 0 | 1 | 0 | 0 | 1 | 0 | 0 | 0 | 785652610615 | 16.25 | 9.38 | 7 | 4.9 | 0.617 | 125 | Yes | [8 empty] | ETL Dry | cETL Dry | SUSSEX 1L MINPEND-962 | One Light Mini-Pendant |  | 61060-962.jpg | 61060.jpg
61060EN3-782 | One Light Mini-Pendant | The Sussex lighting collection from Sea Gull Lighting is a perfect crossover from cottage style into urban chic. The Sussex collection's retro appeal softens and warms-up contemporary spaces, while retaining an up-to-date decor. Look to Sussex when balance and unity are required in your interior design. Offered in Brushed Nickel finish with Satin White glass or Heirloom Bronze with Satin Etched glass. For the wall/bath fixtures only, a Chrome finish coupled with Satin White glass is also available. The assortment includes nine-light, five-light and three-light chandeliers, pendants in six sizes, both flush and semi-flush ceiling fixtures, as well as one-light, two-light, three-light and four-light wall/bath fixtures. Both incandescent lamping and ENERGY STAR-qualified LED lamping are available. Most of these fixtures easily convert to LED by purchasing LED replacement lamps sold separately. | LINE VOLTAGE PENDANT | Sussex | Pendants | Heirloom Bronze | 782 | Steel | Satin Etched Glass | D:7.5" H:4.0625" |  |  | 1 Medium A19 9.3w |  | 1 | Yes | [14 empty] | 0 | [12 empty] | 65.48 | 130.96 | 196.44 | D:7 1/2'' H:7 1/2'' O:58 1/2'' | 3.9 | 7.5 |  |  | 7.5 | Cap Nuts |  |  | 58.5 |  |  |  | No |  | No | [20 empty] | D:6 5/8'' H:3'' |  |  |  |  | 120 | Brown | 12 | N/A | Hardwired | 0 | 0 | 0 | 1 | 1 | 0 | 0 | 0 | 0 | 0 | 0 | 785652047039 | 16 | 9.25 | 7.25 | 4.85 | 0.621 | 125 | Yes | [8 empty] | ETL Dry | cETL Dry | SUSSEX 1L MINPEND-782 | One Light Mini-Pendant |  | 61060EN3-782.jpg | 61060.jpg
61060EN3-962 | One Light Mini-Pendant | The Sussex lighting collection from Sea Gull Lighting is a perfect crossover from cottage style into urban chic. The Sussex collection's retro appeal softens and warms-up contemporary spaces, while retaining an up-to-date decor. Look to Sussex when balance and unity are required in your interior design. Offered in Brushed Nickel finish with Satin White glass or Heirloom Bronze with Satin Etched glass. For the wall/bath fixtures only, a Chrome finish coupled with Satin White glass is also available. The assortment includes nine-light, five-light and three-light chandeliers, pendants in six sizes, both flush and semi-flush ceiling fixtures, as well as one-light, two-light, three-light and four-light wall/bath fixtures. Both incandescent lamping and ENERGY STAR-qualified LED lamping are available. Most of these fixtures easily convert to LED by purchasing LED replacement lamps sold separately. | LINE VOLTAGE PENDANT | Sussex | Pendants | Brushed Nickel | 962 | Steel | Satin White Glass | D:7.5" H:4.125" |  |  | 1 Medium A19 9.3w |  | 1 | Yes | [14 empty] | 0 | [12 empty] | 65.48 | 130.96 | 196.44 | D:7 1/2'' H:7 1/2'' O:58 1/2'' | 3.9 | 7.5 |  |  | 7.5 | Cap Nuts |  |  | 58.5 |  |  |  | No |  | No | [20 empty] | D:6 5/8'' H:3'' |  |  |  |  | 120 | Clear | 12 | N/A | Hardwired | 0 | 0 | 0 | 1 | 1 | 0 | 0 | 0 | 0 | 0 | 0 | 785652047046 | 13 | 9.25 | 7 | 4.2 | 0.487 | 100 | Yes | [8 empty] | ETL Dry | cETL Dry | SUSSEX 1L MINPEND-962 | One Light Mini-Pendant |  | 61060EN3-962.jpg | 61060.jpg
6110401-715 | One Light Mini-Pendant | Named after the Italian word for “sphere,” the transitional Sfera collection by Sea Gull Lighting features detailed center bands and rounded, sweeping curves -- rustic with a modern inspiration. Offered in Autumn Bronze finish with several glass options – extraordinary painted Mercury glass and Café Tint glass, as well as a Smoky Amber glass for wall/bath fixtures only. The assortment includes six-light and four-light chandeliers, pendants in three sizes, both flush and semi-flush ceiling fixtures, as well as two-light, three-light and four-light wall/bath fixtures. Both incandescent lamping and ENERGY STAR-qualified LED lamping are available. Most of these fixtures easily convert to LED by purchasing LED replacement lamps sold separately. | LINE VOLTAGE PENDANT | Sfera | Pendants | Autumn Bronze | 715 | Steel | Mercury Glass | D:3.5" H:6.5" | D:3.5" |  | 1 Medium A19 100w |  | 1 | No | [14 empty] | 0 | [12 empty] | 49.95 | 99.9 | 149.85 | D:4'' H:7 1/4'' O:53 1/2'' | 3 | 4 |  |  | 7.25 | Dual Mount |  |  | 53.5 | 17.5 - 53.5 |  |  | No |  | No | [20 empty] | D:5'' H:1 1/4'' Round |  |  |  |  | 120 | Brown | 3 |  | Hardwired | 0 | 0 | 0 | 0 | 1 | 0 | 0 | 1 | 0 | 0 | 0 | 785652240287 | 13.5 | 8.25 | 7.5 | 3.8 | 0.483 | 125 | Yes | [9 empty] | cETL Damp | SFERA 1L MERCURY MINPEND-715 | One Light Mini-Pendant |  | 6110401-715.jpg | 6110401.jpg
6110401EN3-715 | One Light Mini-Pendant | Named after the Italian word for “sphere,” the transitional Sfera collection by Sea Gull Lighting features detailed center bands and rounded, sweeping curves -- rustic with a modern inspiration. Offered in Autumn Bronze finish with several glass options – extraordinary painted Mercury glass and Café Tint glass, as well as a Smoky Amber glass for wall/bath fixtures only. The assortment includes six-light and four-light chandeliers, pendants in three sizes, both flush and semi-flush ceiling fixtures, as well as two-light, three-light and four-light wall/bath fixtures. Both incandescent lamping and ENERGY STAR-qualified LED lamping are available. Most of these fixtures easily convert to LED by purchasing LED replacement lamps sold separately. | LINE VOLTAGE PENDANT | Sfera | Pendants | Autumn Bronze | 715 | Steel | Mercury Glass | D:3.5" H:6.5" | D:3.5" |  | 1 Medium A19 9.3w |  | 1 | Yes | [14 empty] | 0 | [12 empty] | 57.98 | 115.96 | 173.94 | D:4'' H:7 1/4'' O:53 1/2'' | 3 | 4 |  |  | 7.25 | Dual Mount |  |  | 53.5 |  |  |  | No |  | No | [20 empty] | D:5'' H:1 1/4'' Round |  |  |  |  | 120 | Brown | 3 |  | Hardwired | 0 | 0 | 0 | 1 | 1 | 0 | 0 | 0 | 0 | 0 | 0 | 785652046834 | 13.5 | 8.2 | 7.5 | 3.8 | 0.48 | 125 | Yes | [9 empty] | cETL Damp | SFERA 1L MERCURY MINPEND-715 | One Light Mini-Pendant |  | 6110401EN3-715.jpg | 6110401.jpg
61120-820 | One Light Mini-Pendant | The Del Prato collection by Sea Gull Lighting has a rustic transitional style making it a great choice for all décor styles. Sweeping curves add interest without complication. Coordinate Del Prato in the Chestnut Bronze finish with earth tone walls for an added level of sophistication. The Seeded, Acid-Etched glass shades with a Café Tint contribute to the overall impact as well. The assortment includes nine-light and five-light chandeliers, pendants in five sizes, both flush and semi-flush ceiling fixtures, as well as one-light, two-light, three-light and four-light wall/bath fixtures. Most of these fixtures easily convert to LED by purchasing LED replacement lamps sold separately. | LINE VOLTAGE PENDANT | Del Prato | Pendants | Chestnut Bronze | 820 | Steel | Seeded acid etch with cafe tint Glass | D:8" |  |  | 1 Medium A19 100w |  | 1 | No | [14 empty] | 0 | [12 empty] | 64 | 128 | 192 | D:8'' H:13 3/4'' O:65 1/2'' | 4.3 | 8 |  |  | 13.75 | Cap Nuts |  |  | 65.5 |  |  |  | No |  | No | [20 empty] | D:6'' DP:1 5/8'' Round |  |  |  |  | 120 | Brown | 12 | N/A | Hardwired | 0 | 0 | 0 | 0 | 1 | 0 | 0 | 1 | 0 | 0 | 0 | 785652075858 | 13.75 | 10.25 | 8.25 | 5.8 | 0.673 | 100 | Yes | [8 empty] | UL Dry | cUL Dry | DEL PRATO 1L MINPEND-820 | One Light Mini-Pendant |  | 61120-820.jpg | 61120.jpg
61120EN3-820 | One Light Mini-Pendant | The Del Prato collection by Sea Gull Lighting has a rustic transitional style making it a great choice for all décor styles. Sweeping curves add interest without complication. Coordinate Del Prato in the Chestnut Bronze finish with earth tone walls for an added level of sophistication. The Seeded, Acid-Etched glass shades with a Café Tint contribute to the overall impact as well. The assortment includes nine-light and five-light chandeliers, pendants in five sizes, both flush and semi-flush ceiling fixtures, as well as one-light, two-light, three-light and four-light wall/bath fixtures. Most of these fixtures easily convert to LED by purchasing LED replacement lamps sold separately. | LINE VOLTAGE PENDANT | Del Prato | Pendants | Chestnut Bronze | 820 | Steel | Seeded acid etch with cafe tint Glass | D:8" |  |  | 1 Medium A19 9.3w |  | 1 | Yes | [14 empty] | 0 | [12 empty] | 65.05 | 130.1 | 195.15 | D:8'' H:13 3/4'' O:65 1/2'' | 4.3 | 8 |  |  | 13.75 | Cap Nuts |  |  | 65.5 |  |  |  | No |  | No | [20 empty] | D:6'' DP:1 5/8'' Round |  |  |  |  | 120 | Brown | 12 | N/A | Hardwired | 0 | 0 | 0 | 1 | 1 | 0 | 0 | 0 | 0 | 0 | 0 | 785652054877 | 13.75 | 10.25 | 8.25 | 5.8 | 0.673 | 100 | Yes | [8 empty] | UL Dry | cUL Dry | DEL PRATO 1L MINPEND-820 | One Light Mini-Pendant |  | 61120EN3-820.jpg | 61120.jpg
6113001-845 | One Light Mini-Pendant | The subtle details of the Parkfield lighting collection by Sea Gull Lighting make this transitional design perfect for a wide range of décor. The four-sided, glass shades and the supporting sockets feature a graduated step detail which gives each fixture a slightly more masculine and tailored look. Available in both a casual Flemish Bronze finish with Crème Parchment glass or the elegantly modern Brushed Nickel finish with Opal Etched glass, the full lighting collection offers a nine-light or five-light chandelier, a three-light down chandelier; a two-light semi-flush mount; a three-light up pendant; and one-light, two-light, three-light and four-light bath fixture (all of which can mount up or down). Incandescent and ENERGY STAR-qualified LED lamping are available. | LINE VOLTAGE PENDANT | Parkfield | Pendants | Flemish Bronze | 845 | Steel | Creme Parchment Glass | L:5.25" W:5.25" H:5.375" |  |  | 1 Medium A19 75w |  | 1 | No | [14 empty] | 0 | [12 empty] | 46.48 | 92.96 | 139.44 | L:5 1/4'' W:5 1/4'' H:6 3/4'' O:6 3/4'' | 3.3 |  | 5.25 | 5.25 | 6.75 | Dual Mount |  | 9.375 | 6.75 | 15 - 51 |  |  | No |  | No | [20 empty] | D:5'' H:5/8'' Round |  |  |  |  | 72 | Brown |  |  | Hardwired | 0 | 0 | 0 | 0 | 1 | 0 | 0 | 1 | 0 | 0 | 0 | 785652274879 | 14.75 | 8.75 | 7.5 | 4.3 | 0.56 | 125 | Yes | [9 empty] | cETL Damp | PARKFIELD 1L MINPEND-845 | One Light Mini-Pendant |  | 6113001-845.jpg | 6113001.jpg
6113001-962 | One Light Mini-Pendant | The subtle details of the Parkfield lighting collection by Sea Gull Lighting make this transitional design perfect for a wide range of décor. The four-sided, glass shades and the supporting sockets feature a graduated step detail which gives each fixture a slightly more masculine and tailored look. Available in both a casual Flemish Bronze finish with Crème Parchment glass or the elegantly modern Brushed Nickel finish with Opal Etched glass, the full lighting collection offers a nine-light or five-light chandelier, a three-light down chandelier; a two-light semi-flush mount; a three-light up pendant; and one-light, two-light, three-light and four-light bath fixture (all of which can mount up or down). Incandescent and ENERGY STAR-qualified LED lamping are available. | LINE VOLTAGE PENDANT | Parkfield | Pendants | Brushed Nickel | 962 | Steel | Etched / White Inside Glass | L:5.25" W:5.25" H:5.375" |  |  | 1 Medium A19 75w |  | 1 | No | [14 empty] | 0 | [12 empty] | 46.48 | 92.96 | 139.44 | L:5 1/4'' W:5 1/4'' H:6 3/4'' O:6 3/4'' | 3.3 |  | 5.25 | 5.25 | 6.75 | Dual Mount |  | 9.375 | 6.75 | 15 - 51 |  |  | No |  | No | [20 empty] | D:5'' H:5/8'' Round |  |  |  |  | 72 | Brown |  |  | Hardwired | 0 | 0 | 0 | 0 | 1 | 0 | 0 | 1 | 0 | 0 | 0 | 785652274886 | 14.5 | 8.75 | 7.5 | 4 | 0.551 | 125 | Yes | [9 empty] | cETL Damp | PARKFIELD 1L MINPEND-962 | One Light Mini-Pendant |  | 6113001-962.jpg | 6113001.jpg
6113001EN3-845 | One Light Mini-Pendant | The subtle details of the Parkfield lighting collection by Sea Gull Lighting make this transitional design perfect for a wide range of décor. The four-sided, glass shades and the supporting sockets feature a graduated step detail which gives each fixture a slightly more masculine and tailored look. Available in both a casual Flemish Bronze finish with Crème Parchment glass or the elegantly modern Brushed Nickel finish with Opal Etched glass, the full lighting collection offers a nine-light or five-light chandelier, a three-light down chandelier; a two-light semi-flush mount; a three-light up pendant; and one-light, two-light, three-light and four-light bath fixture (all of which can mount up or down). Incandescent and ENERGY STAR-qualified LED lamping are available. | LINE VOLTAGE PENDANT | Parkfield | Pendants | Flemish Bronze | 845 | Steel | Creme Parchment Glass | L:5.25" W:5.25" H:5.375" |  |  | 1 Medium A19 9.3w |  | 1 | Yes | [14 empty] | 0 | [12 empty] | 49.98 | 99.96 | 149.94 | L:5 1/4'' W:5 1/4'' H:6 3/4'' O:6 3/4'' | 3.3 |  | 5.25 | 5.25 | 6.75 | Dual Mount |  | 9.375 | 6.75 |  |  |  | No |  | No | [20 empty] | D:5'' H:5/8'' Round |  |  |  |  | 72 | Brown |  |  | Hardwired | 0 | 0 | 0 | 1 | 1 | 0 | 0 | 0 | 0 | 0 | 0 | 785652046599 | 14.75 | 8.75 | 7.5 | 4.3 | 0.56 | 125 | Yes | [9 empty] | cETL Damp | PARKFIELD 1L MINPEND-845 | One Light Mini-Pendant |  | 6113001EN3-845.jpg | 6113001.jpg
6113001EN3-962 | One Light Mini-Pendant | The subtle details of the Parkfield lighting collection by Sea Gull Lighting make this transitional design perfect for a wide range of décor. The four-sided, glass shades and the supporting sockets feature a graduated step detail which gives each fixture a slightly more masculine and tailored look. Available in both a casual Flemish Bronze finish with Crème Parchment glass or the elegantly modern Brushed Nickel finish with Opal Etched glass, the full lighting collection offers a nine-light or five-light chandelier, a three-light down chandelier; a two-light semi-flush mount; a three-light up pendant; and one-light, two-light, three-light and four-light bath fixture (all of which can mount up or down). Incandescent and ENERGY STAR-qualified LED lamping are available. | LINE VOLTAGE PENDANT | Parkfield | Pendants | Brushed Nickel | 962 | Steel | Etched / White Inside Glass | L:5.25" W:5.25" H:5.375" |  |  | 1 Medium A19 9.3w |  | 1 | Yes | [14 empty] | 0 | [12 empty] | 49.98 | 99.96 | 149.94 | L:5 1/4'' W:5 1/4'' H:6 3/4'' O:6 3/4'' | 3.3 |  | 5.25 | 5.25 | 6.75 | Dual Mount |  | 9.375 | 6.75 |  |  |  | No |  | No | [20 empty] | D:5'' H:5/8'' Round |  |  |  |  | 72 | Brown |  |  | Hardwired | 0 | 0 | 0 | 1 | 1 | 0 | 0 | 0 | 0 | 0 | 0 | 785652046605 | 14.5 | 8.75 | 7.5 | 4 | 0.551 | 125 | Yes | [9 empty] | cETL Damp | PARKFIELD 1L MINPEND-962 | One Light Mini-Pendant |  | 6113001EN3-962.jpg | 6113001.jpg
6113201-715 | One Light Mini-Pendant | The soft curves give the transitional Metcalf lighting collection by Sea Gull Lighting its clean, subtle look. The modern silhouette of the Satin Etched glass shades reinforces the easy and casual lines of this design. Equally at home in a contemporary, urban setting or a transitional décor in the suburbs, the full lighting collection is offered in Autumn Bronze and Brushed Nickel finishes and is comprised of nine-, five- and three-light chandeliers; one- and three-light pendants, mini pendant, two-light semi-flush mount; and one-, two-, three- and four-light bath fixtures. Incandescent and ENERGY STAR-qualified LED lamping are available; all fixtures are California Title 24 compliant. | LINE VOLTAGE PENDANT | Metcalf | Pendants | Autumn Bronze | 715 | Steel | Satin Etched Glass | D:6.25" H:5.25" |  |  | 1 Medium A19 75w |  | 1 | No | [14 empty] | 0 | [12 empty] | 49.98 | 99.96 | 149.94 | D:6 1/4'' H:7'' O:51 1/2'' | 2.8 | 6.25 |  |  | 7 | Dual Mount |  |  | 51.5 | 21.75 - 51.75 |  |  | No |  | No | [20 empty] | D:5 1/8'' H:1'' Round |  |  |  |  | 96 | Brown |  |  | Hardwired | 0 | 0 | 0 | 0 | 1 | 0 | 0 | 1 | 0 | 0 | 0 | 785652275166 | 14 | 8 | 7.5 | 4 | 0.486 | 100 | Yes | 4 | 10785652275163 | 17.5 | 16 | 15.25 | 17.3 | 2.471 | Yes |  | cETL Damp | METCALF 1L MINPEND-715 | One Light Mini-Pendant |  | 6113201-715.jpg | 6113201.jpg
6113201-962 | One Light Mini-Pendant | The soft curves give the transitional Metcalf lighting collection by Sea Gull Lighting its clean, subtle look. The modern silhouette of the Satin Etched glass shades reinforces the easy and casual lines of this design. Equally at home in a contemporary, urban setting or a transitional décor in the suburbs, the full lighting collection is offered in Autumn Bronze and Brushed Nickel finishes and is comprised of nine-, five- and three-light chandeliers; one- and three-light pendants, mini pendant, two-light semi-flush mount; and one-, two-, three- and four-light bath fixtures. Incandescent and ENERGY STAR-qualified LED lamping are available; all fixtures are California Title 24 compliant. | LINE VOLTAGE PENDANT | Metcalf | Pendants | Brushed Nickel | 962 | Steel | Satin Etched Glass | D:6.25" H:5.25" |  |  | 1 Medium A19 75w |  | 1 | No | [14 empty] | 0 | [12 empty] | 49.98 | 99.96 | 149.94 | D:6 1/4'' H:7'' O:51 3/4'' | 2.8 | 6.25 |  |  | 7 | Dual Mount |  |  | 51.75 | 21.75 - 51.75 |  |  | No |  | No | [20 empty] | D:5 1/8'' H:1'' Round |  |  |  |  | 96 | Clear Silver |  |  | Hardwired | 0 | 0 | 0 | 0 | 1 | 0 | 0 | 1 | 0 | 0 | 0 | 785652275173 | 14 | 8 | 7.5 | 4 | 0.486 | 100 | Yes | 4 | 10785652275170 | 17.5 | 16 | 15.25 | 17.3 | 2.471 | Yes |  | cETL Damp | METCALF 1L MINPEND-962 | One Light Mini-Pendant |  | 6113201-962.jpg | 6113201.jpg
6113201EN3-715 | One Light Mini-Pendant | The soft curves give the transitional Metcalf lighting collection by Sea Gull Lighting its clean, subtle look. The modern silhouette of the Satin Etched glass shades reinforces the easy and casual lines of this design. Equally at home in a contemporary, urban setting or a transitional décor in the suburbs, the full lighting collection is offered in Autumn Bronze and Brushed Nickel finishes and is comprised of nine-, five- and three-light chandeliers; one- and three-light pendants, mini pendant, two-light semi-flush mount; and one-, two-, three- and four-light bath fixtures. Incandescent and ENERGY STAR-qualified LED lamping are available; all fixtures are California Title 24 compliant. | LINE VOLTAGE PENDANT | Metcalf | Pendants | Autumn Bronze | 715 | Steel | Satin Etched Glass | D:6.25" H:5.25" |  |  | 1 Medium A19 9.3w |  | 1 | Yes | [14 empty] | 0 | [12 empty] | 56.48 | 112.96 | 169.44 | D:6 1/4'' H:7'' O:51 1/2'' | 2.8 | 6.25 |  |  | 7 | Dual Mount |  |  | 51.5 |  |  |  | No |  | No | [20 empty] | D:5 1/8'' H:1'' Round |  |  |  |  | 96 | Brown |  |  | Hardwired | 0 | 0 | 0 | 1 | 1 | 0 | 0 | 0 | 0 | 0 | 0 | 785652050534 | 14 | 8 | 7.5 | 4 | 0.486 | 100 | Yes | 4 | 10785652050531 | 17.5 | 16 | 15.25 | 17.3 | 2.471 | Yes |  | cETL Damp | METCALF 1L MINPEND-715 | One Light Mini-Pendant |  | 6113201EN3-715.jpg | 6113201.jpg
6113201EN3-962 | One Light Mini-Pendant | The soft curves give the transitional Metcalf lighting collection by Sea Gull Lighting its clean, subtle look. The modern silhouette of the Satin Etched glass shades reinforces the easy and casual lines of this design. Equally at home in a contemporary, urban setting or a transitional décor in the suburbs, the full lighting collection is offered in Autumn Bronze and Brushed Nickel finishes and is comprised of nine-, five- and three-light chandeliers; one- and three-light pendants, mini pendant, two-light semi-flush mount; and one-, two-, three- and four-light bath fixtures. Incandescent and ENERGY STAR-qualified LED lamping are available; all fixtures are California Title 24 compliant. | LINE VOLTAGE PENDANT | Metcalf | Pendants | Brushed Nickel | 962 | Steel | Satin Etched Glass | D:6.25" H:5.25" |  |  | 1 Medium A19 9.3w |  | 1 | Yes | [14 empty] | 0 | [12 empty] | 56.48 | 112.96 | 169.44 | D:6 1/4'' H:7'' O:51 3/4'' | 2.8 | 6.25 |  |  | 7 | Dual Mount |  |  | 51.75 |  |  |  | No |  | No | [20 empty] | D:5 1/8'' H:1'' Round |  |  |  |  | 96 | Clear Silver |  |  | Hardwired | 0 | 0 | 0 | 1 | 1 | 0 | 0 | 0 | 0 | 0 | 0 | 785652050541 | 14 | 8 | 7.5 | 4 | 0.486 | 100 | Yes | 4 | 10785652050548 | 17.5 | 16 | 15.25 | 17.3 | 2.471 | Yes |  | cETL Damp | METCALF 1L MINPEND-962 | One Light Mini-Pendant |  | 6113201EN3-962.jpg | 6113201.jpg
6113301-846 | One Light Mini-Pendant | Making a statement without overpowering the surrounding décor, the Dunning lighting collection by Sea Gull Lighting is a chic addition to a wide range of interiors. The bold design is inspired by farmhouse influences seen in the rustic rope detail highlighting the open, square frame which surrounds medium based lamps covered in Crème Parchment glass shades. The Dunning collection features a unique two-tone finish of Stardust on the overall metal structure, with the open frame in Cerused Oak finish. The full lighting collection features a three-light and five-light chandeliers; a one-light mini-pendant, a four-light island chandelier; a two-light flush mount; and one-light, two-light, three-light and four-light bath fixtures (all of which can mount up or down). Both incandescent lamping and ENERGY STAR-qualified LED lamping are available. | LINE VOLTAGE PENDANT | Dunning | Pendants | Stardust / Cerused Oak | 846 / 735 | Steel | Creme Parchment Glass | D:3.75" H:6.3125" |  |  | 1 Medium A19 100w |  | 1 | No | [14 empty] | 0 | [12 empty] | 83.98 | N/A | 251.94 | L:6'' W:6'' H:9 1/2'' O:54 1/4'' | 2.9 |  | 6 | 6 | 9.5 | Dual Mount |  |  | 54.25 | 20.0625 - 54.25 |  |  | No |  | No | [20 empty] | D:5 1/4'' H:1 1/8'' Round |  |  |  |  | 120 | Brown |  |  | Hardwired | 0 | 0 | 0 | 0 | 1 | 0 | 0 | 1 | 0 | 0 | 0 | 785652275852 | 14.75 | 10.5 | 9.25 | 7.1 | 0.829 | 100 | Yes | [9 empty] | cETL Damp | DUNNING 1L MINPEND-846 | One Light Mini-Pendant |  | 6113301-846.jpg | 6113301.jpg
6113301EN3-846 | One Light Mini-Pendant | Making a statement without overpowering the surrounding décor, the Dunning lighting collection by Sea Gull Lighting is a chic addition to a wide range of interiors. The bold design is inspired by farmhouse influences seen in the rustic rope detail highlighting the open, square frame which surrounds medium based lamps covered in Crème Parchment glass shades. The Dunning collection features a unique two-tone finish of Stardust on the overall metal structure, with the open frame in Cerused Oak finish. The full lighting collection features a three-light and five-light chandeliers; a one-light mini-pendant, a four-light island chandelier; a two-light flush mount; and one-light, two-light, three-light and four-light bath fixtures (all of which can mount up or down). Both incandescent lamping and ENERGY STAR-qualified LED lamping are available. | LINE VOLTAGE PENDANT | Dunning | Pendants | Stardust / Cerused Oak | 846 / 735 | Steel | Creme Parchment Glass | D:3.75" H:6.3125" |  |  | 1 Medium A19 9.3w |  | 1 | Yes | [14 empty] | 0 | [12 empty] | 88.48 | N/A | 265.44 | L:6'' W:6'' H:9 1/2'' O:54 1/4'' | 2.9 |  | 6 | 6 | 9.5 | Dual Mount |  |  | 54.25 |  |  |  | No |  | No | [20 empty] | D:5 1/4'' H:1 1/8'' Round |  |  |  |  | 120 | Brown | 3.125 |  | Hardwired | 0 | 0 | 0 | 1 | 1 | 0 | 0 | 0 | 0 | 0 | 0 | 785652045493 | 14.75 | 10.5 | 9.5 | 7.1 | 0.851 | 100 | Yes | [9 empty] | cETL Damp | DUNNING 1L MINPEND-846 | One Light Mini-Pendant |  | 6113301EN3-846.jpg | 6113301.jpg
6113401EN3-05 | One Light Mini-Pendant | The modern Englehorn collection by Sea Gull Lighting brings a heightened sense of beauty through the use of dramatic and flawless optic crystal. Even with the crystal’s delicate appearance, the overall design makes a strong statement. Offered in a Chrome finish with Etched White glass. The assortment includes nine-light, five-light, and three-light chandeliers, three-light and mini-pendants, two-light semi-flush mount, as well as one-light, two-light, three-light and four-light wall/bath fixtures. Incandescent and ENERGY STAR-qualified LED lamping are available; all fixtures are California Title 24 compliant. | LINE VOLTAGE PENDANT | Englehorn | Pendants | Chrome / Optic Crystal | 05 / 602 | Steel | Etched / White Inside Glass | D:3.9375" H:6.6875" | D:3.9375" |  | 1 Medium A19 9.3w |  | 1 | Yes | [14 empty] | 0 | [12 empty] | 63.45 | 126.9 | 190.35 | D:4'' H:9 1/4'' O:56'' | 2.8 | 4 |  |  | 9.25 | Dual Mount |  |  | 56 |  |  |  | No |  | No | [20 empty] | D:5'' H:1 1/8'' Round |  |  |  |  | 120 | Clear |  |  | Hardwired | 0 | 0 | 0 | 1 | 1 | 0 | 0 | 0 | 0 | 0 | 0 | 785652045622 | 13.125 | 8.2 | 7.625 | 3.8 | 0.475 | 100 | Yes | 3 | 10785652045629 | 23 | 8.625 | 14.375 | 12.9 | 1.65 | Yes | C-UL-US Dry |  | ENGLEHORN 1L MINPEND-05 | One Light Mini-Pendant |  | 6113401EN3-05.jpg | 6113401.jpg
6113701-778 | One Light Mini-Pendant | Ellis Harper has an Arts and Crafts pedigree with a Modernist twist. The array of fixtures showcases Sea Gull's commitment to high style with robust construction and craftsmanship at an exceptional price. The subtle detail allows this transitional design to easily fit into any décor. The sleek, geometric arms and square Satin Etched glass shades add touches of elegance to its streamlined profile. The assortment includes: four- and eight-light chandeliers, a six-light linear, one-light mini-pendant, and one-, two-, three- and four-light bath fixtures. All fixtures are offered in either a Brushed Nickel or Brushed Oil Rubbed Bronze. | LINE VOLTAGE PENDANT | Ellis Harper | Pendants | Brushed Oil Rubbed Bronze | 778 | Steel | Etched / White Inside Glass | L:5.75" W:5.75" H:5.5" |  |  | 1 Medium A19 75w |  | 1 | No | [14 empty] | 0 | [12 empty] | 41.48 | 82.96 | 124.44 | L:5 3/4'' W:5 3/4'' H:12'' O:56 5/8'' | 3.52 |  | 5.75 | 5.75 | 12 | Screw Collar - Stem |  |  | 56.625 |  |  |  | No |  | No | [20 empty] | DP:5'' W:5'' H:1'' Square |  |  |  |  | 120 | Brown |  |  | Hardwired | 0 | 0 | 0 | 0 | 1 | 0 | 0 | 1 | 0 | 0 | 0 | 785652069727 | 13.75 | 9 | 8 | 4.6 | 0.573 | 100 | Yes | [9 empty] | cETL Damp | ELLIS HARPER 1L MINPEND-778 | One Light Mini-Pendant |  | 6113701-778.jpg | 6113701.jpg
6113701-962 | One Light Mini-Pendant | Ellis Harper has an Arts and Crafts pedigree with a Modernist twist. The array of fixtures showcases Sea Gull's commitment to high style with robust construction and craftsmanship at an exceptional price. The subtle detail allows this transitional design to easily fit into any décor. The sleek, geometric arms and square Satin Etched glass shades add touches of elegance to its streamlined profile. The assortment includes: four- and eight-light chandeliers, a six-light linear, one-light mini-pendant, and one-, two-, three- and four-light bath fixtures. All fixtures are offered in either a Brushed Nickel or Brushed Oil Rubbed Bronze. | LINE VOLTAGE PENDANT | Ellis Harper | Pendants | Brushed Nickel | 962 | Steel | Etched / White Inside Glass | L:5.75" W:5.75" H:5.5" |  |  | 1 Medium A19 75w |  | 1 | No | [14 empty] | 0 | [12 empty] | 41.48 | 82.96 | 124.44 | L:5 3/4'' W:5 3/4'' H:12'' O:56 5/8'' | 3.52 |  | 5.75 | 5.75 | 12 | Screw Collar - Stem |  |  | 56.625 |  |  |  | No |  | No | [20 empty] | DP:5'' W:5'' H:1'' Square |  |  |  |  | 120 | Clear Silver |  |  | Hardwired | 0 | 0 | 0 | 0 | 1 | 0 | 0 | 1 | 0 | 0 | 0 | 785652069734 | 14 | 9.25 | 8.25 | 4.5 | 0.618 | 125 | Yes | [9 empty] | cETL Damp | ELLIS HARPER 1L MINPEND-962 | One Light Mini-Pendant |  | 6113701-962.jpg | 6113701.jpg
6113701EN3-778 | One Light Mini-Pendant | Ellis Harper has an Arts and Crafts pedigree with a Modernist twist. The array of fixtures showcases Sea Gull's commitment to high style with robust construction and craftsmanship at an exceptional price. The subtle detail allows this transitional design to easily fit into any décor. The sleek, geometric arms and square Satin Etched glass shades add touches of elegance to its streamlined profile. The assortment includes: four- and eight-light chandeliers, a six-light linear, one-light mini-pendant, and one-, two-, three- and four-light bath fixtures. All fixtures are offered in either a Brushed Nickel or Brushed Oil Rubbed Bronze. | LINE VOLTAGE PENDANT | Ellis Harper | Pendants | Brushed Oil Rubbed Bronze | 778 | Steel | Etched / White Inside Glass | L:5.75" W:5.75" H:5.5" |  |  | 1 Medium A19 9.3w |  | 1 | Yes | [14 empty] | 0 | [12 empty] | 46.98 | 93.96 | 140.94 | L:5 3/4'' W:5 3/4'' H:12'' O:56 5/8'' | 3.52 |  | 5.75 | 5.75 | 12 | Screw Collar - Stem |  |  | 56.625 |  |  |  | No |  | No | [20 empty] | DP:5'' W:5'' H:1'' Square |  |  |  |  | 120 | Brown |  |  | Hardwired | 0 | 0 | 0 | 1 | 1 | 0 | 0 | 0 | 0 | 0 | 0 | 785652071492 | 13.75 | 9 | 8 | 4.6 | 0.573 | 100 | Yes | [9 empty] | cETL Damp | ELLIS HARPR 1L LED MINPEND-778 | One Light Mini-Pendant |  | 6113701EN3-778.jpg | 6113701EN3.jpg
6113701EN3-962 | One Light Mini-Pendant | Ellis Harper has an Arts and Crafts pedigree with a Modernist twist. The array of fixtures showcases Sea Gull's commitment to high style with robust construction and craftsmanship at an exceptional price. The subtle detail allows this transitional design to easily fit into any décor. The sleek, geometric arms and square Satin Etched glass shades add touches of elegance to its streamlined profile. The assortment includes: four- and eight-light chandeliers, a six-light linear, one-light mini-pendant, and one-, two-, three- and four-light bath fixtures. All fixtures are offered in either a Brushed Nickel or Brushed Oil Rubbed Bronze. | LINE VOLTAGE PENDANT | Ellis Harper | Pendants | Brushed Nickel | 962 | Steel | Etched / White Inside Glass | L:5.75" W:5.75" H:5.5" |  |  | 1 Medium A19 93w |  | 1 | Yes | [14 empty] | 0 | [12 empty] | 46.98 | 93.96 | 140.94 | L:5 3/4'' W:5 3/4'' H:12'' O:56 5/8'' | 3.52 |  | 5.75 | 5.75 | 12 | Screw Collar - Stem |  |  | 56.625 |  |  |  | No |  | No | [20 empty] | DP:5'' W:5'' H:1'' Square |  |  |  |  | 120 | Clear Silver |  |  | Hardwired | 0 | 0 | 0 | 1 | 1 | 0 | 0 | 0 | 0 | 0 | 0 | 785652071508 | 14 | 9.25 | 8.25 | 4.5 | 0.618 | 125 | Yes | [9 empty] | cETL Damp | ELLIS HARPR 1L LED MINPEND-962 | One Light Mini-Pendant |  | 6113701EN3-962.jpg | 6113701EN3.jpg
6114001-710 | One Light Mini-Pendant | The dazzling and timeless Carondelet lighting collection by Sea Gull Lighting features a cascade of faceted, linear glass crystals delivering the ultimate sparkle without the fuss of traditional crystal. The sleek, contemporary silhouette adds drama and excitement to any –room—without upstaging the beautiful furnishings and décor. With the option of Burnt Sienna or Antique Brushed Nickel finishes, the full lighting collection offers a six-light or four-light chandelier; one-light mini pendant; two-light flush mount and semi-flush mount; and one-light, two-light, three-light and four-light bath fixtures. Both incandescent lamping and ENERGY STAR-qualified LED lamping are available; all fixtures are California Title 24 compliant. | LINE VOLTAGE PENDANT | Carondelet | Pendants | Burnt Sienna | 710 | Steel | Clear Beveled Glass | W:0.875" H:7" |  |  | 1 Medium A19 100w |  | 1 | No | [14 empty] | 0 | [12 empty] | 65.48 | 130.96 | 196.44 | D:5 1/8'' H:8'' O:52 1/2'' | 3.5 | 5.125 |  |  | 8 | Dual Mount |  |  | 52.5 |  |  |  | No |  | No | [20 empty] | D:5'' H:1'' Round |  |  |  |  | 120 | Brown |  |  | Hardwired | 0 | 0 | 0 | 0 | 1 | 0 | 0 | 1 | 0 | 0 | 0 | 785652260773 | 14.5 | 8.75 | 7.25 | 5.4 | 0.532 | 93 | Yes | [9 empty] | cETL Damp | CARONDELET 1L MINPEND-710 | One Light Mini-Pendant |  | 6114001-710.jpg | 6114001.jpg
6114001-965 | One Light Mini-Pendant | The dazzling and timeless Carondelet lighting collection by Sea Gull Lighting features a cascade of faceted, linear glass crystals delivering the ultimate sparkle without the fuss of traditional crystal. The sleek, contemporary silhouette adds drama and excitement to any –room—without upstaging the beautiful furnishings and décor. With the option of Burnt Sienna or Antique Brushed Nickel finishes, the full lighting collection offers a six-light or four-light chandelier; one-light mini pendant; two-light flush mount and semi-flush mount; and one-light, two-light, three-light and four-light bath fixtures. Both incandescent lamping and ENERGY STAR-qualified LED lamping are available; all fixtures are California Title 24 compliant. | LINE VOLTAGE PENDANT | Carondelet | Pendants | Antique Brushed Nickel | 965 | Steel | Clear Beveled Glass | W:0.875" H:7" |  |  | 1 Medium A19 100w |  | 1 | No | [14 empty] | 0 | [12 empty] | 65.48 | 130.96 | 196.44 | D:5 1/8'' H:8'' O:52 1/2'' | 3.5 | 5.125 |  |  | 8 | Dual Mount |  |  | 52.5 |  |  |  | No |  | No | [20 empty] | D:5'' H:1'' Round |  |  |  |  | 120 | Clear Silver |  |  | Hardwired | 0 | 0 | 0 | 0 | 1 | 0 | 0 | 1 | 0 | 0 | 0 | 785652275968 | 14.5 | 8.75 | 7.25 | 5.4 | 0.532 | 93 | Yes | [9 empty] | cETL Damp | CARONDELET 1L MINPEND-965 | One Light Mini-Pendant |  | 6114001-965.jpg | 6114001.jpg
6114001EN3-710 | One Light Mini-Pendant | The dazzling and timeless Carondelet lighting collection by Sea Gull Lighting features a cascade of faceted, linear glass crystals delivering the ultimate sparkle without the fuss of traditional crystal. The sleek, contemporary silhouette adds drama and excitement to any –room—without upstaging the beautiful furnishings and décor. With the option of Burnt Sienna or Antique Brushed Nickel finishes, the full lighting collection offers a six-light or four-light chandelier; one-light mini pendant; two-light flush mount and semi-flush mount; and one-light, two-light, three-light and four-light bath fixtures. Both incandescent lamping and ENERGY STAR-qualified LED lamping are available; all fixtures are California Title 24 compliant. | LINE VOLTAGE PENDANT | Carondelet | Pendants | Burnt Sienna | 710 | Steel | Clear Beveled Glass | W:0.875" H:7" |  |  | 1 Medium A19 9.3w |  | 1 | Yes | [14 empty] | 0 | [12 empty] | 70.48 | 140.96 | 211.44 | D:5 1/8'' H:8'' O:52 1/2'' | 3.5 | 5.125 |  |  | 8 | Dual Mount |  |  | 52.5 |  |  |  | No |  | No | [20 empty] | D:5'' H:1'' Round |  |  |  |  | 120 | Brown |  |  | Hardwired | 0 | 0 | 0 | 1 | 1 | 0 | 0 | 0 | 0 | 0 | 0 | 785652044724 | 14.5 | 8.75 | 7.25 | 5.4 | 0.532 | 93 | Yes | [9 empty] | cETL Damp | CARONDELET 1L MINPEND-710 | One Light Mini-Pendant |  | 6114001EN3-710.jpg | 6114001.jpg
6114001EN3-965 | One Light Mini-Pendant | The dazzling and timeless Carondelet lighting collection by Sea Gull Lighting features a cascade of faceted, linear glass crystals delivering the ultimate sparkle without the fuss of traditional crystal. The sleek, contemporary silhouette adds drama and excitement to any –room—without upstaging the beautiful furnishings and décor. With the option of Burnt Sienna or Antique Brushed Nickel finishes, the full lighting collection offers a six-light or four-light chandelier; one-light mini pendant; two-light flush mount and semi-flush mount; and one-light, two-light, three-light and four-light bath fixtures. Both incandescent lamping and ENERGY STAR-qualified LED lamping are available; all fixtures are California Title 24 compliant. | LINE VOLTAGE PENDANT | Carondelet | Pendants | Antique Brushed Nickel | 965 | Steel | Clear Beveled Glass | W:0.875" H:7" |  |  | 1 Medium A19 9.3w |  | 1 | Yes | [14 empty] | 0 | [12 empty] | 70.48 | 140.96 | 211.44 | D:5 1/8'' W:8'' O:52 1/2'' | 3.5 | 5.125 |  | 8 |  | Dual Mount |  |  | 52.5 |  |  |  | No |  | No | [20 empty] | D:5'' H:1'' Round |  |  |  |  | 120 | Clear Silver |  |  | Hardwired | 0 | 0 | 0 | 1 | 1 | 0 | 0 | 0 | 0 | 0 | 0 | 785652044731 | 14.5 | 8.75 | 7.25 | 5.4 | 0.532 | 93 | Yes | [9 empty] | cETL Damp | CARONDELET 1L MINPEND-965 | One Light Mini-Pendant |  | 6114001EN3-965.jpg | 6114001.jpg
6114501-782 | One Light Mini-Pendant | Influenced by the vintage industrial designs of early 20th Century America, the transitional Belton lighting collection by Sea Gull Lighting has Seeded glass shades that highlight the classic Edison bulbs. The rich Heirloom Bronze and Brushed Nickel finishes adds to the layer of retro design to the warm look. The assortment includes three- and five- down light chandeliers; five-light upright chandelier; a four-light island pendant; one-light pendant; one-light mini pendant; and one-, two-, three- and four-light bath fixtures. All fixtures are California Title 24 compliant and easily convert to LED by purchasing LED lamps sold separately. | LINE VOLTAGE PENDANT | Belton | Pendants | Heirloom Bronze | 782 | Steel | Clear Seeded Glass | D:5.375" H:6.125" |  |  | 1 Medium A19 60w |  | 1 | No | [14 empty] | 0 | [12 empty] | 49.98 | N/A | 149.94 | D:5 3/8'' H:9'' O:53 1/2'' | 2.55 | 5.375 |  |  | 9 | Center Lock-Up |  |  | 53.5 |  |  |  | No |  | No | [20 empty] | D:5'' H:3/4'' Round |  |  |  |  | 72 | Brown |  |  | Hardwired | 0 | 0 | 0 | 0 | 1 | 0 | 0 | 0 | 0 | 0 | 0 | 785652108761 | 14 | 8 | 8.25 | 3.4 | 0.535 | 125 | Yes | 2 | 10785652108768 | 16.5 | 9 | 15.5 | 7.7 | 1.332 | Yes |  | cETL Dry | BELTON 1L MINPEND-782 | One Light Mini-Pendant |  | 6114501-782.jpg | 6114501.jpg
6114501-962 | One Light Mini-Pendant | Influenced by the vintage industrial designs of early 20th Century America, the transitional Belton lighting collection by Sea Gull Lighting has Seeded glass shades that highlight the classic Edison bulbs. The rich Heirloom Bronze and Brushed Nickel finishes adds to the layer of retro design to the warm look. The assortment includes three- and five- down light chandeliers; five-light upright chandelier; a four-light island pendant; one-light pendant; one-light mini pendant; and one-, two-, three- and four-light bath fixtures. All fixtures are California Title 24 compliant and easily convert to LED by purchasing LED lamps sold separately. | LINE VOLTAGE PENDANT | Belton | Pendants | Brushed Nickel | 962 | Steel | Clear Seeded Glass | D:5.375" H:6.125" |  |  | 1 Medium A19 60w |  | 1 | No | [14 empty] | 0 | [12 empty] | 47.98 | N/A | 143.94 | D:5 3/8'' H:9'' O:53 1/2'' | 2.55 | 5.375 |  |  | 9 | Center Lock-Up |  |  | 53.5 |  |  |  | No |  | No | [20 empty] | D:5'' H:3/4'' Round |  |  |  |  | 72 | Clear Silver |  |  | Hardwired | 0 | 0 | 0 | 0 | 1 | 0 | 0 | 0 | 0 | 0 | 0 | 785652003431 | 14 | 8 | 8.25 | 3.4 | 0.535 | 125 | Yes | 2 | 10785652003438 | 16.5 | 9 | 15.5 | 7.7 | 1.332 | Yes |  | cETL Dry | BELTON 1L MINPEND-962 | One Light Mini-Pendant |  | 6114501-962.jpg | 6114501.jpg
6114501EN7-782 | One Light Mini-Pendant | Influenced by the vintage industrial designs of early 20th Century America, the transitional Belton lighting collection by Sea Gull Lighting has Seeded glass shades that highlight the classic Edison bulbs. The rich Heirloom Bronze and Brushed Nickel finishes adds to the layer of retro design to the warm look. The assortment includes three- and five- down light chandeliers; five-light upright chandelier; a four-light island pendant; one-light pendant; one-light mini pendant; and one-, two-, three- and four-light bath fixtures. All fixtures are California Title 24 compliant and easily convert to LED by purchasing LED lamps sold separately. | LINE VOLTAGE PENDANT | Belton | Pendants | Heirloom Bronze | 782 | Steel | Clear Seeded Glass | D:5.375" H:6.125" |  |  | 1 Medium A19 8.5w |  | 1 | Yes | [14 empty] | 0 | [12 empty] | 58.48 | N/A | 175.44 | D:5 3/8'' H:9'' O:53 1/2'' | 2.55 | 5.375 |  |  | 9 | Center Lock-Up |  |  | 53.5 |  |  |  | No |  | No | [20 empty] | D:5'' H:3/4'' Round |  |  |  |  | 72 | Brown |  |  | Hardwired | 0 | 0 | 0 | 1 | 1 | 0 | 0 | 0 | 0 | 0 | 0 | 785652069086 | 14 | 8 | 8.25 | 3.4 | 0.535 | 125 | Yes | 2 | 10785652069083 | 16.5 | 9 | 15.5 | 7.7 | 1.332 | Yes |  | cETL Dry | BELTON 1L LED MINPEND-782 | One Light Mini-Pendant |  | 6114501EN7-782.jpg | 6114501.jpg
6114501EN7-962 | One Light Mini-Pendant | Influenced by the vintage industrial designs of early 20th Century America, the transitional Belton lighting collection by Sea Gull Lighting has Seeded glass shades that highlight the classic Edison bulbs. The rich Heirloom Bronze and Brushed Nickel finishes adds to the layer of retro design to the warm look. The assortment includes three- and five- down light chandeliers; five-light upright chandelier; a four-light island pendant; one-light pendant; one-light mini pendant; and one-, two-, three- and four-light bath fixtures. All fixtures are California Title 24 compliant and easily convert to LED by purchasing LED lamps sold separately. | LINE VOLTAGE PENDANT | Belton | Pendants | Brushed Nickel | 962 | Steel | Clear Seeded Glass | D:5.375" H:6.125" |  |  | 1 Medium A19 8.5w |  | 1 | Yes | [14 empty] | 0 | [12 empty] | 55.98 | N/A | 167.94 | D:5 3/8'' H:9'' O:53 1/2'' | 2.55 | 5.375 |  |  | 9 | Center Lock-Up |  |  | 53.5 |  |  |  | No |  | No | [20 empty] | D:5'' H:3/4'' Round |  |  |  |  | 72 | Clear Silver |  |  | Hardwired | 0 | 0 | 0 | 1 | 1 | 0 | 0 | 0 | 0 | 0 | 0 | 785652069093 | 14 | 8 | 8.25 | 3.4 | 0.535 | 125 | Yes | 2 | 10785652069090 | 16.5 | 9 | 15.5 | 7.7 | 1.332 | Yes |  | cETL Dry | BELTON 1L LED MINPEND-962 | One Light Mini-Pendant |  | 6114501EN7-962.jpg | 6114501.jpg
6115201-05 | One Light Mini-Pendant | With a simple, airy appearance, the Kerrville lighting collection by Sea Gull Lighting embraces its modern design roots while enhancing virtually any home’s decor. Tubular steel arms extend outward and curve to present beautiful tapered, Satin Etched glass shades. The collection has a Brushed Nickel, Burnt Sienna or Chrome finish and offers three-, five- and nine-light chandeliers, a one-light mini pendant, one- and three-light pendants, a two-light semi-flush mount which can convert to a pendant, and one-, two-, three- and four-light bath fixtures. Incandescent and ENERGY STAR-qualified LED lamping are available; all fixtures are California Title 24 compliant. | LINE VOLTAGE PENDANT | Kerrville | Pendants | Chrome | 5 | Steel | Satin Etched Glass | D:4.375" H:5.375" |  |  | 1 Medium A19 100w |  | 1 | No | [14 empty] | 0 | [12 empty] | 39.48 | 78.96 | 118.44 | D:4 3/8'' H:6 3/8'' O:56 3/8'' | 2.8 | 4.375 |  |  | 6.375 | Center Lock-Up |  |  | 56.375 |  |  |  | No |  | No | [20 empty] | D:5'' H:3/4'' Round |  |  |  |  | 72 | Clear Silver | 12 |  | Hardwired | 0 | 0 | 0 | 0 | 1 | 0 | 0 | 1 | 0 | 0 | 0 | 785652059568 | 14.25 | 7 | 6.75 | 3.5 | 0.39 | 100 | Yes | 4 | 10785652059565 | 15 | 14.25 | 14 | 15 | 1.732 | Yes |  | cETL Damp | KERRVILLE 1L MINPEND-05 | One Light Mini-Pendant |  | 6115201-05.png | 6115201.jpg
6115201-782 | One Light Mini-Pendant | With a simple, airy appearance, the Kerrville lighting collection by Sea Gull Lighting embraces its modern design roots while enhancing virtually any home’s decor. Tubular steel arms extend outward and curve to present beautiful tapered, Satin Etched glass shades. The collection has a Brushed Nickel, Burnt Sienna or Chrome finish and offers three-, five- and nine-light chandeliers, a one-light mini pendant, one- and three-light pendants, a two-light semi-flush mount which can convert to a pendant, and one-, two-, three- and four-light bath fixtures. Incandescent and ENERGY STAR-qualified LED lamping are available; all fixtures are California Title 24 compliant. | LINE VOLTAGE PENDANT | Kerrville | Pendants | Heirloom Bronze | 782 | Steel | Satin Etched Glass | D:4.375" H:5.375" |  |  | 1 Medium A19 100w |  | 1 | No | [14 empty] | 0 | [12 empty] | 39.48 | 78.96 | 118.44 | D:4 3/8'' H:6 3/8'' O:56 3/8'' | 2.8 | 4.375 |  |  | 6.375 | Center Lock-Up |  |  | 56.375 |  |  |  | No |  | No | [20 empty] | D:5'' H:3/4'' Round |  |  |  |  | 72 | Brown | 12 |  | Hardwired | 0 | 0 | 0 | 0 | 1 | 0 | 0 | 1 | 0 | 0 | 0 | 785652111723 | 13.75 | 7 | 6.75 | 3.5 | 0.376 | 100 | Yes | 4 | 10785652111720 | 14.75 | 14.5 | 14.5 | 15.3 | 1.795 | Yes |  | cETL Damp | KERRVILLE 1L MINPEND-782 | One Light Mini-Pendant |  | 6115201-782.jpg | 6115201.jpg
6115201-962 | One Light Mini-Pendant | With a simple, airy appearance, the Kerrville lighting collection by Sea Gull Lighting embraces its modern design roots while enhancing virtually any home’s decor. Tubular steel arms extend outward and curve to present beautiful tapered, Satin Etched glass shades. The collection has a Brushed Nickel, Burnt Sienna or Chrome finish and offers three-, five- and nine-light chandeliers, a one-light mini pendant, one- and three-light pendants, a two-light semi-flush mount which can convert to a pendant, and one-, two-, three- and four-light bath fixtures. Incandescent and ENERGY STAR-qualified LED lamping are available; all fixtures are California Title 24 compliant. | LINE VOLTAGE PENDANT | Kerrville | Pendants | Brushed Nickel | 962 | Steel | Satin Etched Glass | D:4.375" H:5.375" |  |  | 1 Medium A19 100w |  | 1 | No | [14 empty] | 0 | [12 empty] | 39.48 | 78.96 | 118.44 | D:4 3/8'' H:6 3/8'' O:56 3/8'' | 2.8 | 4.375 |  |  | 6.375 | Center Lock-Up |  |  | 56.375 |  |  |  | No |  | No | [20 empty] | D:5'' H:3/4'' Round |  |  |  |  | 72 | Clear Silver | 12 |  | Hardwired | 0 | 0 | 0 | 0 | 1 | 0 | 0 | 1 | 0 | 0 | 0 | 785652111730 | 13.75 | 7 | 6.75 | 3.4 | 0.376 | 100 | Yes | 4 | 10785652111737 | 14.75 | 14.5 | 14.5 | 15 | 1.795 | Yes |  | cETL Damp | KERRVILLE 1L MINPEND-962 | One Light Mini-Pendant |  | 6115201-962.jpg | 6115201.jpg
6115201EN3-05 | One Light Mini-Pendant | With a simple, airy appearance, the Kerrville lighting collection by Sea Gull Lighting embraces its modern design roots while enhancing virtually any home’s decor. Tubular steel arms extend outward and curve to present beautiful tapered, Satin Etched glass shades. The collection has a Brushed Nickel, Burnt Sienna or Chrome finish and offers three-, five- and nine-light chandeliers, a one-light mini pendant, one- and three-light pendants, a two-light semi-flush mount which can convert to a pendant, and one-, two-, three- and four-light bath fixtures. Incandescent and ENERGY STAR-qualified LED lamping are available; all fixtures are California Title 24 compliant. | LINE VOLTAGE PENDANT | Kerrville | Pendants | Chrome | 5 | Steel | Satin Etched Glass | D:4.375" H:5.375" |  |  | 1 Medium A19 9.3w |  | 1 | Yes | [14 empty] | 0 | [12 empty] | 44.98 | 89.96 | 134.94 | D:4 3/8'' H:6 3/8'' O:56 3/8'' | 2.8 | 4.375 |  |  | 6.375 | Center Lock-Up |  |  | 56.375 |  |  |  | No |  | No | [20 empty] | D:5'' H:3/4'' Round |  |  |  |  | 72 | Clear Silver | 12 |  | Hardwired | 0 | 0 | 0 | 1 | 1 | 0 | 0 | 0 | 0 | 0 | 0 | 785652060106 | 14.25 | 7 | 6.75 | 3.5 | 0.39 | 100 | Yes | 4 | 10785652060103 | 15 | 14.25 | 14 | 15 | 1.732 | Yes |  | cETL Damp | KERRVILLE 1L MINPEND-05 | One Light Mini-Pendant |  | 6115201EN3-05.png | 6115201EN3.jpg
6115201EN3-782 | One Light Mini-Pendant | With a simple, airy appearance, the Kerrville lighting collection by Sea Gull Lighting embraces its modern design roots while enhancing virtually any home’s decor. Tubular steel arms extend outward and curve to present beautiful tapered, Satin Etched glass shades. The collection has a Brushed Nickel, Burnt Sienna or Chrome finish and offers three-, five- and nine-light chandeliers, a one-light mini pendant, one- and three-light pendants, a two-light semi-flush mount which can convert to a pendant, and one-, two-, three- and four-light bath fixtures. Incandescent and ENERGY STAR-qualified LED lamping are available; all fixtures are California Title 24 compliant. | LINE VOLTAGE PENDANT | Kerrville | Pendants | Heirloom Bronze | 782 | Steel | Satin Etched Glass | D:4.375" H:5.375" |  |  | 1 Medium A19 9.3w |  | 1 | Yes | [14 empty] | 0 | [12 empty] | 44.98 | 89.96 | 134.94 | D:4 3/8'' H:6 3/8'' O:56 3/8'' | 2.8 | 4.375 |  |  | 6.375 | Center Lock-Up |  |  | 56.375 |  |  |  | No |  | No | [20 empty] | D:5'' H:3/4'' Round |  |  |  |  | 72 | Brown | 12 |  | Hardwired | 0 | 0 | 0 | 1 | 1 | 0 | 0 | 0 | 0 | 0 | 0 | 785652050558 | 13.75 | 7 | 6.75 | 3.5 | 0.376 | 100 | Yes | 4 | 10785652050555 | 14.75 | 14.5 | 14.5 | 15.3 | 1.795 | Yes |  | cETL Damp | KERRVILLE 1L MINPEND-782 | One Light Mini-Pendant |  | 6115201EN3-782.jpg | 6115201.jpg
6115201EN3-962 | One Light Mini-Pendant | With a simple, airy appearance, the Kerrville lighting collection by Sea Gull Lighting embraces its modern design roots while enhancing virtually any home’s decor. Tubular steel arms extend outward and curve to present beautiful tapered, Satin Etched glass shades. The collection has a Brushed Nickel, Burnt Sienna or Chrome finish and offers three-, five- and nine-light chandeliers, a one-light mini pendant, one- and three-light pendants, a two-light semi-flush mount which can convert to a pendant, and one-, two-, three- and four-light bath fixtures. Incandescent and ENERGY STAR-qualified LED lamping are available; all fixtures are California Title 24 compliant. | LINE VOLTAGE PENDANT | Kerrville | Pendants | Brushed Nickel | 962 | Steel | Satin Etched Glass | D:4.375" H:5.375" |  |  | 1 Medium A19 9.3w |  | 1 | Yes | [14 empty] | 0 | [12 empty] | 44.98 | 89.96 | 134.94 | D:4 3/8'' H:6 3/8'' O:56 3/8'' | 2.8 | 4.375 |  |  | 6.375 | Center Lock-Up |  |  | 56.375 |  |  |  | No |  | No | [20 empty] | D:5'' H:3/4'' Round |  |  |  |  | 72 | Clear Silver | 12 |  | Hardwired | 0 | 0 | 0 | 1 | 1 | 0 | 0 | 0 | 0 | 0 | 0 | 785652050565 | 13.75 | 7 | 6.75 | 3.4 | 0.376 | 100 | Yes | 4 | 10785652050562 | 14.75 | 14.5 | 14.5 | 15 | 1.795 | Yes |  | cETL Damp | KERRVILLE 1L MINPEND-962 | One Light Mini-Pendant |  | 6115201EN3-962.jpg | 6115201.jpg
6115501-962 | One Light Mini-Pendant | The Jourdanton lighting collection by Sea Gull Lighting features perforated metal outer shades with a classic Ogee design detail surrounding faux silk inner shades. Frosted glass diffusers evenly distribute the light, and the versatile Brushed Nickel finish highlights the transitional design. The collection includes a four-light island pendant, a three-light pendant, a four-light pendant, a one-light mini-pendant, and a two-light semi-flush mount that can convert into a chain hanging pendant. Incandescent and ENERGY STAR-qualified LED lamping are available. All fixtures are California Title 24 compliant. | LINE VOLTAGE PENDANT | Jourdanton | Pendants | Brushed Nickel | 962 | Steel | Faux Silk Fabric | D:5.125" H:6.3125" |  |  | 1 Medium A19 60w |  | 1 | No | [14 empty] | 0 | [12 empty] | 86.98 | 173.96 | 260.94 | D:7 1/2'' H:8 1/2'' O:52 3/4'' | 3.5 | 7.5 |  |  | 8.5 | Center Lock-Up |  |  | 52.75 |  |  |  | No |  | No | [20 empty] | D:5'' H:1'' Round |  |  |  |  | 120 | Clear Silver |  |  | Hardwired | 0 | 0 | 0 | 0 | 1 | 0 | 0 | 1 | 0 | 0 | 0 | 785652107535 | 13 | 9.25 | 9 | 4.4 | 0.626 | 125 | Yes | [9 empty] | cETL Damp | JOURDANTON 1L MINPEND-962 | One Light Mini-Pendant |  | 6115501-962.jpg | 6115501.jpg
6115501EN3-962 | One Light Mini-Pendant | The Jourdanton lighting collection by Sea Gull Lighting features perforated metal outer shades with a classic Ogee design detail surrounding faux silk inner shades. Frosted glass diffusers evenly distribute the light, and the versatile Brushed Nickel finish highlights the transitional design. The collection includes a four-light island pendant, a three-light pendant, a four-light pendant, a one-light mini-pendant, and a two-light semi-flush mount that can convert into a chain hanging pendant. Incandescent and ENERGY STAR-qualified LED lamping are available. All fixtures are California Title 24 compliant. | LINE VOLTAGE PENDANT | Jourdanton | Pendants | Brushed Nickel | 962 | Steel | Stainless Stainless Steel | D:7.5" H:6.6875" |  |  | 1 Medium A19 9.3w |  | 1 | Yes | [14 empty] | 0 | [12 empty] | 90.48 | 180.96 | 271.44 | D:7 1/2'' H:8 1/2'' O:52 3/4'' | 3.5 | 7.5 |  |  | 8.5 | Center Lock-Up |  |  | 52.75 |  |  |  | No |  | No | [20 empty] | D:5'' H:1'' Round |  |  |  |  | 120 | Clear Silver |  |  | Hardwired | 0 | 0 | 0 | 1 | 1 | 0 | 0 | 0 | 0 | 0 | 0 | 785652046117 | 13 | 9.25 | 9 | 4.4 | 0.626 | 125 | Yes | [9 empty] | cETL Damp | JOURDANTON 1L MINPEND-962 | One Light Mini-Pendant |  | 6115501EN3-962.jpg | 6115501.jpg
61160-05 | One Light Mini-Pendant | The Oslo lighting collection by Sea Gull Lighting is a sleek design, with smooth and clean lines. The Opal Etched glass adds to this collection's contemporary and minimalist character. Offered in Chrome, Brushed Nickel and textured Blacksmith finishes, the collection includes nine-, five-, and three-light chandeliers, pendants in four sizes, both flush and semi-flush ceiling fixtures, as well as one-, two-, three- and four-light wall/bath fixtures. Both incandescent lamping and ENERGY STAR-qualified LED lamping are available. All fixtures are California Title 24 compliant. | LINE VOLTAGE PENDANT | Oslo | Pendants | Chrome | 5 | Steel | Cased Opal Etched Glass | D:3.9375" H:5.90625" |  |  | 1 Medium A19 100w |  | 1 | No | [14 empty] | 0 | [12 empty] | 47.98 | 95.96 | 143.94 | D:4'' H:5 3/4'' O:51'' | 2.6 | 4 |  |  | 5.75 | Cap Nuts |  |  | 51 |  |  |  | No |  | No | [20 empty] | D:5 1/2'' H:13/16'' Round |  |  |  |  | 144 | Clear Silver |  |  |  | 0 | 0 | 0 | 0 | 1 | 0 | 0 | 1 | 0 | 0 | 0 | 785652171536 | 13.875 | 7.5 | 7.5 | 3.3 | 0.452 | 125 | Yes | [9 empty] | cETL Dry | OSLO 1L MINPEND-05 | One Light Mini-Pendant |  | 61160-05.jpg | 61160.jpg
61160-710 | One Light Mini-Pendant | The Oslo lighting collection by Sea Gull Lighting is a sleek design, with smooth and clean lines. The Opal Etched glass adds to this collection's contemporary and minimalist character. Offered in Chrome, Brushed Nickel and textured Blacksmith finishes, the collection includes nine-, five-, and three-light chandeliers, pendants in four sizes, both flush and semi-flush ceiling fixtures, as well as one-, two-, three- and four-light wall/bath fixtures. Both incandescent lamping and ENERGY STAR-qualified LED lamping are available. All fixtures are California Title 24 compliant. | LINE VOLTAGE PENDANT | Oslo | Pendants | Burnt Sienna | 710 | Steel | Cased Opal Etched Glass | D:3.9375" H:5.90625" |  |  | 1 Medium A19 100w |  | 1 | No | [14 empty] | 0 | [12 empty] | 45.95 | 91.9 | 137.85 | D:4'' H:5 3/4'' O:51'' | 2.6 | 4 |  |  | 5.75 | Cap Nuts |  |  | 51 |  |  |  | No |  | No | [20 empty] | D:5 1/2'' H:13/16'' Round |  |  |  |  | 144 | Brown |  |  |  | 0 | 0 | 0 | 0 | 1 | 0 | 0 | 1 | 0 | 0 | 0 | 785652077869 | 13.875 | 7.5 | 7.5 | 3.3 | 0.452 | 125 | Yes | [9 empty] | cETL Dry | OSLO 1L MINPEND-710 | One Light Mini-Pendant |  | 61160-710.jpg | 61160.jpg
61160-839 | One Light Mini-Pendant | The Oslo lighting collection by Sea Gull Lighting is a sleek design, with smooth and clean lines. The Opal Etched glass adds to this collection's contemporary and minimalist character. Offered in Chrome, Brushed Nickel and textured Blacksmith finishes, the collection includes nine-, five-, and three-light chandeliers, pendants in four sizes, both flush and semi-flush ceiling fixtures, as well as one-, two-, three- and four-light wall/bath fixtures. Both incandescent lamping and ENERGY STAR-qualified LED lamping are available. All fixtures are California Title 24 compliant. | LINE VOLTAGE PENDANT | Oslo | Pendants | Blacksmith | 839 | Steel | Cased Opal Etched Glass | D:3.9375" H:5.90625" |  |  | 1 Medium A19 100w |  | 1 | No | [14 empty] | 0 | [12 empty] | 47.98 | 95.96 | 143.94 | D:4'' H:5 3/4'' O:51'' | 2.6 | 4 |  |  | 5.75 | Cap Nuts |  |  | 51 |  |  |  | No |  | No | [20 empty] | D:5 1/2'' H:13/16'' Round |  |  |  |  | 144 | Brown |  |  |  | 0 | 0 | 0 | 0 | 1 | 0 | 0 | 1 | 0 | 0 | 0 | 785652171604 | 13.875 | 7.5 | 7.5 | 3.3 | 0.452 | 125 | Yes | [9 empty] | cETL Dry | OSLO 1L MINPEND-839 | One Light Mini-Pendant |  | 61160-839.jpg | 61160.jpg
61160-962 | One Light Mini-Pendant | The Oslo lighting collection by Sea Gull Lighting is a sleek design, with smooth and clean lines. The Opal Etched glass adds to this collection's contemporary and minimalist character. Offered in Chrome, Brushed Nickel and textured Blacksmith finishes, the collection includes nine-, five-, and three-light chandeliers, pendants in four sizes, both flush and semi-flush ceiling fixtures, as well as one-, two-, three- and four-light wall/bath fixtures. Both incandescent lamping and ENERGY STAR-qualified LED lamping are available. All fixtures are California Title 24 compliant. | LINE VOLTAGE PENDANT | Oslo | Pendants | Brushed Nickel | 962 | Steel | Cased Opal Etched Glass | D:3.9375" H:5.90625" |  |  | 1 Medium A19 100w |  | 1 | No | [14 empty] | 0 | [12 empty] | 44.48 | 88.96 | 133.44 | D:4'' H:5 3/4'' O:51'' | 2.6 | 4 |  |  | 5.75 | Cap Nuts |  |  | 51 |  |  |  | No |  | No | [20 empty] | D:5 1/2'' H:13/16'' Round |  |  |  |  | 144 | Clear Silver |  |  | Hardwired | 0 | 0 | 0 | 0 | 1 | 0 | 0 | 1 | 0 | 0 | 0 | 785652003011 | 13.875 | 7.5 | 7.5 | 3.3 | 0.452 | 125 | Yes | [9 empty] | cETL Dry | OSLO 1L MINPEND-962 | One Light Mini-Pendant |  | 61160-962.jpg | 61160.jpg
61160EN3-05 | One Light Mini-Pendant | The Oslo lighting collection by Sea Gull Lighting is a sleek design, with smooth and clean lines. The Opal Etched glass adds to this collection's contemporary and minimalist character. Offered in Chrome, Brushed Nickel and textured Blacksmith finishes, the collection includes nine-, five-, and three-light chandeliers, pendants in four sizes, both flush and semi-flush ceiling fixtures, as well as one-, two-, three- and four-light wall/bath fixtures. Both incandescent lamping and ENERGY STAR-qualified LED lamping are available. All fixtures are California Title 24 compliant. | LINE VOLTAGE PENDANT | Oslo | Pendants | Chrome | 5 | Steel | Cased Opal Etched Glass | D:3.9375" H:5.90625" |  |  | 1 Medium A19 9.3w |  | 1 | Yes | [14 empty] | 0 | [12 empty] | 49.95 | 99.9 | 149.85 | D:4'' H:5 3/4'' O:51'' | 2.6 | 4 |  |  | 5.75 | Cap Nuts |  |  | 51 |  |  |  | No |  | No | [20 empty] | D:5 1/2'' H:13/16'' Round |  |  |  |  | 144 | Clear Silver |  |  | Hardwired | 0 | 0 | 0 | 1 | 1 | 0 | 0 | 0 | 0 | 0 | 0 | 785652046346 | 13.8 | 7.5 | 7.5 | 3.3 | 0.449 | 125 | Yes | [9 empty] | cETL Dry | OSLO 1L MINPEND-05 | One Light Mini-Pendant |  | 61160EN3-05.jpg | 61160.jpg
61160EN3-710 | One Light Mini-Pendant | The Oslo lighting collection by Sea Gull Lighting is a sleek design, with smooth and clean lines. The Opal Etched glass adds to this collection's contemporary and minimalist character. Offered in Chrome, Brushed Nickel and textured Blacksmith finishes, the collection includes nine-, five-, and three-light chandeliers, pendants in four sizes, both flush and semi-flush ceiling fixtures, as well as one-, two-, three- and four-light wall/bath fixtures. Both incandescent lamping and ENERGY STAR-qualified LED lamping are available. All fixtures are California Title 24 compliant. | LINE VOLTAGE PENDANT | Oslo | Pendants | Burnt Sienna | 710 | Steel | Cased Opal Etched Glass | D:3.9375" H:5.90625" |  |  | 1 Medium A19 9.3w |  | 1 | Yes | [14 empty] | 0 | [12 empty] | 49.95 | 99.9 | 149.85 | D:4'' H:5 3/4'' O:51'' | 2.6 | 4 |  |  | 5.75 | Cap Nuts |  |  | 51 |  |  |  | No |  | No | [20 empty] | D:5 1/2'' H:13/16'' Round |  |  |  |  | 144 | Brown |  |  | Hardwired | 0 | 0 | 0 | 1 | 1 | 0 | 0 | 0 | 0 | 0 | 0 | 785652081903 | 13.8 | 7.5 | 7.5 | 3.3 | 0.449 | 125 | Yes | [9 empty] | cETL Dry | OSLO 1L MINPEND-710 | One Light Mini-Pendant |  | 61160EN3-710.jpg | 61160EN3.jpg
61160EN3-839 | One Light Mini-Pendant | The Oslo lighting collection by Sea Gull Lighting is a sleek design, with smooth and clean lines. The Opal Etched glass adds to this collection's contemporary and minimalist character. Offered in Chrome, Brushed Nickel and textured Blacksmith finishes, the collection includes nine-, five-, and three-light chandeliers, pendants in four sizes, both flush and semi-flush ceiling fixtures, as well as one-, two-, three- and four-light wall/bath fixtures. Both incandescent lamping and ENERGY STAR-qualified LED lamping are available. All fixtures are California Title 24 compliant. | LINE VOLTAGE PENDANT | Oslo | Pendants | Blacksmith | 839 | Steel | Cased Opal Etched Glass | D:3.9375" H:5.90625" |  |  | 1 Medium A19 9.3w |  | 1 | Yes | [14 empty] | 0 | [12 empty] | 49.95 | 99.9 | 149.85 | D:4'' H:5 3/4'' O:51'' | 2.6 | 4 |  |  | 5.75 | Cap Nuts |  |  | 51 |  |  |  | No |  | No | [20 empty] | D:5 1/2'' H:13/16'' Round |  |  |  |  | 144 | Brown |  |  | Hardwired | 0 | 0 | 0 | 1 | 1 | 0 | 0 | 0 | 0 | 0 | 0 | 785652046353 | 13.8 | 7.5 | 7.5 | 3.3 | 0.449 | 125 | Yes | [9 empty] | cETL Dry | OSLO 1L MINPEND-839 | One Light Mini-Pendant |  | 61160EN3-839.jpg | 61160.jpg
61160EN3-962 | One Light Mini-Pendant | The Oslo lighting collection by Sea Gull Lighting is a sleek design, with smooth and clean lines. The Opal Etched glass adds to this collection's contemporary and minimalist character. Offered in Chrome, Brushed Nickel and textured Blacksmith finishes, the collection includes nine-, five-, and three-light chandeliers, pendants in four sizes, both flush and semi-flush ceiling fixtures, as well as one-, two-, three- and four-light wall/bath fixtures. Both incandescent lamping and ENERGY STAR-qualified LED lamping are available. All fixtures are California Title 24 compliant. | LINE VOLTAGE PENDANT | Oslo | Pendants | Brushed Nickel | 962 | Steel | Cased Opal Etched Glass | D:3.9375" H:5.90625" |  |  | 1 Medium A19 9.3w |  | 1 | Yes | [14 empty] | 0 | [12 empty] | 49.98 | 99.96 | 149.94 | D:4'' H:5 3/4'' O:51'' | 2.6 | 4 |  |  | 5.75 | Cap Nuts |  |  | 51 |  |  |  | No |  | No | [20 empty] | D:5 1/2'' H:13/16'' Round |  |  |  |  | 144 | Clear Silver |  |  | Hardwired | 0 | 0 | 0 | 1 | 1 | 0 | 0 | 0 | 0 | 0 | 0 | 785652046360 | 13.9 | 7.5 | 7.5 | 3.3 | 0.452 | 125 | Yes | [9 empty] | cETL Dry | OSLO 1L MINPEND-962 | One Light Mini-Pendant |  | 61160EN3-962.jpg | 61160.jpg
6116601-782 | One Light Mini-Pendant | The subtle detail of the Bannock lighting collection by Sea Gull Lighting allows this transitional design to easily fit into any décor. The sleek, sweeping arms and Satin-Etched glass shades add touches of elegance to its streamlined profile. Equally at home in a contemporary, urban setting or a traditional décor in the suburbs, the full Bannock lighting collection is available in two beautiful finishes, Brushed Nickel and Heirloom Bronze. The Bannock collection includes three-, five- and nine-light chandeliers, one-light mini pendant, two-light semi-flush convertible pendant, and one-, two-, three- and four-light bath vanity fixtures. Incandescent and ENERGY STAR-qualified LED lamping are available; all fixtures are California Title 24 compliant. | LINE VOLTAGE PENDANT | Bannock | Pendants | Heirloom Bronze | 782 | Steel | Satin Etched Glass | D:4.75" H:5" |  |  | 1 Medium A19 75w |  | 1 | No | [14 empty] | 0 | [12 empty] | 41.45 | 82.9 | 124.35 | D:4 3/4'' H:6'' O:50 1/4'' | 2.4 | 4.75 |  |  | 6 | Center Lock-Up |  |  | 50.25 |  |  |  | No |  | No | [20 empty] | D:5 1/4'' H:1 3/8'' Round |  |  |  |  | 120 | Brown |  |  | Hardwired | 0 | 0 | 0 | 0 | 1 | 0 | 0 | 1 | 0 | 0 | 0 | 785652001727 | 15.25 | 9.5 | 8 | 3.9 | 0.671 | 175 | Yes | [9 empty] | cETL Damp | BANNOCK 1L MINPEND-782 | One Light Mini-Pendant |  | 6116601-782.jpg | 6116601.jpg
6116601EN3-782 | One Light Mini-Pendant | The subtle detail of the Bannock lighting collection by Sea Gull Lighting allows this transitional design to easily fit into any décor. The sleek, sweeping arms and Satin-Etched glass shades add touches of elegance to its streamlined profile. Equally at home in a contemporary, urban setting or a traditional décor in the suburbs, the full Bannock lighting collection is available in two beautiful finishes, Brushed Nickel and Heirloom Bronze. The Bannock collection includes three-, five- and nine-light chandeliers, one-light mini pendant, two-light semi-flush convertible pendant, and one-, two-, three- and four-light bath vanity fixtures. Incandescent and ENERGY STAR-qualified LED lamping are available; all fixtures are California Title 24 compliant. | LINE VOLTAGE PENDANT | Bannock | Pendants | Heirloom Bronze | 782 | Steel | Satin Etched Glass | D:4.75" H:5" |  |  | 1 Medium A19 9.3w |  | 1 | Yes | [14 empty] | 0 | [12 empty] | 47.45 | 94.9 | 142.35 | D:4 3/4'' H:6'' O:50 1/4'' | 2.4 | 4.75 |  |  | 6 | Center Lock-Up |  |  | 50.25 |  |  |  | No |  | No | [20 empty] | D:5 1/4'' H:1 3/8'' Round |  |  |  |  | 120 | Brown |  |  | Hardwired | 0 | 0 | 0 | 1 | 1 | 0 | 0 | 0 | 0 | 0 | 0 | 785652050572 | 15.25 | 9.5 | 8 | 3.9 | 0.671 | 175 | Yes | [9 empty] | cETL Damp | BANNOCK 1L MINPEND-782 | One Light Mini-Pendant |  | 6116601EN3-782.jpg | 6116601.jpg
61174-710 | One Light Mini-Pendant | The aviation-inspired Brockton collection from Sea Gull Lighting will elevate your style quotient. The prominent design features flow together effortlessly, creating a profile with flair. With a truly transitional design, these pieces are equally at home in a traditional or contemporary setting. Offered in a Brush Nickel finish with White Alabaster glass shades or in a Burnt Sienna finish with Amber Scavo glass shades. The assortment includes nine-light, five-light and three-light chandeliers, pendants in four sizes, both flush and semi-flush ceiling fixtures, and one-light, two-light, and three-light wall/bath fixtures. Brockton features both incandescent and ENERGY STAR-qualified LED lighting fixtures; all fixtures are California Title 24 compliant. | LINE VOLTAGE PENDANT | Brockton | Pendants | Burnt Sienna | 710 | Steel | Amber Scavo Glass | D:7.25" H:4.5" |  |  | 1 Medium A19 100w |  | 1 | No | [14 empty] | 0 | [12 empty] | 60 | 120 | 180 | D:7 1/4'' H:7 1/4'' O:54'' | 3.7 | 7.25 |  |  | 7.25 | Screw Collar - Stem |  |  | 54 |  |  |  | No |  | No | [20 empty] | D:5 1/4'' H:1 1/4'' Round |  |  |  |  | 120 | Brown | 3 |  | Hardwired | 0 | 0 | 0 | 0 | 1 | 0 | 0 | 1 | 0 | 0 | 0 | 785652250781 | 12.25 | 9.5 | 8.75 | 4.9 | 0.589 | 100 | Yes | [8 empty] | C-UL-US Dry |  | BROCKTON 1L MINPEND-710 | One Light Mini-Pendant |  | 61174-710.jpg | 61174BLE.jpg
61174EN3-710 | One Light Mini-Pendant | The aviation-inspired Brockton collection from Sea Gull Lighting will elevate your style quotient. The prominent design features flow together effortlessly, creating a profile with flair. With a truly transitional design, these pieces are equally at home in a traditional or contemporary setting. Offered in a Brush Nickel finish with White Alabaster glass shades or in a Burnt Sienna finish with Amber Scavo glass shades. The assortment includes nine-light, five-light and three-light chandeliers, pendants in four sizes, both flush and semi-flush ceiling fixtures, and one-light, two-light, and three-light wall/bath fixtures. Brockton features both incandescent and ENERGY STAR-qualified LED lighting fixtures; all fixtures are California Title 24 compliant. | LINE VOLTAGE PENDANT | Brockton | Pendants | Burnt Sienna | 710 | Steel | Amber Scavo Glass | D:7.25" H:4.5" |  |  | 1 Medium A19 9.3w |  | 1 | Yes | [14 empty] | 0 | [12 empty] | 63.5 | 127 | 190.5 | D:7 1/4'' H:7 1/4'' O:54'' | 3.7 | 7.25 |  |  | 7.25 | Screw Collar - Stem |  |  | 54 |  |  |  | No |  | No | [20 empty] | D:5 1/4'' H:1 1/4'' Round |  |  |  |  | 120 | Brown | 3 |  | Hardwired | 0 | 0 | 0 | 1 | 1 | 0 | 0 | 0 | 0 | 0 | 0 | 785652054907 | 12.25 | 9.5 | 8.75 | 4.9 | 0.589 | 100 | Yes | [8 empty] | C-UL-US Dry |  | BROCKTON 1L MINPEND-710 | One Light Mini-Pendant |  | 61174EN3-710.jpg | 61174.jpg
61180-710 | One Light Mini-Pendant | The Montreal collection by Sea Gull Lighting features flowing body elements and beautifully formed glass that complement each other to create a bold transitional statement. Classic Antique Brushed Nickel finish with Etched White glass or Burnt Sienna finish with Café Tint glass make Montreal a fit for any home decor. The assortment includes nine-light, five-light and three-light chandeliers, pendants in four sizes, both flush and semi-flush ceiling fixtures, as well as one-light, two-light, three-light and four-light wall/bath fixtures. Both incandescent lamping and ENERGY STAR-qualified LED lamping are available. All fixtures are California Title 24 compliant. | LINE VOLTAGE PENDANT | Montreal | Pendants | Burnt Sienna | 710 | Steel | Cafe Tint Glass |  |  |  | 1 Medium A19 100w |  | 1 | No | [14 empty] | 0 | [12 empty] | 61.95 | 123.9 | 185.85 | D:7 3/4'' H:7'' O:61 1/4'' | 4.1 | 7.75 |  |  | 7 |  |  |  | 61.25 |  |  |  | No |  | No | [20 empty] | D:5 1/4'' H:1 1/8'' Round |  |  |  |  | 120 | Brown | 12 |  |  | 0 | 0 | 0 | 0 | 1 | 0 | 0 | 1 | 0 | 0 | 0 | 785652182013 | 14 | 9.75 | 8.75 | 5.1 | 0.691 | 125 | Yes | [8 empty] | C-UL-US Dry |  | MONTREAL 1L MINPEND-710 | One Light Mini-Pendant |  | 61180-710.jpg | 61180.jpg
61180-965 | One Light Mini-Pendant | The Montreal collection by Sea Gull Lighting features flowing body elements and beautifully formed glass that complement each other to create a bold transitional statement. Classic Antique Brushed Nickel finish with Etched White glass or Burnt Sienna finish with Café Tint glass make Montreal a fit for any home decor. The assortment includes nine-light, five-light and three-light chandeliers, pendants in four sizes, both flush and semi-flush ceiling fixtures, as well as one-light, two-light, three-light and four-light wall/bath fixtures. Both incandescent lamping and ENERGY STAR-qualified LED lamping are available. All fixtures are California Title 24 compliant. | LINE VOLTAGE PENDANT | Montreal | Pendants | Antique Brushed Nickel | 965 | Steel | Etched / White Inside Glass |  |  |  | 1 Medium A19 100w |  | 1 | No | [14 empty] | 0 | [12 empty] | 61.95 | 123.9 | 185.85 | D:7 3/4'' H:7'' O:61 1/4'' | 4.1 | 7.75 |  |  | 7 |  |  |  | 61.25 |  |  |  | No |  | No | [20 empty] | D:5 1/4'' H:1 1/8'' Round |  |  |  |  | 120 | Clear | 12 |  |  | 0 | 0 | 0 | 0 | 1 | 0 | 0 | 1 | 0 | 0 | 0 | 785652171710 | 14 | 9.75 | 8.75 | 5.1 | 0.691 | 125 | Yes | [8 empty] | C-UL-US Dry |  | MONTREAL 1L MINPEND-965 | One Light Mini-Pendant |  | 61180-965.jpg | 61180.jpg
61180EN3-710 | One Light Mini-Pendant | The Montreal collection by Sea Gull Lighting features flowing body elements and beautifully formed glass that complement each other to create a bold transitional statement. Classic Antique Brushed Nickel finish with Etched White glass or Burnt Sienna finish with Café Tint glass make Montreal a fit for any home decor. The assortment includes nine-light, five-light and three-light chandeliers, pendants in four sizes, both flush and semi-flush ceiling fixtures, as well as one-light, two-light, three-light and four-light wall/bath fixtures. Both incandescent lamping and ENERGY STAR-qualified LED lamping are available. All fixtures are California Title 24 compliant. | LINE VOLTAGE PENDANT | Montreal | Pendants | Burnt Sienna | 710 | Steel | Cafe Tint Glass |  |  |  | 1 Medium A19 9.3w |  | 1 | Yes | [14 empty] | 0 | [12 empty] | 70.48 | 140.96 | 211.44 | D:7 3/4'' H:7'' O:61 1/4'' | 4.1 | 7.75 |  |  | 7 |  |  |  | 61.25 |  |  |  | No |  | No | [20 empty] | D:5 1/4'' H:1 1/8'' Round |  |  |  |  | 120 | Brown | 12 |  |  | 0 | 0 | 0 | 1 | 1 | 0 | 0 | 0 | 0 | 0 | 0 | 785652054921 | 14 | 9.75 | 8.75 | 5.1 | 0.691 | 125 | Yes | [9 empty] | cETL Dry | MONTREAL 1L MINPEND-710 | One Light Mini-Pendant |  | 61180EN3-710.jpg | 61180.jpg
61180EN3-965 | One Light Mini-Pendant | The Montreal collection by Sea Gull Lighting features flowing body elements and beautifully formed glass that complement each other to create a bold transitional statement. Classic Antique Brushed Nickel finish with Etched White glass or Burnt Sienna finish with Café Tint glass make Montreal a fit for any home decor. The assortment includes nine-light, five-light and three-light chandeliers, pendants in four sizes, both flush and semi-flush ceiling fixtures, as well as one-light, two-light, three-light and four-light wall/bath fixtures. Both incandescent lamping and ENERGY STAR-qualified LED lamping are available. All fixtures are California Title 24 compliant. | LINE VOLTAGE PENDANT | Montreal | Pendants | Antique Brushed Nickel | 965 | Steel | Etched / White Inside Glass |  |  |  | 1 Medium A19 9.3w |  | 1 | Yes | [14 empty] | 0 | [12 empty] | 70.48 | 140.96 | 211.44 | D:7 3/4'' H:7'' O:61 1/4'' | 4.1 | 7.75 |  |  | 7 |  |  |  | 61.25 |  |  |  | No |  | No | [20 empty] | D:5 1/4'' H:1 1/8'' Round |  |  |  |  | 120 | Clear | 12 |  |  | 0 | 0 | 0 | 1 | 1 | 0 | 0 | 0 | 0 | 0 | 0 | 785652054938 | 14 | 9.75 | 8.75 | 5.1 | 0.691 | 125 | Yes | [9 empty] | cETL Dry | MONTREAL 1L MINPEND-965 | One Light Mini-Pendant |  | 61180EN3-965.jpg | 61180.jpg
6120201-710 | One Light Mini-Pendant | The Seville collection represents commitment to high style at a sharp price. The modernist design is epitomized by the teardrop curves in the arms tipped by etched glass diffusors throughout the chandeliers and bath fixtures. The collection offers a "whole home" lighting solution in every imaginable category. The assortment includes nine-light, five-light, and three-light chandeliers (either with up-light or down-light), pendants in four sizes as well as one-light, two-light, three-light , four-light and five-light wall/bath fixtures. Install a stylish and elegant addition to any room in the house. Seville is offered in Brushed Nickel and Burnt Sienna finishes. | LINE VOLTAGE PENDANT | Seville | Pendants | Burnt Sienna | 710 | Steel | Etched / White Inside Glass | D:4" H:5.75" |  |  | 1 Medium A19 100w |  | 1 | No | [14 empty] | 0 | [12 empty] | 30.98 | 61.96 | 92.94 | D:4'' H:7'' O:53 1/8'' |  | 4 |  |  | 7 | Center Lock-Up |  |  | 53.125 |  |  |  | No |  | No | [20 empty] | D:5'' H:7/8'' Round |  |  |  |  | 120 | Brown |  |  | Hardwired | 0 | 0 | 0 | 0 | 1 | 0 | 0 | 1 | 0 | 0 | 0 | 785652061370 | 13.58 | 6.75 | 6.18 | 4 | 0.328 | 85 | Yes | 4 | 10785652061377 | 14.38 | 14.18 | 13 | 17.3 | 1.534 | Yes |  | cETL Damp | SEVILLE 1L MINPEND-710 | One Light Mini-Pendant |  | 6120201-710.png | 6120201.jpg
6120201-962 | One Light Mini-Pendant | The Seville collection represents commitment to high style at a sharp price. The modernist design is epitomized by the teardrop curves in the arms tipped by etched glass diffusors throughout the chandeliers and bath fixtures. The collection offers a "whole home" lighting solution in every imaginable category. The assortment includes nine-light, five-light, and three-light chandeliers (either with up-light or down-light), pendants in four sizes as well as one-light, two-light, three-light , four-light and five-light wall/bath fixtures. Install a stylish and elegant addition to any room in the house. Seville is offered in Brushed Nickel and Burnt Sienna finishes. | LINE VOLTAGE PENDANT | Seville | Pendants | Brushed Nickel | 962 | Steel | Etched / White Inside Glass | D:4" H:5.75" |  |  | 1 Medium A19 100w |  | 1 | No | [14 empty] | 0 | [12 empty] | 30.98 | 61.96 | 92.94 | D:4'' H:7'' O:53 1/8'' |  | 4 |  |  | 7 | Center Lock-Up |  |  | 53.125 |  |  |  | No |  | No | [20 empty] | D:5'' H:7/8'' Round |  |  |  |  | 120 | Clear Silver |  |  | Hardwired | 0 | 0 | 0 | 0 | 1 | 0 | 0 | 1 | 0 | 0 | 0 | 785652061387 | 13.58 | 6.75 | 6.18 | 4 | 0.328 | 85 | Yes | 4 | 10785652061384 | 14.38 | 14.18 | 13 | 17.3 | 1.534 | Yes |  | cETL Damp | SEVILLE 1L MINPEND-962 | One Light Mini-Pendant |  | 6120201-962.png | 6120201.jpg
6120201EN3-710 | One Light Mini-Pendant | The Seville collection represents commitment to high style at a sharp price. The modernist design is epitomized by the teardrop curves in the arms tipped by etched glass diffusors throughout the chandeliers and bath fixtures. The collection offers a "whole home" lighting solution in every imaginable category. The assortment includes nine-light, five-light, and three-light chandeliers (either with up-light or down-light), pendants in four sizes as well as one-light, two-light, three-light , four-light and five-light wall/bath fixtures. Install a stylish and elegant addition to any room in the house. Seville is offered in Brushed Nickel and Burnt Sienna finishes. | LINE VOLTAGE PENDANT | Seville | Pendants | Burnt Sienna | 710 | Steel | Etched / White Inside Glass | D:4" H:5.75" |  |  | 1 Medium A19 9.3w |  | 1 | Yes | [14 empty] | 0 | [12 empty] | 37.48 | 74.96 | 112.44 | D:4'' H:7'' O:53 1/8'' |  | 4 |  |  | 7 | Center Lock-Up |  |  | 53.125 |  |  |  | No |  | No | [20 empty] | D:5'' H:7/8'' Round |  |  |  |  | 120 | Brown |  |  | Hardwired | 0 | 0 | 0 | 1 | 1 | 0 | 0 | 0 | 0 | 0 | 0 | 785652061424 | 13.58 | 6.75 | 6.18 | 4 | 0.328 | 85 | Yes | 4 | 10785652061421 | 14.38 | 14.18 | 13 | 17.3 | 1.534 | Yes |  | cETL Damp | SEVILLE 1L LED MINPEND-710 | One Light Mini-Pendant |  | 6120201EN3-710.png | 6120201.jpg
6120201EN3-962 | One Light Mini-Pendant | The Seville collection represents commitment to high style at a sharp price. The modernist design is epitomized by the teardrop curves in the arms tipped by etched glass diffusors throughout the chandeliers and bath fixtures. The collection offers a "whole home" lighting solution in every imaginable category. The assortment includes nine-light, five-light, and three-light chandeliers (either with up-light or down-light), pendants in four sizes as well as one-light, two-light, three-light , four-light and five-light wall/bath fixtures. Install a stylish and elegant addition to any room in the house. Seville is offered in Brushed Nickel and Burnt Sienna finishes. | LINE VOLTAGE PENDANT | Seville | Pendants | Brushed Nickel | 962 | Steel | Etched / White Inside Glass | D:4" H:5.75" |  |  | 1 Medium A19 9.3w |  | 1 | Yes | [14 empty] | 0 | [12 empty] | 37.48 | 74.96 | 112.44 | D:4'' H:7'' O:53 1/8'' |  | 4 |  |  | 7 | Center Lock-Up |  |  | 53.125 |  |  |  | No |  | No | [20 empty] | D:5'' H:7/8'' Round |  |  |  |  | 120 | Clear Silver |  |  | Hardwired | 0 | 0 | 0 | 1 | 1 | 0 | 0 | 0 | 0 | 0 | 0 | 785652061431 | 13.58 | 6.75 | 6.18 | 4.1 | 0.328 | 85 | Yes | 4 | 10785652061438 | 14.5 | 14.25 | 13.18 | 18 | 1.576 | Yes |  | cETL Damp | SEVILLE 1L LED MINPEND-962 | One Light Mini-Pendant |  | 6120201EN3-962.png | 6120201.jpg
6121601-112 | One Light Mini-Pendant |  | LINE VOLTAGE PENDANT | Robie | Pendants | Midnight Black | 112 | Steel | Etched / White Inside Glass | D:3.5" H:6.125" |  |  | 1 Medium A19 75w |  | 1 | No | [14 empty] | 0 | [12 empty] | 39.5 | 79 | 118.5 | D:4 3/8'' H:6 1/2'' O:51'' |  | 4.375 |  |  | 6.5 | Center Lock-Up |  |  | 51 |  |  |  | No |  | No | [20 empty] | D:5'' H:7/8'' Round |  |  |  |  | 120 | Black |  |  | Hardwired | 0 | 0 | 0 | 0 | 1 | 0 | 0 | 1 | 0 | 0 | 0 | 785652075353 | [7 empty] | 6 | 10785652075350 | [7 empty] | cETL Damp | ROBIE 1L MINPEND-112 | One Light Mini-Pendant |  | 6121601-112.jpg | 6121601.jpg
6121601-710 | One Light Mini-Pendant |  | LINE VOLTAGE PENDANT | Robie | Pendants | Burnt Sienna | 710 | Steel | Etched / White Inside Glass | D:3.5" H:6.125" |  |  | 1 Medium A19 75w |  | 1 | No | [14 empty] | 0 | [12 empty] | 39.5 | 79 | 118.5 | D:4 3/8'' H:6 1/2'' O:51'' |  | 4.375 |  |  | 6.5 | Center Lock-Up |  |  | 51 |  |  |  | No |  | No | [20 empty] | D:5'' H:7/8'' Round |  |  |  |  | 120 | Brown |  |  | Hardwired | 0 | 0 | 0 | 0 | 1 | 0 | 0 | 1 | 0 | 0 | 0 | 785652075360 | 14.25 | 6.5 | 7.75 | 3.2 | 0.415 | 125 | Yes | 6 | 10785652075367 | [7 empty] | cETL Damp | ROBIE 1L MINPEND-710 | One Light Mini-Pendant |  | 6121601-710.jpg | 6121601.jpg
6121601-962 | One Light Mini-Pendant |  | LINE VOLTAGE PENDANT | Robie | Pendants | Brushed Nickel | 962 | Steel | Etched / White Inside Glass | D:3.5" H:6.125" |  |  | 1 Medium A19 75w |  | 1 | No | [14 empty] | 0 | [12 empty] | 39.5 | 79 | 118.5 | D:4 3/8'' H:6 1/2'' O:51'' |  | 4.375 |  |  | 6.5 | Center Lock-Up |  |  | 51 |  |  |  | No |  | No | [20 empty] | D:5'' H:7/8'' Round |  |  |  |  | 120 | Clear Silver |  |  | Hardwired | 0 | 0 | 0 | 0 | 1 | 0 | 0 | 1 | 0 | 0 | 0 | 785652075377 | [7 empty] | 6 | 10785652075374 | [7 empty] | cETL Damp | ROBIE 1L MINPEND-962 | One Light Mini-Pendant |  | 6121601-962.jpg | 6121601.jpg
6121601EN3-112 | One Light Mini-Pendant |  | LINE VOLTAGE PENDANT | Robie | Pendants | Midnight Black | 112 | Steel | Etched / White Inside Glass | D:3.5" H:6.125" |  |  | 1 Medium A19 9.3w |  | 1 | Yes | [14 empty] | 0 | [12 empty] | 44.5 | 89 | 133.5 | D:4 3/8'' H:6 1/2'' O:51'' |  | 4.375 |  |  | 6.5 | Center Lock-Up |  |  | 51 |  |  |  | No |  | No | [20 empty] | D:5'' H:7/8'' Round |  |  |  |  | 120 | Black |  |  | Hardwired | 0 | 0 | 0 | 1 | 1 | 0 | 0 | 0 | 0 | 0 | 0 | 785652079856 | [16 empty] | cETL Damp | ROBIE 1L MINPEND-112 | One Light Mini-Pendant |  | 6121601EN3-112.jpg | 6121601EN3.jpg
6121601EN3-710 | One Light Mini-Pendant |  | LINE VOLTAGE PENDANT | Robie | Pendants | Burnt Sienna | 710 | Steel | Etched / White Inside Glass | D:3.5" H:6.125" |  |  | 1 Medium A19 9.3w |  | 1 | Yes | [14 empty] | 0 | [12 empty] | 44.5 | 89 | 133.5 | D:4 3/8'' H:6 1/2'' O:51'' |  | 4.375 |  |  | 6.5 | Center Lock-Up |  |  | 51 |  |  |  | No |  | No | [20 empty] | D:5'' H:7/8'' Round |  |  |  |  | 120 | Brown |  |  | Hardwired | 0 | 0 | 0 | 1 | 1 | 0 | 0 | 0 | 0 | 0 | 0 | 785652079870 | [16 empty] | cETL Damp | ROBIE 1L MINPEND-710 | One Light Mini-Pendant |  | 6121601EN3-710.jpg | 6121601EN3.jpg
6121601EN3-962 | One Light Mini-Pendant |  | LINE VOLTAGE PENDANT | Robie | Pendants | Brushed Nickel | 962 | Steel | Etched / White Inside Glass | D:3.5" H:6.125" |  |  | 1 Medium A19 9.3w |  | 1 | Yes | [14 empty] | 0 | [12 empty] | 44.5 | 89 | 133.5 | D:4 3/8'' H:6 1/2'' O:51'' |  | 4.375 |  |  | 6.5 | Center Lock-Up |  |  | 51 |  |  |  | No |  | No | [20 empty] | D:5'' H:7/8'' Round |  |  |  |  | 120 | Clear Silver |  |  | Hardwired | 0 | 0 | 1 | 1 | 1 | 0 | 0 | 0 | 0 | 0 | 0 | 785652079887 | [16 empty] | cETL Damp | ROBIE 1L MINPEND-962 | One Light Mini-Pendant |  | 6121601EN3-962.jpg | 6121601EN3.jpg
6124501-710 | One Light Mini-Pendant | The transitional styling of the Hanford lighting collection by Sea Gull Lighting is evident in its elegant symmetry articulated by long, sweeping arms. Tapered Etched glass shades produce a soft uplight and make Hanford complementary to a wide array of décor from traditional to contemporary. Offered in both Brushed Nickel and Burnt Sienna finishes, the collection includes five-, nine- and fifteen-light chandeliers, a three-light hall/foyer light, a one-light mini pendant, a three-light pendant, a three-light semi-flush mount which can convert into a pendant, and one-, two-, three- and four-light bath fixtures. Incandescent and ENERGY STAR-qualified LED lamping are available; all fixtures are California Title 24 compliant. | LINE VOLTAGE PENDANT | Hanford | Pendants | Burnt Sienna | 710 | Steel | Satin Etched Glass | D:5.125" H:5.75" |  |  | 1 Medium A19 100w |  | 1 | No | [14 empty] | 0 | [12 empty] | 44.98 | 89.96 | 134.94 | D:5 1/8'' H:6 3/4'' O:53 1/8'' | 3.3 | 5.125 |  |  | 6.75 | Center Lock-Up |  |  | 53.125 |  |  |  | No |  | No | [20 empty] | D:5'' H:7/8'' Round |  |  |  |  | 120 | Brown |  |  | Hardwired | 0 | 0 | 0 | 0 | 1 | 0 | 0 | 1 | 0 | 0 | 0 | 785652111006 | 13.5 | 7.5 | 7.25 | 4.2 | 0.425 | 100 | Yes | 4 | 10785652111003 | 17 | 15.5 | 14 | 19.4 | 2.135 | Yes |  | cETL Damp | HANFORD 1L MINPEND-710 | One Light Mini-Pendant |  | 6124501-710.jpg | 6124501.jpg
6124501-962 | One Light Mini-Pendant | The transitional styling of the Hanford lighting collection by Sea Gull Lighting is evident in its elegant symmetry articulated by long, sweeping arms. Tapered Etched glass shades produce a soft uplight and make Hanford complementary to a wide array of décor from traditional to contemporary. Offered in both Brushed Nickel and Burnt Sienna finishes, the collection includes five-, nine- and fifteen-light chandeliers, a three-light hall/foyer light, a one-light mini pendant, a three-light pendant, a three-light semi-flush mount which can convert into a pendant, and one-, two-, three- and four-light bath fixtures. Incandescent and ENERGY STAR-qualified LED lamping are available; all fixtures are California Title 24 compliant. | LINE VOLTAGE PENDANT | Hanford | Pendants | Brushed Nickel | 962 | Steel | Satin Etched Glass | D:5.125" H:5.75" |  |  | 1 Medium A19 100w |  | 1 | No | [14 empty] | 0 | [12 empty] | 44.98 | 89.96 | 134.94 | D:5 1/8'' H:6 3/4'' O:53 1/8'' | 3.3 | 5.125 |  |  | 6.75 | Center Lock-Up |  |  | 53.125 |  |  |  | No |  | No | [20 empty] | D:5'' H:7/8'' Round |  |  |  |  | 120 | Clear Silver |  |  | Hardwired | 0 | 0 | 0 | 0 | 1 | 0 | 0 | 1 | 0 | 0 | 0 | 785652111020 | 13.5 | 7.5 | 7 | 4.4 | 0.41 | 93 | Yes | 4 | 10785652111027 | 17 | 15.25 | 14 | 19.4 | 2.1 | Yes |  | cETL Damp | HANFORD 1L MINPEND-962 | One Light Mini-Pendant |  | 6124501-962.jpg | 6124501.jpg
6124501EN3-710 | One Light Mini-Pendant | The transitional styling of the Hanford lighting collection by Sea Gull Lighting is evident in its elegant symmetry articulated by long, sweeping arms. Tapered Etched glass shades produce a soft uplight and make Hanford complementary to a wide array of décor from traditional to contemporary. Offered in both Brushed Nickel and Burnt Sienna finishes, the collection includes five-, nine- and fifteen-light chandeliers, a three-light hall/foyer light, a one-light mini pendant, a three-light pendant, a three-light semi-flush mount which can convert into a pendant, and one-, two-, three- and four-light bath fixtures. Incandescent and ENERGY STAR-qualified LED lamping are available; all fixtures are California Title 24 compliant. | LINE VOLTAGE PENDANT | Hanford | Pendants | Burnt Sienna | 710 | Steel | Satin Etched Glass | D:5.125" H:5.75" |  |  | 1 Medium A19 9.3w |  | 1 | Yes | [14 empty] | 0 | [12 empty] | 49.98 | 99.96 | 149.94 | D:5 1/8'' H:6 3/4'' O:53 1/8'' | 3.3 | 5.125 |  |  | 6.75 | Center Lock-Up |  |  | 53.125 |  |  |  | No |  | No | [20 empty] | D:5'' H:7/8'' Round |  |  |  |  | 120 | Brown |  |  | Hardwired | 0 | 0 | 0 | 1 | 1 | 0 | 0 | 0 | 0 | 0 | 0 | 785652045769 | 13.5 | 7.5 | 7.25 | 4.2 | 0.425 | 100 | Yes | 4 | 10785652045766 | 17 | 15.5 | 14 | 19.4 | 2.135 | Yes |  | cETL Damp | HANFORD 1L MINPEND-710 | One Light Mini-Pendant |  | 6124501EN3-710.jpg | 6124501.jpg
6124501EN3-962 | One Light Mini-Pendant | The transitional styling of the Hanford lighting collection by Sea Gull Lighting is evident in its elegant symmetry articulated by long, sweeping arms. Tapered Etched glass shades produce a soft uplight and make Hanford complementary to a wide array of décor from traditional to contemporary. Offered in both Brushed Nickel and Burnt Sienna finishes, the collection includes five-, nine- and fifteen-light chandeliers, a three-light hall/foyer light, a one-light mini pendant, a three-light pendant, a three-light semi-flush mount which can convert into a pendant, and one-, two-, three- and four-light bath fixtures. Incandescent and ENERGY STAR-qualified LED lamping are available; all fixtures are California Title 24 compliant. | LINE VOLTAGE PENDANT | Hanford | Pendants | Brushed Nickel | 962 | Steel | Satin Etched Glass | D:5.125" H:5.75" |  |  | 1 Medium A19 9.3w |  | 1 | Yes | [14 empty] | 0 | [12 empty] | 49.98 | 99.96 | 149.94 | D:5 1/8'' H:6 3/4'' O:53 1/8'' | 3.3 | 5.125 |  |  | 6.75 | Center Lock-Up |  |  | 53.125 |  |  |  | No |  | No | [20 empty] | D:5'' H:7/8'' Round |  |  |  |  | 120 | Clear Silver |  |  | Hardwired | 0 | 0 | 1 | 1 | 1 | 0 | 0 | 0 | 0 | 0 | 0 | 785652045776 | 14.18 | 8.18 | 6.5 | 4.4 | 0.436 | 93 | Yes | 4 | 10785652045773 | 16.75 | 15.5 | 13.5 | 19.3 | 2.028 | Yes |  | cETL Damp | HANFORD 1L MINPEND-962 | One Light Mini-Pendant |  | 6124501EN3-962.jpg | 6124501.jpg
6124601-710 | One Light Mini-Pendant | The Hettinger lighting collection by Sea Gull Lighting combines a traditional look with chic, modern charm. The minimalism of the tubular glass shades balances with the unique, outward-curve of the semi-circular arm detail. It’s available in three finishes - Burnt Sienna and Brushed Nickel for the whole collection, and Chrome for the bath vanities. The assortment includes six- and nine-light chandeliers; a one-light wall sconce; two-, three- and four-light bath vanity fixtures; a three-light pendant and two- light semi-flush convertible pendant. Incandescent and ENERGY STAR-qualified LED lamping are available; all fixtures are California Title 24 compliant. | LINE VOLTAGE PENDANT | Hettinger | Pendants | Burnt Sienna | 710 | Steel | Etched / White Inside Glass | D:3.5" H:6.125" |  |  | 1 Medium A19 100w |  | 1 | No | [14 empty] | 0 | [12 empty] | 47.98 | 95.96 | 143.94 | D:3 1/2'' H:7 3/16'' O:44 11/16'' | 2.2 | 3.5 |  |  | 7.1875 | Center Lock-Up |  |  | 44.6875 |  |  |  | No |  | No | [20 empty] | D:5 1/8'' H:3/4'' Round |  |  |  |  | 144 | Clear Silver |  |  | Hardwired | 0 | 0 | 0 | 0 | 1 | 0 | 0 | 1 | 0 | 0 | 0 | 785652003547 | 14.25 | 7 | 7 | 2.9 | 0.404 | 125 | Yes | [9 empty] | cETL Damp | HETTINGER 1L MINPEND-710 | One Light Mini-Pendant |  | 6124601-710.jpg | 6124601.jpg
6124601-778 | One Light Mini-Pendant | The silhouette of the modern Alturas lighting collection by Sea Gull Lighting features an interlocking, spherical steel frame, which harkens back to the Unisphere constructed for the 1964 New York World's Fair. The minimalist Alturas Collection draws the eye to the soft, warm glow of the light emitted from the cylindrical Satin Etched glass shades. The full assortment includes three-, five- and nine-light chandeliers, a one-light mini pendant, a three-light pendant, a two-light semi flush which is convertible into a pendant, and one-, two-, three- and four-light bath fixtures. All fixtures are offered in Brushed Oil Rubbed Bronze, Brushed Nickel and Satin Bronze finishes, the bath fixtures are also offered in Chrome finish. Incandescent and ENERGY STAR-qualified LED lamping are available; all fixtures are California Title 24 compliant. | LINE VOLTAGE PENDANT | Alturas | Pendants | Brushed Oil Rubbed Bronze | 778 | Steel | Etched / White Inside Glass | D:3.5" H:6.125" |  |  | 1 Medium A19 100w |  | 1 | No | [14 empty] | 0 | [12 empty] | 47.98 | 95.96 | 143.94 | D:3 1/2'' H:7 3/16'' O:44 11/16'' | 2.2 | 3.5 |  |  | 7.1875 | Center Lock-Up |  |  | 44.6875 |  |  |  | No |  | No | [20 empty] | D:5 1/8'' H:3/4'' Round |  |  |  |  | 144 | Brown |  |  | Hardwired | 0 | 0 | 0 | 0 | 1 | 0 | 0 | 1 | 0 | 0 | 0 | 785652067211 | 17.25 | 7.25 | 7 | 3.1 | 0.507 | 125 | Yes | [9 empty] | cETL Damp | ALTURAS 1L MINPEND-778 | One Light Mini-Pendant |  | 6124601-778.png | 6124601.jpg
6124601-848 | One Light Mini-Pendant | The silhouette of the modern Alturas lighting collection by Sea Gull Lighting features an interlocking, spherical steel frame, which harkens back to the Unisphere constructed for the 1964 New York World's Fair. The minimalist Alturas Collection draws the eye to the soft, warm glow of the light emitted from the cylindrical Satin Etched glass shades. The full assortment includes three-, five- and nine-light chandeliers, a one-light mini pendant, a three-light pendant, a two-light semi flush which is convertible into a pendant, and one-, two-, three- and four-light bath fixtures. All fixtures are offered in Brushed Oil Rubbed Bronze, Brushed Nickel and Satin Bronze finishes, the bath fixtures are also offered in Chrome finish. Incandescent and ENERGY STAR-qualified LED lamping are available; all fixtures are California Title 24 compliant. | LINE VOLTAGE PENDANT | Alturas | Pendants | Satin Bronze | 848 | Steel | Etched / White Inside Glass | D:3.5" H:6.125" |  |  | 1 Medium A19 100w |  | 1 | No | [14 empty] | 0 | [12 empty] | 47.98 | 95.96 | 143.94 | D:3 1/2'' H:7 3/16'' O:44 11/16'' | 2.2 | 3.5 |  |  | 7.1875 | Center Lock-Up |  |  | 44.6875 |  |  |  | No |  | No | [20 empty] | D:5 1/8'' H:3/4'' Round |  |  |  |  | 144 | Gold |  |  | Hardwired | 0 | 0 | 0 | 0 | 1 | 0 | 0 | 1 | 0 | 0 | 0 | 785652000638 | 14.25 | 7 | 7 | 2.9 | 0.404 | 125 | Yes | [9 empty] | cETL Damp | ALTURAS 1L MINPEND-848 | One Light Mini-Pendant |  | 6124601-848.jpg | 6124601.jpg
6124601-962 | One Light Mini-Pendant | The silhouette of the modern Alturas lighting collection by Sea Gull Lighting features an interlocking, spherical steel frame, which harkens back to the Unisphere constructed for the 1964 New York World's Fair. The minimalist Alturas Collection draws the eye to the soft, warm glow of the light emitted from the cylindrical Satin Etched glass shades. The full assortment includes three-, five- and nine-light chandeliers, a one-light mini pendant, a three-light pendant, a two-light semi flush which is convertible into a pendant, and one-, two-, three- and four-light bath fixtures. All fixtures are offered in Brushed Oil Rubbed Bronze, Brushed Nickel and Satin Bronze finishes, the bath fixtures are also offered in Chrome finish. Incandescent and ENERGY STAR-qualified LED lamping are available; all fixtures are California Title 24 compliant. | LINE VOLTAGE PENDANT | Alturas | Pendants | Brushed Nickel | 962 | Steel | Etched / White Inside Glass | D:3.5" H:6.125" |  |  | 1 Medium A19 100w |  | 1 | No | [14 empty] | 0 | [12 empty] | 49.98 | 99.96 | 149.94 | D:3 1/2'' H:7 3/16'' O:44 11/16'' | 2.2 | 3.5 |  |  | 7.1875 | Center Lock-Up |  |  | 44.6875 |  |  |  | No |  | No | [20 empty] | D:5 1/8'' H:3/4'' Round |  |  |  |  | 144 | Clear Silver |  |  | Hardwired | 0 | 0 | 0 | 0 | 1 | 0 | 0 | 1 | 0 | 0 | 0 | 785652108969 | 17.25 | 7 | 7 | 3 | 0.489 | 125 | Yes | [9 empty] | cETL Damp | ALTURAS 1L MINPEND-962 | One Light Mini-Pendant |  | 6124601-962.jpg | 6124601.jpg
6124601EN3-710 | One Light Mini-Pendant | The Hettinger lighting collection by Sea Gull Lighting combines a traditional look with chic, modern charm. The minimalism of the tubular glass shades balances with the unique, outward-curve of the semi-circular arm detail. It’s available in three finishes - Burnt Sienna and Brushed Nickel for the whole collection, and Chrome for the bath vanities. The assortment includes six- and nine-light chandeliers; a one-light wall sconce; two-, three- and four-light bath vanity fixtures; a three-light pendant and two- light semi-flush convertible pendant. Incandescent and ENERGY STAR-qualified LED lamping are available; all fixtures are California Title 24 compliant. | LINE VOLTAGE PENDANT | Hettinger | Pendants | Burnt Sienna | 710 | Steel | Etched / White Inside Glass | D:3.5" H:6.125" |  |  | 1 Medium A19 9.3w |  | 1 | Yes | [14 empty] | 0 | [12 empty] | 55.48 | 110.96 | 166.44 | D:3 1/2'' H:7 3/16'' O:44 11/16'' | 2.2 | 3.5 |  |  | 7.1875 | Center Lock-Up |  |  | 44.6875 |  |  |  | No |  | No | [20 empty] | D:5 1/8'' H:3/4'' Round |  |  |  |  | 144 | Clear Silver |  |  | Hardwired | 0 | 0 | 0 | 1 | 1 | 0 | 0 | 0 | 0 | 0 | 0 | 785652045950 | 14.25 | 7 | 7 | 2.9 | 0.404 | 125 | Yes | [9 empty] | cETL Damp | HETTINGER 1L MINPEND-710 | One Light Mini-Pendant |  | 6124601EN3-710.jpg | 6124601.jpg
6124601EN3-778 | One Light Mini-Pendant | The silhouette of the modern Alturas lighting collection by Sea Gull Lighting features an interlocking, spherical steel frame, which harkens back to the Unisphere constructed for the 1964 New York World's Fair. The minimalist Alturas Collection draws the eye to the soft, warm glow of the light emitted from the cylindrical Satin Etched glass shades. The full assortment includes three-, five- and nine-light chandeliers, a one-light mini pendant, a three-light pendant, a two-light semi flush which is convertible into a pendant, and one-, two-, three- and four-light bath fixtures. All fixtures are offered in Brushed Oil Rubbed Bronze, Brushed Nickel and Satin Bronze finishes, the bath fixtures are also offered in Chrome finish. Incandescent and ENERGY STAR-qualified LED lamping are available; all fixtures are California Title 24 compliant. | LINE VOLTAGE PENDANT | Alturas | Pendants | Brushed Oil Rubbed Bronze | 778 | Steel | Etched / White Inside Glass | D:3.5" H:6.125" |  |  | 1 Medium A19 9.3w |  | 1 | Yes | [14 empty] | 0 | [12 empty] | 54.98 | 109.96 | 164.94 | D:3 1/2'' H:7 3/16'' O:44 11/16'' | 2.2 | 3.5 |  |  | 7.1875 | Center Lock-Up |  |  | 44.6875 |  |  |  | No |  | No | [20 empty] | D:5 1/8'' H:3/4'' Round |  |  |  |  | 144 | Brown |  |  | Hardwired | 0 | 0 | 0 | 1 | 1 | 0 | 0 | 0 | 0 | 0 | 0 | 785652068119 | 17.25 | 7.25 | 7 | 3.1 | 0.507 | 125 | Yes | [9 empty] | cETL Damp | ALTURAS 1L LED MINPEND-778 | One Light Mini-Pendant |  | 6124601EN3-778.png | 6124601.jpg
6124601EN3-848 | One Light Mini-Pendant | The silhouette of the modern Alturas lighting collection by Sea Gull Lighting features an interlocking, spherical steel frame, which harkens back to the Unisphere constructed for the 1964 New York World's Fair. The minimalist Alturas Collection draws the eye to the soft, warm glow of the light emitted from the cylindrical Satin Etched glass shades. The full assortment includes three-, five- and nine-light chandeliers, a one-light mini pendant, a three-light pendant, a two-light semi flush which is convertible into a pendant, and one-, two-, three- and four-light bath fixtures. All fixtures are offered in Brushed Oil Rubbed Bronze, Brushed Nickel and Satin Bronze finishes, the bath fixtures are also offered in Chrome finish. Incandescent and ENERGY STAR-qualified LED lamping are available; all fixtures are California Title 24 compliant. | LINE VOLTAGE PENDANT | Alturas | Pendants | Satin Bronze | 848 | Steel | Etched / White Inside Glass | D:3.5" H:6.125" |  |  | 1 Medium A19 9.3w |  | 1 | Yes | [14 empty] | 0 | [12 empty] | 54.98 | 109.96 | 164.94 | D:3 1/2'' H:7 3/16'' O:44 11/16'' | 2.2 | 3.5 |  |  | 7.1875 | Center Lock-Up |  |  | 44.6875 |  |  |  | No |  | No | [20 empty] | D:5 1/8'' H:3/4'' Round |  |  |  |  | 144 | Gold |  |  | Hardwired | 0 | 0 | 0 | 1 | 1 | 0 | 0 | 0 | 0 | 0 | 0 | 785652044281 | 14.25 | 7 | 7 | 2.9 | 0.404 | 125 | Yes | [9 empty] | cETL Damp | ALTURAS 1L MINPEND-848 | One Light Mini-Pendant |  | 6124601EN3-848.jpg | 6124601.jpg
6124601EN3-962 | One Light Mini-Pendant | The silhouette of the modern Alturas lighting collection by Sea Gull Lighting features an interlocking, spherical steel frame, which harkens back to the Unisphere constructed for the 1964 New York World's Fair. The minimalist Alturas Collection draws the eye to the soft, warm glow of the light emitted from the cylindrical Satin Etched glass shades. The full assortment includes three-, five- and nine-light chandeliers, a one-light mini pendant, a three-light pendant, a two-light semi flush which is convertible into a pendant, and one-, two-, three- and four-light bath fixtures. All fixtures are offered in Brushed Oil Rubbed Bronze, Brushed Nickel and Satin Bronze finishes, the bath fixtures are also offered in Chrome finish. Incandescent and ENERGY STAR-qualified LED lamping are available; all fixtures are California Title 24 compliant. | LINE VOLTAGE PENDANT | Alturas | Pendants | Brushed Nickel | 962 | Steel | Etched / White Inside Glass | D:3.5" H:6.125" |  |  | 1 Medium A19 9.3w |  | 1 | Yes | [14 empty] | 0 | [12 empty] | 56.48 | 112.96 | 169.44 | D:3 1/2'' H:7 3/16'' O:44 11/16'' | 2.2 | 3.5 |  |  | 7.1875 | Center Lock-Up |  |  | 44.6875 |  |  |  | No |  | No | [20 empty] | D:5 1/8'' H:3/4'' Round |  |  |  |  | 144 | Clear Silver |  |  | Hardwired | 0 | 0 | 0 | 1 | 1 | 0 | 0 | 0 | 0 | 0 | 0 | 785652044298 | 17 | 7.25 | 7 | 3.2 | 0.499 | 125 | Yes | [9 empty] | cETL Damp | ALTURAS 1L MINPEND-962 | One Light Mini-Pendant |  | 6124601EN3-962.jpg | 6124601.jpg
6124901-846 | One Light Mini-Pendant | The transitional Socorro lighting collection by Sea Gull Lighting features a classic, barbed Quatrefoil profile - wholly updated by combining a distressed Cerused Oak finish on the decorative silhouette with the rich Stardust finish on the metal bobeches and decorative strapping to create undeniable rustic charm. While still offered in its original finish Stardust, the Socorro has been beautifully updated with our popular Washed Pine and Chrome finish to offer a modern take on this timeless industrial beauty. The collection includes a four-light mini-chandelier, medium and large six-light chandeliers, and four-light and six-light hall / foyer pendants. Incandescent candelabra base lamping. | LINE VOLTAGE PENDANT | Socorro | Pendants | Stardust / Cerused Oak | 846 / 735 | Steel |  |  |  |  | 1 Medium A19 60w |  | 1 | No | [14 empty] | 0 | [12 empty] | 94.5 | N/A | 283.5 | D:10 1/2'' H:12 3/8'' |  | 10.5 |  |  | 12.375 | Screw Collar - Stem | [6 empty] | No |  | No | [20 empty] | D:5'' H:3/4'' Round |  |  |  |  | 120 | Brown |  |  | Hardwired | 0 | 0 | 0 | 0 | 1 | 0 | 0 | 1 | 0 | 0 | 0 | 785652078019 | 15.5 | 15.5 | 19.5 | 7.4 | 2.711 | 250 | Yes | [9 empty] | cETL Damp | SOCORRO 1L MINPEND-846 | One Light Mini-Pendant |  | 6124901-846.jpg | 6124901.jpg
6128501-12 | One Light Mini-Pendant | A distinctive mesh lampshade in the Gereon Collection harkens back to the industrial days of machine innovation, adding a rugged look of workmanship that transforms an interior's identity. At once stylistic and utilitarian, Gereon is available in a finely textured Black finish with medium base sockets. The muted glow of the bulbs beneath the mesh framing adds a rugged personality. The versatile Gereon fixtures are damp rated for covered outdoor installations as well. Available as a 1-light mini-pendant, 3-light and 4-light pendants, 2-light semi-flush ceiling mount, and 1-light wall sconce to adapt interior settings in a variety of ways. | LINE VOLTAGE PENDANT | Gereon | Pendants | Black | 12 | Steel |  |  |  |  | 1 Medium ST19 60w |  | 1 | No | [14 empty] | 0 | [12 empty] | 60.98 | 121.96 | 182.94 | D:8'' H:9 1/8'' O:56 1/2'' | 4.3 | 8 |  |  | 9.125 | Center Lock-Up |  |  | 56.5 |  |  |  | No |  | No | [20 empty] | D:5'' H:3/4'' Round |  |  |  |  | 120 | Black |  |  | Hardwired | 0 | 0 | 0 | 0 | 1 | 0 | 0 | 1 | 0 | 0 | 0 | 785652061073 | 18.5 | 11.25 | 10.5 | 6 | 1.265 | 175 | Yes | [9 empty] | cETL Damp | GEREON 1L MINPEND-12 | One Light Mini-Pendant |  | 6128501-12.png | 6128501.jpg
6128501EN7-12 | One Light Mini-Pendant | A distinctive mesh lampshade in the Gereon Collection harkens back to the industrial days of machine innovation, adding a rugged look of workmanship that transforms an interior's identity. At once stylistic and utilitarian, Gereon is available in a finely textured Black finish with medium base sockets. The muted glow of the bulbs beneath the mesh framing adds a rugged personality. The versatile Gereon fixtures are damp rated for covered outdoor installations as well. Available as a 1-light mini-pendant, 3-light and 4-light pendants, 2-light semi-flush ceiling mount, and 1-light wall sconce to adapt interior settings in a variety of ways. | LINE VOLTAGE PENDANT | Gereon | Pendants | Black | 12 | Steel |  |  |  |  | 1 Medium A19 8.5w |  | 1 | Yes | [14 empty] | 0 | [12 empty] | 68.48 | 136.96 | 205.44 | D:8'' H:9 1/8'' O:56 1/2'' | 4.3 | 8 |  |  | 9.125 | Center Lock-Up |  |  | 56.5 |  |  |  | No |  | No | [20 empty] | D:5'' H:3/4'' Round |  |  |  |  | 120 | Black |  |  | Hardwired | 0 | 0 | 0 | 1 | 1 | 0 | 0 | 0 | 0 | 0 | 0 | 785652069215 | 18.5 | 11.25 | 10.5 | 6 | 1.265 | 175 | Yes | [9 empty] | cETL Damp | GEREON 1L LED MINPEND-12 | One Light Mini-Pendant |  | 6128501EN7-12.jpg | 6128501.jpg
6128601-802 | One Light Mini-Pendant | Combine hanging art with light. Undulating with free-form hoops of welded cold-rolled steel, the Cowen Collection will redefine any room. As illumination escapes from the openings in the sculpted shade, the full menagerie comes together. The textured Obsidian Mist finish adds the final tactile element to this postmodern piece. The refined modern design comes to life with distressed gold metal accents. The Cowen collection is equally at home in a contemporary, urban setting or a traditional décor in the suburbs. The assortment includes one-light wall sconce; one-light mini-pendant; two-light semi-flush; three-light pendant; five-light island pendant and a six-light foyer light. All fixtures are California Title 24 compliant. | LINE VOLTAGE PENDANT | Cowen | Pendants | Obsidian Mist | 802 | Steel |  |  |  |  | 1 Medium ST19 60w |  | 1 | No | [14 empty] | 0 | [12 empty] | 88.45 | 176.9 | 265.35 | D:8'' H:12'' O:56 1/2'' | 5.8 | 8 |  |  | 12 | Center Lock-Up |  |  | 56.5 |  |  |  | No |  | No | [20 empty] | D:5'' H:3/4'' Round |  |  |  |  | 120 | Black |  |  | Hardwired | 0 | 0 | 0 | 0 | 1 | 0 | 0 | 1 | 0 | 0 | 0 | 785652061134 | 17.5 | 11 | 10.5 | 6.8 | 1.17 | 175 | Yes | [9 empty] | cETL Damp | COWEN 1L MINPEND-802 | One Light Mini-Pendant |  | 6128601-802.png | 6128601.jpg
6128601EN7-802 | One Light Mini-Pendant | Combine hanging art with light. Undulating with free-form hoops of welded cold-rolled steel, the Cowen Collection will redefine any room. As illumination escapes from the openings in the sculpted shade, the full menagerie comes together. The textured Obsidian Mist finish adds the final tactile element to this postmodern piece. The refined modern design comes to life with distressed gold metal accents. The Cowen collection is equally at home in a contemporary, urban setting or a traditional décor in the suburbs. The assortment includes one-light wall sconce; one-light mini-pendant; two-light semi-flush; three-light pendant; five-light island pendant and a six-light foyer light. All fixtures are California Title 24 compliant. | LINE VOLTAGE PENDANT | Cowen | Pendants | Obsidian Mist | 802 | Steel |  |  |  |  | 1 Medium A19 8.5w |  | 1 | Yes | [14 empty] | 0 | [12 empty] | 99.98 | 199.96 | 299.94 | D:8'' H:12'' O:56 1/2'' | 5.8 | 8 |  |  | 12 | Center Lock-Up |  |  | 56.5 |  |  |  | No |  | No | [20 empty] | D:5'' H:3/4'' Round |  |  |  |  | 120 | Black |  |  | Hardwired | 0 | 0 | 0 | 1 | 1 | 0 | 0 | 0 | 0 | 0 | 0 | 785652068843 | 17.5 | 11 | 10.5 | 6.8 | 1.17 | 175 | Yes | [9 empty] | cETL Damp | COWEN 1L LED MINPEND-802 | One Light Mini-Pendant |  | 6128601EN7-802.jpg | 6128601.jpg
6128801-710 | One Light Mini-Pendant | Behind every seemingly simple design lies unerring attention to restraint and obsessive attention to the tiniest details. The Canfield collection by Sea Gull Lighting draws on the modernist traditions of "less is more". Essential functional elements dictate the aesthetics, and clean lines prevail. Layers of intricately finished hand-brushed steel progress vertically to the soft glow of light diffused through finely etched glass diffusors. Canfield offers a "whole home" lighting solution; offering lighting in every imaginable category from the auspicious 15 light 3-tier chandelier, to the concise mini-pendant and one-light sconces. The collection is available in hand brushed Burnt Sienna for a warm, tactile, almost Craftsman design style, or a brushed nickel to emphasize the more architectural elements of your interior. | LINE VOLTAGE PENDANT | Canfield | Pendants | Burnt Sienna | 710 | Steel | Etched / White Inside Glass | D:5.5" H:4.75" |  |  | 1 Medium A19 100w |  | 1 | No | [14 empty] | 0 | [12 empty] | 41.48 | 82.96 | 124.44 | D:5 1/2'' H:6 3/8'' O:52 3/8'' | 2.4 | 5.5 |  |  | 6.375 | Center Lock-Up |  |  | 52.375 |  |  |  | No |  | No | [20 empty] | D:5'' H:3/4'' Round |  |  |  |  | 120 | Brown |  |  | Hardwired | 0 | 0 | 0 | 0 | 1 | 0 | 0 | 1 | 0 | 0 | 0 | 785652059902 | 15 | 8.75 | 8.5 | 3.3 | 0.646 | 175 | Yes | [9 empty] | cETL Damp | CANFIELD 1L MINPEND-710 | One Light Mini-Pendant |  | 6128801-710.png | 6128801.jpg
6128801-962 | One Light Mini-Pendant | Behind every seemingly simple design lies unerring attention to restraint and obsessive attention to the tiniest details. The Canfield collection by Sea Gull Lighting draws on the modernist traditions of "less is more". Essential functional elements dictate the aesthetics, and clean lines prevail. Layers of intricately finished hand-brushed steel progress vertically to the soft glow of light diffused through finely etched glass diffusors. Canfield offers a "whole home" lighting solution; offering lighting in every imaginable category from the auspicious 15 light 3-tier chandelier, to the concise mini-pendant and one-light sconces. The collection is available in hand brushed Burnt Sienna for a warm, tactile, almost Craftsman design style, or a brushed nickel to emphasize the more architectural elements of your interior. | LINE VOLTAGE PENDANT | Canfield | Pendants | Brushed Nickel | 962 | Steel | Etched / White Inside Glass | D:5.5" H:4.75" |  |  | 1 Medium A19 100w |  | 1 | No | [14 empty] | 0 | [12 empty] | 41.48 | 82.96 | 124.44 | D:5 1/2'' H:6 3/8'' O:52 3/8'' | 2.4 | 5.5 |  |  | 6.375 | Center Lock-Up |  |  | 52.375 |  |  |  | No |  | No | [20 empty] | D:5'' H:3/4'' Round |  |  |  |  | 120 | Clear Silver |  |  | Hardwired | 0 | 0 | 0 | 0 | 1 | 0 | 0 | 1 | 0 | 0 | 0 | 785652059919 | 15 | 9 | 8.5 | 3.2 | 0.664 | 175 | Yes | [9 empty] | cETL Damp | CANFIELD 1L MINPEND-962 | One Light Mini-Pendant |  | 6128801-962.png | 6128801.jpg
6128801EN3-710 | One Light Mini-Pendant | Behind every seemingly simple design lies unerring attention to restraint and obsessive attention to the tiniest details. The Canfield collection by Sea Gull Lighting draws on the modernist traditions of "less is more". Essential functional elements dictate the aesthetics, and clean lines prevail. Layers of intricately finished hand-brushed steel progress vertically to the soft glow of light diffused through finely etched glass diffusors. Canfield offers a "whole home" lighting solution; offering lighting in every imaginable category from the auspicious 15 light 3-tier chandelier, to the concise mini-pendant and one-light sconces. The collection is available in hand brushed Burnt Sienna for a warm, tactile, almost Craftsman design style, or a brushed nickel to emphasize the more architectural elements of your interior. | LINE VOLTAGE PENDANT | Canfield | Pendants | Burnt Sienna | 710 | Steel | Etched / White Inside Glass | D:5.5" H:4.75" |  |  | 1 Medium A19 9.3w |  | 1 | Yes | [14 empty] | 0 | [12 empty] | 47.98 | 95.96 | 143.94 | D:5 1/2'' H:6 3/8'' O:52 3/8'' | 2.4 | 5.5 |  |  | 6.375 | Center Lock-Up |  |  | 52.375 |  |  |  | No |  | No | [20 empty] | D:5'' H:3/4'' Round |  |  |  |  | 120 | Brown |  |  | Hardwired | 0 | 0 | 0 | 1 | 1 | 0 | 0 | 0 | 0 | 0 | 0 | 785652060441 | 15 | 8.75 | 8.5 | 3.3 | 0.646 | 175 | Yes | [9 empty] | cETL Damp | CANFIELD 1L LED MINPEND-710 | One Light Mini-Pendant |  | 6128801EN3-710.png | 6128801.jpg
6128801EN3-962 | One Light Mini-Pendant | Behind every seemingly simple design lies unerring attention to restraint and obsessive attention to the tiniest details. The Canfield collection by Sea Gull Lighting draws on the modernist traditions of "less is more". Essential functional elements dictate the aesthetics, and clean lines prevail. Layers of intricately finished hand-brushed steel progress vertically to the soft glow of light diffused through finely etched glass diffusors. Canfield offers a "whole home" lighting solution; offering lighting in every imaginable category from the auspicious 15 light 3-tier chandelier, to the concise mini-pendant and one-light sconces. The collection is available in hand brushed Burnt Sienna for a warm, tactile, almost Craftsman design style, or a brushed nickel to emphasize the more architectural elements of your interior. | LINE VOLTAGE PENDANT | Canfield | Pendants | Brushed Nickel | 962 | Steel | Etched / White Inside Glass | D:5.5" H:4.75" |  |  | 1 Medium A19 9.3w |  | 1 | Yes | [14 empty] | 0 | [12 empty] | 47.98 | 95.96 | 143.94 | D:5 1/2'' H:6 3/8'' O:52 3/8'' | 2.4 | 5.5 |  |  | 6.375 | Center Lock-Up |  |  | 52.375 |  |  |  | No |  | No | [20 empty] | D:5'' H:3/4'' Round |  |  |  |  | 120 | Clear Silver |  |  | Hardwired | 0 | 0 | 0 | 1 | 1 | 0 | 0 | 0 | 0 | 0 | 0 | 785652060458 | 15 | 9 | 8.5 | 3.2 | 0.664 | 175 | Yes | [9 empty] | cETL Damp | CANFIELD 1L LED MINPEND-962 | One Light Mini-Pendant |  | 6128801EN3-962.png | 6128801.jpg
61291BLE-57 | Fluorescent Plymouth One Light Mini-Pendant in Weathered Pewter with White Alabaster Glass | Our Colonial-inspired Plymouth Collection is a perfect fit for both casual and formal homes. Inspired by a period in American History when decorative elements first began to displace pure utilitarian objects, Plymouth offers a hint of the romance of that era. A braided rope detail is featured on the outer arms, adding a special twist to the design. | Fluorescent Pendant | Plymouth | Pendants | Weathered Pewter | 57 | Steel |  |  |  |  | 1 GU24 Self Ballasted CFL 13w |  | 1 | Yes | [27 empty] | 34 | 68 | 102 | D:6'' H:7'' O:52'' |  | 6 |  |  | 7 | Screw Collar - Stem |  |  | 52 |  |  |  | No |  | No | [25 empty] | 120 |  |  |  | Hardwired | 0 | 0 | 1 | 0 | 0 | 0 | 0 | 0 | 0 | 0 | 0 | 785652228919 | [17 empty] | FLUORESCENT Mini Pendant -57 | One Light Mini-Pendant |  | 61291BLE-57.jpg | 61291BLE.jpg
6130701-112 | One Light Mini-Pendant |  | LINE VOLTAGE PENDANT | Kemal | Pendants | Midnight Black | 112 | Steel | Etched / White Inside Glass | D:4" H:5.5" |  |  | 1 Medium A19 75w |  | 1 | No | [14 empty] | 0 | [12 empty] | 39.5 | 79 | 118.5 | D:4'' H:6 1/2'' O:53'' |  | 4 |  |  | 6.5 | Center Lock-Up |  |  | 53 |  |  |  | No |  | No | [20 empty] | D:5'' H:7/8'' Round |  |  |  |  | 120 | Black |  |  | Hardwired | 0 | 0 | 0 | 0 | 1 | 0 | 0 | 1 | 0 | 0 | 0 | 785652075759 | 8 | 14.25 | 6.5 | 3.6 | 0.429 | 100 | Yes | 6 | 10785652075756 | [7 empty] | cETL Damp | KEMAL 1L MINPEND-112 | One Light Mini-Pendant |  | 6130701-112.jpg | 6130701.jpg
6130701-710 | One Light Mini-Pendant |  | LINE VOLTAGE PENDANT | Kemal | Pendants | Burnt Sienna | 710 | Steel | Etched / White Inside Glass | D:4" H:5.5" |  |  | 1 Medium A19 75w |  | 1 | No | [14 empty] | 0 | [12 empty] | 39.5 | 79 | 118.5 | D:4'' H:6 1/2'' O:53'' |  | 4 |  |  | 6.5 | Center Lock-Up |  |  | 53 |  |  |  | No |  | No | [20 empty] | D:5'' H:7/8'' Round |  |  |  |  | 120 | Brown |  |  | Hardwired | 0 | 0 | 0 | 0 | 1 | 0 | 0 | 1 | 0 | 0 | 0 | 785652075889 | [7 empty] | 6 | 10785652075886 | [7 empty] | cETL Damp | KEMAL 1L MINPEND-710 | One Light Mini-Pendant |  | 6130701-710.jpg | 6130701.jpg
6130701-962 | One Light Mini-Pendant |  | LINE VOLTAGE PENDANT | Kemal | Pendants | Brushed Nickel | 962 | Steel | Etched / White Inside Glass | D:4" H:5.5" |  |  | 1 Medium A19 75w |  | 1 | No | [14 empty] | 0 | [12 empty] | 39.5 | 79 | 118.5 | D:4'' H:6 1/2'' O:53'' |  | 4 |  |  | 6.5 | Center Lock-Up |  |  | 53 |  |  |  | No |  | No | [20 empty] | D:5'' H:7/8'' Round |  |  |  |  | 120 | Clear Silver |  |  | Hardwired | 0 | 0 | 0 | 0 | 1 | 0 | 0 | 1 | 0 | 0 | 0 | 785652075902 | [7 empty] | 6 | 10785652075909 | [7 empty] | cETL Damp | KEMAL 1L MINPEND-962 | One Light Mini-Pendant |  | 6130701-962.jpg | 6130701.jpg
6130701EN3-112 | One Light Mini-Pendant |  | LINE VOLTAGE PENDANT | Kemal | Pendants | Midnight Black | 112 | Steel | Etched / White Inside Glass | D:4" H:5.5" |  |  | 1 Medium A19 9.3w |  | 1 | Yes | [14 empty] | 0 | [12 empty] | 44.5 | 89 | 133.5 | D:4'' H:6 1/2'' O:53'' |  | 4 |  |  | 6.5 | Center Lock-Up |  |  | 53 |  |  |  | No |  | No | [20 empty] | D:5'' H:7/8'' Round |  |  |  |  | 120 | Black |  |  | Hardwired | 0 | 0 | 0 | 1 | 1 | 0 | 0 | 0 | 0 | 0 | 0 | 785652080104 | [7 empty] | 6 | 10785652080101 | [7 empty] | cETL Damp | KEMAL 1L MINPEND-112 | One Light Mini-Pendant |  | 6130701EN3-112.jpg | 6130701EN3.jpg
6130701EN3-710 | One Light Mini-Pendant |  | LINE VOLTAGE PENDANT | Kemal | Pendants | Burnt Sienna | 710 | Steel | Etched / White Inside Glass | D:4" H:5.5" |  |  | 1 Medium A19 9.3w |  | 1 | Yes | [14 empty] | 0 | [12 empty] | 44.5 | 89 | 133.5 | D:4'' H:6 1/2'' O:53'' |  | 4 |  |  | 6.5 | Center Lock-Up |  |  | 53 |  |  |  | No |  | No | [20 empty] | D:5'' H:7/8'' Round |  |  |  |  | 120 | Brown |  |  | Hardwired | 0 | 0 | 0 | 1 | 1 | 0 | 0 | 0 | 0 | 0 | 0 | 785652080111 | [7 empty] | 6 | 10785652080118 | [7 empty] | cETL Damp | KEMAL 1L MINPEND-710 | One Light Mini-Pendant |  | 6130701EN3-710.jpg | 6130701EN3.jpg
6130701EN3-962 | One Light Mini-Pendant |  | LINE VOLTAGE PENDANT | Kemal | Pendants | Brushed Nickel | 962 | Steel | Etched / White Inside Glass | D:4" H:5.5" |  |  | 1 Medium A19 9.3w |  | 1 | Yes | [14 empty] | 0 | [12 empty] | 44.5 | 89 | 133.5 | D:4'' H:6 1/2'' O:53'' |  | 4 |  |  | 6.5 | Center Lock-Up |  |  | 53 |  |  |  | No |  | No | [20 empty] | D:5'' H:7/8'' Round |  |  |  |  | 120 | Clear Silver |  |  | Hardwired | 0 | 0 | 0 | 1 | 1 | 0 | 0 | 0 | 0 | 0 | 0 | 785652080128 | [7 empty] | 6 | 10785652080125 | [7 empty] | cETL Damp | KEMAL 1L MINPEND-962 | One Light Mini-Pendant |  | 6130701EN3-962.jpg | 6130701EN3.jpg
61316-710 | One Light Mini-Pendant | With classic proportions and minimalist glass accents, the Lemont lighting collection by Sea Gull Lighting offers transitional style in a beautiful profile. The design features just enough flourish to create a soft, romantic figure. For those looking for simple elegance, Lemont is a perfect choice. Offered in Antique Brushed Nickel finish with Etched White Alabaster glass or Burnt Sienna finish with Café Tint glass. The assortment includes nine-light, six-light, five-light and three-light chandeliers, pendants in five sizes, both flush and semi-flush ceiling fixtures, as well as one-light, two-light, three-light and four-light wall/bath fixtures. Both incandescent lamping and ENERGY STAR-qualified LED lamping are available. All fixtures are California Title 24 compliant. | LINE VOLTAGE PENDANT | Lemont | Pendants | Burnt Sienna | 710 | Steel | Cafe Tint Glass | D:5" H:5" |  |  | 1 Medium A19 100w |  | 1 | No | [14 empty] | 0 | [12 empty] | 35 | 70 | 105 | D:5'' H:8 1/2'' O:53 1/2'' | 2.3 | 5 |  |  | 8.5 | Screw Collar - Stem |  |  | 53.5 |  |  |  | No |  | No | [20 empty] | D:5'' H:1'' Round |  |  |  |  | 120 |  |  |  | Hardwired | 0 | 0 | 0 | 0 | 1 | 0 | 0 | 1 | 0 | 0 | 0 | 785652225666 | 7.625 | 7.25 | 15.125 | 4.1 | 0.484 | 100 | Yes | [8 empty] | UL Dry | cUL Dry | LEMONT 1L MINPEND-710 | One Light Mini-Pendant |  | 61316-710.jpg | 61316.jpg
61316-965 | One Light Mini-Pendant | With classic proportions and minimalist glass accents, the Lemont lighting collection by Sea Gull Lighting offers transitional style in a beautiful profile. The design features just enough flourish to create a soft, romantic figure. For those looking for simple elegance, Lemont is a perfect choice. Offered in Antique Brushed Nickel finish with Etched White Alabaster glass or Burnt Sienna finish with Café Tint glass. The assortment includes nine-light, six-light, five-light and three-light chandeliers, pendants in five sizes, both flush and semi-flush ceiling fixtures, as well as one-light, two-light, three-light and four-light wall/bath fixtures. Both incandescent lamping and ENERGY STAR-qualified LED lamping are available. All fixtures are California Title 24 compliant. | LINE VOLTAGE PENDANT | Lemont | Pendants | Antique Brushed Nickel | 965 | Steel | Etched White Alabaster Glass | D:5" H:5" | D:5" |  | 1 Medium A19 100w |  | 1 | No | [14 empty] | 0 | [12 empty] | 35 | 70 | 105 | D:5'' H:8 1/2'' O:53 1/2'' | 2.3 | 5 |  |  | 8.5 | Screw Collar - Stem |  |  | 53.5 |  |  |  | No |  | No | [20 empty] | D:5'' H:1'' Round |  |  |  |  | 120 |  |  |  | Hardwired | 0 | 0 | 0 | 0 | 1 | 0 | 0 | 1 | 0 | 0 | 0 | 785652216312 | 7.625 | 7.25 | 15.125 | 4.1 | 0.484 | 100 | Yes | [8 empty] | UL Dry | cUL Dry | LEMONT 1L MINPEND-965 | One Light Mini-Pendant |  | 61316-965.jpg | 61316.jpg
61316EN3-710 | One Light Mini-Pendant | With classic proportions and minimalist glass accents, the Lemont lighting collection by Sea Gull Lighting offers transitional style in a beautiful profile. The design features just enough flourish to create a soft, romantic figure. For those looking for simple elegance, Lemont is a perfect choice. Offered in Antique Brushed Nickel finish with Etched White Alabaster glass or Burnt Sienna finish with Café Tint glass. The assortment includes nine-light, six-light, five-light and three-light chandeliers, pendants in five sizes, both flush and semi-flush ceiling fixtures, as well as one-light, two-light, three-light and four-light wall/bath fixtures. Both incandescent lamping and ENERGY STAR-qualified LED lamping are available. All fixtures are California Title 24 compliant. | LINE VOLTAGE PENDANT | Lemont | Pendants | Burnt Sienna | 710 | Steel | Cafe Tint Glass | D:5" H:5" | D:5" |  | 1 Medium A19 9.3w |  | 1 | Yes | [14 empty] | 0 | [12 empty] | 39 | 78 | 117 | D:5'' H:8 1/2'' O:53 1/2'' | 2.3 | 5 |  |  | 8.5 | Screw Collar - Stem |  |  | 53.5 |  |  |  | No |  | No | [20 empty] | D:5'' H:1'' Round |  |  |  |  | 120 | Brown |  |  | Hardwired | 0 | 0 | 0 | 1 | 1 | 0 | 0 | 0 | 0 | 0 | 0 | 785652054952 | 15.2 | 7.25 | 7.7 | 4.1 | 0.491 | 100 | Yes | [8 empty] | C-UL-US Dry |  | LEMONT 1L MINPEND-710 | One Light Mini-Pendant |  | 61316EN3-710.jpg | 61316.jpg
6137301-782 | One Light Mini-Pendant | Elmwood Park by Sea Gull Collection has clear glass tube shades with an inner white glass element that softens the light and helps cast an even glow. A cylinder of etched glass is centered within a larger cylinder of clear glass which encircles each light bulb to create this stunning visual effect. The full assortment includes three-, five-and nine-light chandeliers, a four-light linear, one-light mini pendant, a three-light pendant, a two-light semi flush which is convertible into a pendant, and one-, two-, three- and four-light bath fixtures. All fixtures offered in either a Brushed Nickel or Brushed Oil Rubbed Bronze. Incandescent and ENERGY STAR-qualified LED lamping are available; all fixtures are California Title 24 compliant. | LINE VOLTAGE PENDANT | Elmwood Park | Pendants | Heirloom Bronze | 782 | Steel | Satin Etched Glass | D:3.125" H:5.5" |  |  | 1 Medium A19 75w |  | 1 | No | [14 empty] | 0 | [12 empty] | 38.98 | 77.96 | 116.94 | D:4 3/8'' H:6 7/8'' O:51 1/4'' | 2.65 | 4.375 |  |  | 6.875 | Screw Collar - Stem |  |  | 51.25 |  |  |  | No |  | No | [20 empty] | D:5'' H:3/4'' Round |  |  |  |  | 72 | Brown |  |  | Hardwired | 0 | 0 | 0 | 0 | 1 | 0 | 0 | 1 | 0 | 0 | 0 | 785652069949 | 15.75 | 7.5 | 7.25 | 3.4 | 0.496 | 125 | Yes | 4 | 10785652069946 | 16.75 | 15.25 | 15 | 15 | 2.217 | Yes |  | cETL Damp | ELMWOOD PARK 1L MINPEND-782 | One Light Mini-Pendant |  | 6137301-782.jpg | 6137301.jpg
6137301-962 | One Light Mini-Pendant | Elmwood Park by Sea Gull Collection has clear glass tube shades with an inner white glass element that softens the light and helps cast an even glow. A cylinder of etched glass is centered within a larger cylinder of clear glass which encircles each light bulb to create this stunning visual effect. The full assortment includes three-, five-and nine-light chandeliers, a four-light linear, one-light mini pendant, a three-light pendant, a two-light semi flush which is convertible into a pendant, and one-, two-, three- and four-light bath fixtures. All fixtures offered in either a Brushed Nickel or Brushed Oil Rubbed Bronze. Incandescent and ENERGY STAR-qualified LED lamping are available; all fixtures are California Title 24 compliant. | LINE VOLTAGE PENDANT | Elmwood Park | Pendants | Brushed Nickel | 962 | Steel | Clear Glass | D:4.375" H:5.875" |  |  | 1 Medium A19 75w |  | 1 | No | [14 empty] | 0 | [12 empty] | 38.98 | 77.96 | 116.94 | D:4 3/8'' H:6 7/8'' O:51 1/4'' | 2.65 | 4.375 |  |  | 6.875 | Screw Collar - Stem |  |  | 51.25 |  |  |  | No |  | No | [20 empty] | D:5'' H:3/4'' Round |  |  |  |  | 72 | Clear Silver |  |  | Hardwired | 0 | 0 | 0 | 0 | 1 | 0 | 0 | 1 | 0 | 0 | 0 | 785652069956 | 15.75 | 7.5 | 7.25 | 3.4 | 0.496 | 125 | Yes | 4 | 10785652069953 | 16.75 | 15.25 | 15 | 14.9 | 2.217 | Yes |  | cETL Damp | ELMWOOD PARK 1L MINPEND-962 | One Light Mini-Pendant |  | 6137301-962.jpg | 6137301.jpg
6137301EN3-782 | One Light Mini-Pendant | Elmwood Park by Sea Gull Collection has clear glass tube shades with an inner white glass element that softens the light and helps cast an even glow. A cylinder of etched glass is centered within a larger cylinder of clear glass which encircles each light bulb to create this stunning visual effect. The full assortment includes three-, five-and nine-light chandeliers, a four-light linear, one-light mini pendant, a three-light pendant, a two-light semi flush which is convertible into a pendant, and one-, two-, three- and four-light bath fixtures. All fixtures offered in either a Brushed Nickel or Brushed Oil Rubbed Bronze. Incandescent and ENERGY STAR-qualified LED lamping are available; all fixtures are California Title 24 compliant. | LINE VOLTAGE PENDANT | Elmwood Park | Pendants | Heirloom Bronze | 782 | Steel | Satin Etched Glass | D:3.125" H:5.5" |  |  | 1 Medium A19 9.3w |  | 1 | Yes | [14 empty] | 0 | [12 empty] | 44.98 | 89.96 | 134.94 | D:4 3/8'' H:6 7/8'' O:51 1/4'' | 2.65 | 4.375 |  |  | 6.875 | Screw Collar - Stem |  |  | 51.25 |  |  |  | No |  | No | [20 empty] | D:5'' H:3/4'' Round |  |  |  |  | 72 | Brown |  |  | Hardwired | 0 | 0 | 0 | 1 | 1 | 0 | 0 | 0 | 0 | 0 | 0 | 785652071713 | 15.75 | 7.5 | 7.25 | 3.4 | 0.496 | 125 | Yes | 4 | 10785652071710 | 16.75 | 15.25 | 15 | 15 | 2.217 | Yes |  | cETL Damp | ELMWOOD PRK 1L LED MINPEND-782 | One Light Mini-Pendant |  | 6137301EN3-782.jpg | 6137301EN3.jpg
6137301EN3-962 | One Light Mini-Pendant | Elmwood Park by Sea Gull Collection has clear glass tube shades with an inner white glass element that softens the light and helps cast an even glow. A cylinder of etched glass is centered within a larger cylinder of clear glass which encircles each light bulb to create this stunning visual effect. The full assortment includes three-, five-and nine-light chandeliers, a four-light linear, one-light mini pendant, a three-light pendant, a two-light semi flush which is convertible into a pendant, and one-, two-, three- and four-light bath fixtures. All fixtures offered in either a Brushed Nickel or Brushed Oil Rubbed Bronze. Incandescent and ENERGY STAR-qualified LED lamping are available; all fixtures are California Title 24 compliant. | LINE VOLTAGE PENDANT | Elmwood Park | Pendants | Brushed Nickel | 962 | Steel | Clear Glass | D:4.375" H:5.875" |  |  | 1 Medium A19 9.3w |  | 1 | Yes | [14 empty] | 0 | [12 empty] | 44.98 | 89.96 | 134.94 | D:4 3/8'' H:6 7/8'' O:51 1/4'' | 2.65 | 4.375 |  |  | 6.875 | Screw Collar - Stem |  |  | 51.25 |  |  |  | No |  | No | [20 empty] | D:5'' H:3/4'' Round |  |  |  |  | 72 | Clear Silver |  |  | Hardwired | 0 | 0 | 0 | 1 | 1 | 0 | 0 | 0 | 0 | 0 | 0 | 785652071720 | 15.75 | 7.5 | 7.25 | 3.4 | 0.496 | 125 | Yes | 4 | 10785652071727 | 16.75 | 15.25 | 15 | 14.9 | 2.217 | Yes |  | cETL Damp | ELMWOOD PRK 1L LED MINPEND-962 | One Light Mini-Pendant |  | 6137301EN3-962.jpg | 6137301EN3.jpg
61375-965 | One Light Mini-Pendant | The Somerton lighting collection from Sea Gull Lighting mixes modern and traditional lines in harmony to create the perfect coupling of transitional contemporary styling. Bold angles are balanced with flowing curves, and a minimalist glass design. Offered in Antique Brushed Nickel finish with Satin Etched glass or textured Blacksmith finish with Café Tint glass. The assortment includes 9-light, 5-light and 3-light chandeliers, pendants in six sizes (two of which are perfect for the foyer), both flush and semi-flush ceiling fixtures, as well as one-light, two-light, three-light and four-light wall/bath fixtures. Both incandescent lamping and ENERGY STAR-qualified LED lamping are available. Most of these fixtures easily convert to LED by purchasing LED replacement lamps sold separately. | LINE VOLTAGE PENDANT | Somerton | Pendants | Antique Brushed Nickel | 965 | Steel | Satin Etched Glass | D:9" |  |  | 1 Medium A19 100w |  | 1 | No | [14 empty] | 0 | [12 empty] | 54.5 | 109 | 163.5 | D:9'' H:7 3/4'' O:60 1/4'' | 3.8 | 9 |  |  | 7.75 | Center Lock-Up |  |  | 60.25 |  |  |  | No |  | No | 5 | 13 |  |  | 188.0 X 20.0 mm | [15 empty] | D:5 1/2'' H:1'' Round |  |  |  |  | 120 | Clear | 12 | N/A | Hardwired | 0 | 0 | 0 | 0 | 1 | 0 | 0 | 1 | 0 | 0 | 0 | 785652613760 | 11.25 | 11.25 | 8.75 | 4.7 | 0.641 | 125 | Yes | [8 empty] | UL Dry | cUL Dry | SOMERTON 1L MINPEND-965 | One Light Mini-Pendant |  | 61375-965.jpg | 61375.jpg
61375EN3-965 | One Light Mini-Pendant | The Somerton lighting collection from Sea Gull Lighting mixes modern and traditional lines in harmony to create the perfect coupling of transitional contemporary styling. Bold angles are balanced with flowing curves, and a minimalist glass design. Offered in Antique Brushed Nickel finish with Satin Etched glass or textured Blacksmith finish with Café Tint glass. The assortment includes 9-light, 5-light and 3-light chandeliers, pendants in six sizes (two of which are perfect for the foyer), both flush and semi-flush ceiling fixtures, as well as one-light, two-light, three-light and four-light wall/bath fixtures. Both incandescent lamping and ENERGY STAR-qualified LED lamping are available. Most of these fixtures easily convert to LED by purchasing LED replacement lamps sold separately. | LINE VOLTAGE PENDANT | Somerton | Pendants | Antique Brushed Nickel | 965 | Steel | Satin Etched Glass | D:9" |  |  | 1 Medium A19 9.3w |  | 1 | Yes | [14 empty] | 0 | [12 empty] | 57.5 | 115 | 172.5 | D:9'' H:7 3/4'' O:60 1/4'' | 3.8 | 9 |  |  | 7.75 | Center Lock-Up |  |  | 60.25 |  |  |  | No |  | No | 5 | 13 |  |  | 188.0 X 20.0 mm | [15 empty] | D:5 1/2'' H:1'' Round |  |  |  |  | 120 | Clear | 12 | N/A | Hardwired | 0 | 0 | 0 | 1 | 1 | 0 | 0 | 0 | 0 | 0 | 0 | 785652055003 | 11.25 | 11.25 | 8.75 | 4.7 | 0.641 | 125 | Yes | [8 empty] | UL Dry | cUL Dry | SOMERTON 1L MINPEND-965 | One Light Mini-Pendant |  | 61375EN3-965.jpg | 61375.jpg
6139001-782 | One Light Mini-Pendant | The Emmons lighting collection by Sea Gull Lighting combines form and function in a traditional empire silhouette. Trumpeted Satin Etched glass shades and a circular finial further enhance the design. Cluster three sizes together in a multi-fixture installation to make a beautifully dramatic statement in the living room, foyer, entryway or family room. The Emmons collection comes in two finishes: Brushed Nickel and Heirloom Bronze. Its assortment includes three-, five- and nine-light chandeliers; one-light mini pendant, three-light pendant, two-light semi-flush mount; one-light wall sconce; and two-, three- and four- light bath vanity fixtures. Incandescent and ENERGY STAR-qualified LED lamping are available; all fixtures are California Title 24 compliant. | LINE VOLTAGE PENDANT | Emmons | Pendants | Heirloom Bronze | 782 | Steel | Satin Etched Glass | D:5.875" H:5.125" |  |  | 1 Medium A19 100w |  | 1 | No | [14 empty] | 0 | [12 empty] | 42.48 | 84.96 | 127.44 | D:5 7/8'' H:5 3/4'' O:47 3/4'' | 2.9 | 5.875 |  |  | 5.75 | Center Lock-Up |  |  | 47.75 |  |  |  | No |  | No | [20 empty] | D:5 1/2'' DP:1 1/4'' Round |  |  |  |  | 72 | Brown |  |  | Hardwired | 0 | 0 | 0 | 0 | 1 | 0 | 0 | 1 | 0 | 0 | 0 | 785652002885 | 16 | 9.25 | 8 | 3.8 | 0.685 | 175 | Yes | [9 empty] | cETL Damp | EMMONS 1L MINPEND-782 | One Light Mini-Pendant |  | 6139001-782.jpg | 6139001.jpg
6139001-962 | One Light Mini-Pendant | The Emmons lighting collection by Sea Gull Lighting combines form and function in a traditional empire silhouette. Trumpeted Satin Etched glass shades and a circular finial further enhance the design. Cluster three sizes together in a multi-fixture installation to make a beautifully dramatic statement in the living room, foyer, entryway or family room. The Emmons collection comes in two finishes: Brushed Nickel and Heirloom Bronze. Its assortment includes three-, five- and nine-light chandeliers; one-light mini pendant, three-light pendant, two-light semi-flush mount; one-light wall sconce; and two-, three- and four- light bath vanity fixtures. Incandescent and ENERGY STAR-qualified LED lamping are available; all fixtures are California Title 24 compliant. | LINE VOLTAGE PENDANT | Emmons | Pendants | Brushed Nickel | 962 | Steel | Satin Etched Glass | D:5.875" H:5.125" |  |  | 1 Medium A19 100w |  | 1 | No | [14 empty] | 0 | [12 empty] | 42.48 | 84.96 | 127.44 | D:5 7/8'' H:5 3/4'' O:47 3/4'' | 2.9 | 5.875 |  |  | 5.75 | Center Lock-Up |  |  | 47.75 |  |  |  | No |  | No | [20 empty] | D:5 1/2'' DP:1 1/4'' Round |  |  |  |  | 72 | Clear Silver |  |  | Hardwired | 0 | 0 | 0 | 0 | 1 | 0 | 0 | 1 | 0 | 0 | 0 | 785652002892 | 16 | 9.25 | 8 | 3.8 | 0.685 | 175 | Yes | [9 empty] | cETL Damp | EMMONS 1L MINPEND-962 | One Light Mini-Pendant |  | 6139001-962.jpg | 6139001.jpg
6139001EN3-782 | One Light Mini-Pendant | The Emmons lighting collection by Sea Gull Lighting combines form and function in a traditional empire silhouette. Trumpeted Satin Etched glass shades and a circular finial further enhance the design. Cluster three sizes together in a multi-fixture installation to make a beautifully dramatic statement in the living room, foyer, entryway or family room. The Emmons collection comes in two finishes: Brushed Nickel and Heirloom Bronze. Its assortment includes three-, five- and nine-light chandeliers; one-light mini pendant, three-light pendant, two-light semi-flush mount; one-light wall sconce; and two-, three- and four- light bath vanity fixtures. Incandescent and ENERGY STAR-qualified LED lamping are available; all fixtures are California Title 24 compliant. | LINE VOLTAGE PENDANT | Emmons | Pendants | Heirloom Bronze | 782 | Steel | Satin Etched Glass | D:5.875" H:5.125" |  |  | 1 Medium A19 9.3w |  | 1 | Yes | [14 empty] | 0 | [12 empty] | 47.98 | 95.96 | 143.94 | D:5 7/8'' H:5 3/4'' O:47 3/4'' | 2.9 | 5.875 |  |  | 5.75 | Center Lock-Up |  |  | 47.75 |  |  |  | No |  | No | [20 empty] | D:5 1/2'' DP:1 1/4'' Round |  |  |  |  | 72 | Brown |  |  | Hardwired | 0 | 0 | 0 | 1 | 1 | 0 | 0 | 0 | 0 | 0 | 0 | 785652050602 | 16 | 9.25 | 8 | 3.8 | 0.685 | 175 | Yes | [9 empty] | cETL Damp | EMMONS 1L MINPEND-782 | One Light Mini-Pendant |  | 6139001EN3-782.jpg | 6139001.jpg
6139001EN3-962 | One Light Mini-Pendant | The Emmons lighting collection by Sea Gull Lighting combines form and function in a traditional empire silhouette. Trumpeted Satin Etched glass shades and a circular finial further enhance the design. Cluster three sizes together in a multi-fixture installation to make a beautifully dramatic statement in the living room, foyer, entryway or family room. The Emmons collection comes in two finishes: Brushed Nickel and Heirloom Bronze. Its assortment includes three-, five- and nine-light chandeliers; one-light mini pendant, three-light pendant, two-light semi-flush mount; one-light wall sconce; and two-, three- and four- light bath vanity fixtures. Incandescent and ENERGY STAR-qualified LED lamping are available; all fixtures are California Title 24 compliant. | LINE VOLTAGE PENDANT | Emmons | Pendants | Brushed Nickel | 962 | Steel | Satin Etched Glass | D:5.875" H:5.125" |  |  | 1 Medium A19 9.3w |  | 1 | Yes | [14 empty] | 0 | [12 empty] | 47.98 | 95.96 | 143.94 | D:5 7/8'' H:5 3/4'' O:47 3/4'' | 2.9 | 5.875 |  |  | 5.75 | Center Lock-Up |  |  | 47.75 |  |  |  | No |  | No | [20 empty] | D:5 1/2'' DP:1 1/4'' Round |  |  |  |  | 72 | Clear Silver |  |  | Hardwired | 0 | 0 | 0 | 1 | 1 | 0 | 0 | 0 | 0 | 0 | 0 | 785652050619 | 16 | 9.25 | 8 | 3.8 | 0.685 | 175 | Yes | [9 empty] | cETL Damp | EMMONS 1L MINPEND-962 | One Light Mini-Pendant |  | 6139001EN3-962.jpg | 6139001.jpg
6139801-710 | One Light Mini-Pendant |  | LINE VOLTAGE PENDANT | Norwood | Pendants | Burnt Sienna | 710 | Steel | Clear Highlighted Satin Etched Glass | D:5.5" H:5.5" |  |  | 1 Medium A19 75w |  | 1 | No | [14 empty] | 0 | [12 empty] | 39.5 | 79 | 118.5 | D:5 1/2'' H:8 1/4'' O:52 5/8'' |  | 5.5 |  |  | 8.25 | Screw Collar - Stem |  |  | 52.625 |  |  |  | No |  | No | [20 empty] | D:5'' H:3/4'' Round |  |  |  |  | 120 | Brown |  |  | Hardwired | 0 | 0 | 0 | 0 | 1 | 0 | 0 | 1 | 0 | 0 | 0 | 785652076701 | [16 empty] | cETL Damp | NORWOOD 1L MINPEND-710 | One Light Mini-Pendant |  | 6139801-710.jpg | 6139801.jpg
6139801-962 | One Light Mini-Pendant |  | LINE VOLTAGE PENDANT | Norwood | Pendants | Brushed Nickel | 962 | Steel | Clear Highlighted Satin Etched Glass | D:5.5" H:5.5" |  |  | 1 Medium A19 75w |  | 1 | No | [14 empty] | 0 | [12 empty] | 39.5 | 79 | 118.5 | D:5 1/2'' H:8 1/4'' O:52 5/8'' |  | 5.5 |  |  | 8.25 | Screw Collar - Stem |  |  | 52.625 |  |  |  | No |  | No | [20 empty] | D:5'' H:3/4'' Round |  |  |  |  | 120 | Clear Silver |  |  | Hardwired | 0 | 0 | 0 | 0 | 1 | 0 | 0 | 1 | 0 | 0 | 0 | 785652076718 | 20 | 11 | 10.25 | 4.9 | 1.305 | 250 | Yes | [9 empty] | cETL Damp | NORWOOD 1L MINPEND-962 | One Light Mini-Pendant |  | 6139801-962.jpg | 6139801.jpg
6139801EN3-710 | One Light Mini-Pendant |  | LINE VOLTAGE PENDANT | Norwood | Pendants | Burnt Sienna | 710 | Steel | Clear Highlighted Satin Etched Glass | D:5.5" H:5.5" |  |  | 1 Medium A19 9.3w |  | 1 | Yes | [14 empty] | 0 | [12 empty] | 44.5 | 89 | 133.5 | D:5 1/2'' H:8 1/4'' O:52 5/8'' |  | 5.5 |  |  | 8.25 | Screw Collar - Stem |  |  | 52.625 |  |  |  | No |  | No | [20 empty] | D:5'' H:3/4'' Round |  |  |  |  | 120 | Brown |  |  | Hardwired | 0 | 0 | 0 | 1 | 1 | 0 | 0 | 0 | 0 | 0 | 0 | 785652080357 | [16 empty] | cETL Damp | NORWOOD 1L MINPEND-710 | One Light Mini-Pendant |  | 6139801EN3-710.jpg | 6139801EN3.jpg
6139801EN3-962 | One Light Mini-Pendant |  | LINE VOLTAGE PENDANT | Norwood | Pendants | Brushed Nickel | 962 | Steel | Clear Highlighted Satin Etched Glass | D:5.5" H:5.5" |  |  | 1 Medium A19 9.3w |  | 1 | Yes | [14 empty] | 0 | [12 empty] | 44.5 | 89 | 133.5 | D:5 1/2'' H:8 1/4'' O:52 5/8'' |  | 5.5 |  |  | 8.25 | Screw Collar - Stem |  |  | 52.625 |  |  |  | No |  | No | [20 empty] | D:5'' H:3/4'' Round |  |  |  |  | 120 | Clear Silver |  |  | Hardwired | 0 | 0 | 0 | 1 | 1 | 0 | 0 | 0 | 0 | 0 | 0 | 785652080364 | [16 empty] | cETL Damp | NORWOOD 1L MINPEND-962 | One Light Mini-Pendant |  | 6139801EN3-962.jpg | 6139801EN3.jpg
6140401-848 | One Light Mini-Pendant | The 1960’s-inspired Driscoll collection by Sea Gull Lighting features the clean lines of tapered stems and glass shades. Simplicity combined with sophistication creates this strikingly modern look. Offered in a Brushed Nickel finish in addition to the Chrome finish also offered for wall/bath fixtures – all of which feature Etched White glass shades. The assortment includes nine-light, five-light and three-light chandeliers, a mini pendant, as well as one-light, two-light, three-light and four-light wall/bath fixtures. Both incandescent lamping and ENERGY STAR-qualified LED lamping are available; all fixtures are California Title 24 compliant. | LINE VOLTAGE PENDANT | Driscoll | Pendants | Satin Bronze | 848 | Steel | Cased Opal Etched Glass | D:5.25" H:6.5" |  |  | 1 Medium A19 100w |  | 1 | No | [14 empty] | 0 | [12 empty] | 48.48 | 96.96 | 145.44 | D:5 1/4'' H:11 3/4'' O:82 3/4'' | 2.3 | 5.25 |  |  | 11.75 | Cap Nuts |  |  | 82.75 |  |  |  | No |  | No | [20 empty] | D:5'' H:1'' Round |  |  |  |  | 78 | Black |  |  | Hardwired | 0 | 0 | 0 | 0 | 1 | 0 | 0 | 1 | 0 | 0 | 0 | 785652239625 | 12 | 9 | 8 | 3.1 | 0.5 | 125 | Yes | [8 empty] | ETL Damp |  | DRISCOLL 1L MINPEND-848 | One Light Mini-Pendant |  | 6140401-848.jpg | 6140401.jpg
6140401-962 | One Light Mini-Pendant | The 1960’s-inspired Driscoll collection by Sea Gull Lighting features the clean lines of tapered stems and glass shades. Simplicity combined with sophistication creates this strikingly modern look. Offered in a Brushed Nickel finish in addition to the Chrome finish also offered for wall/bath fixtures – all of which feature Etched White glass shades. The assortment includes nine-light, five-light and three-light chandeliers, a mini pendant, as well as one-light, two-light, three-light and four-light wall/bath fixtures. Both incandescent lamping and ENERGY STAR-qualified LED lamping are available; all fixtures are California Title 24 compliant. | LINE VOLTAGE PENDANT | Driscoll | Pendants | Brushed Nickel | 962 | Steel | Cased Opal Etched Glass | D:5.25" H:6.5" |  |  | 1 Medium A19 100w |  | 1 | No | [14 empty] | 0 | [12 empty] | 48.48 | 96.96 | 145.44 | D:5 1/4'' H:11 3/4'' O:82 3/4'' | 2.3 | 5.25 |  |  | 11.75 | Cap Nuts |  |  | 82.75 |  |  |  | No |  | No | [20 empty] | D:5'' H:1'' Round |  |  |  |  | 78 | Clear Silver |  |  | Hardwired | 0 | 0 | 0 | 0 | 1 | 0 | 0 | 1 | 0 | 0 | 0 | 785652243011 | 12.25 | 8.75 | 7.6 | 3.1 | 0.471 | 125 | Yes | [8 empty] | ETL Damp |  | DRISCOLL 1L MINPEND-962 | One Light Mini-Pendant |  | 6140401-962.jpg | 6140401.jpg
6140401EN3-848 | One Light Mini-Pendant | The 1960’s-inspired Driscoll collection by Sea Gull Lighting features the clean lines of tapered stems and glass shades. Simplicity combined with sophistication creates this strikingly modern look. Offered in a Brushed Nickel finish in addition to the Chrome finish also offered for wall/bath fixtures – all of which feature Etched White glass shades. The assortment includes nine-light, five-light and three-light chandeliers, a mini pendant, as well as one-light, two-light, three-light and four-light wall/bath fixtures. Both incandescent lamping and ENERGY STAR-qualified LED lamping are available; all fixtures are California Title 24 compliant. | LINE VOLTAGE PENDANT | Driscoll | Pendants | Satin Bronze | 848 | Steel | Cased Opal Etched Glass | D:5.25" H:6.5" |  |  | 1 Medium A19 9.3w |  | 1 | Yes | [14 empty] | 0 | [12 empty] | 49.95 | 99.9 | 149.85 | D:5 1/4'' H:11 3/4'' O:82 3/4'' | 2.3 | 5.25 |  |  | 11.75 | Cap Nuts |  |  | 82.75 |  |  |  | No |  | No | [20 empty] | D:5'' H:1'' Round |  |  |  |  | 78 | Black |  |  | Hardwired | 0 | 0 | 0 | 1 | 1 | 0 | 0 | 0 | 0 | 0 | 0 | 785652045332 | 12 | 9 | 8 | 3.1 | 0.5 | 125 | Yes | [8 empty] | ETL Damp |  | DRISCOLL 1L MINPEND-848 | One Light Mini-Pendant |  | 6140401EN3-848.jpg | 6140401.jpg
6140401EN3-962 | One Light Mini-Pendant | The 1960’s-inspired Driscoll collection by Sea Gull Lighting features the clean lines of tapered stems and glass shades. Simplicity combined with sophistication creates this strikingly modern look. Offered in a Brushed Nickel finish in addition to the Chrome finish also offered for wall/bath fixtures – all of which feature Etched White glass shades. The assortment includes nine-light, five-light and three-light chandeliers, a mini pendant, as well as one-light, two-light, three-light and four-light wall/bath fixtures. Both incandescent lamping and ENERGY STAR-qualified LED lamping are available; all fixtures are California Title 24 compliant. | LINE VOLTAGE PENDANT | Driscoll | Pendants | Brushed Nickel | 962 | Steel | Cased Opal Etched Glass | D:5.25" H:6.5" |  |  | 1 Medium A19 9.3w |  | 1 | Yes | [14 empty] | 0 | [12 empty] | 49.95 | 99.9 | 149.85 | D:5 1/4'' H:11 3/4'' O:82 3/4'' | 2.3 | 5.25 |  |  | 11.75 | Cap Nuts |  |  | 82.75 |  |  |  | No |  | No | [20 empty] | D:5'' H:1'' Round |  |  |  |  | 78 | Clear Silver |  |  | Hardwired | 0 | 0 | 0 | 1 | 1 | 0 | 0 | 0 | 0 | 0 | 0 | 785652045349 | 12.25 | 8.5 | 7.5 | 3 | 0.452 | 125 | Yes | [8 empty] | ETL Damp |  | DRISCOLL 1L MINPEND-962 | One Light Mini-Pendant |  | 6140401EN3-962.jpg | 6140401.jpg
6140501-71 | One Light Mini-Pendant | The Chatauqua lighting collection by Sea Gull Lighting exudes a retro-industrial style via the striking beveled edges inspired by raw steel girders, finished with functioning corner-connection details. In contrast, the cylindrical, white glass shades add a modern touch. Available in a remarkable Antique Bronze or Stardust finish that creates the look of a traditional wooden box that would be at home in either a rustic lodge or a modern loft. The retro-industrial design comes to life with distressed gold metal accents. The assortment includes five-light chandeliers; three-light foyer pendants; one-light mini pendants; and four-light island pendants. Incandescent and ENERGY STAR-qualified LED lamping are available; all fixtures are California Title 24 compliant. | LINE VOLTAGE PENDANT | Chatauqua | Pendants | Antique Bronze | 71 | Steel | Etched / White Inside Glass | D:3.875" H:6.5" |  |  | 1 Medium A19 100w |  | 1 | No | [14 empty] | 0 | [12 empty] | 72.98 | 145.96 | 218.94 | L:6 1/4'' W:6 1/4'' H:11 1/2'' O:57 1/2'' | 5.9 |  | 6.25 | 6.25 | 11.5 | Center Lock-Up |  |  | 57.5 |  |  |  | No |  | No | [20 empty] | D:5'' H:3/4'' Round |  |  |  |  | 120 | Brown |  |  | Hardwired | 0 | 0 | 0 | 0 | 1 | 0 | 0 | 1 | 0 | 0 | 0 | 785652003585 | 15 | 8.5 | 14 | 7.7 | 1.033 | 125 | Yes | [9 empty] | cETL Damp | CHATAUQUA 1L MINPEND-71 | One Light Mini-Pendant |  | 6140501-71.jpg | 6140501.jpg
6140501-846 | One Light Mini-Pendant | The Chatauqua lighting collection by Sea Gull Lighting exudes a retro-industrial style via the striking beveled edges inspired by raw steel girders, finished with functioning corner-connection details. In contrast, the cylindrical, white glass shades add a modern touch. Available in a remarkable Antique Bronze or Stardust finish that creates the look of a traditional wooden box that would be at home in either a rustic lodge or a modern loft. The retro-industrial design comes to life with distressed gold metal accents. The assortment includes five-light chandeliers; three-light foyer pendants; one-light mini pendants; and four-light island pendants. Incandescent and ENERGY STAR-qualified LED lamping are available; all fixtures are California Title 24 compliant. | LINE VOLTAGE PENDANT | Chatauqua | Pendants | Stardust / Satin Bronze | 846 / 848 | Steel | Etched / White Inside Glass | D:3.875" H:6.5" |  |  | 1 Medium A19 100w |  | 1 | No | [14 empty] | 0 | [12 empty] | 72.98 | 145.96 | 218.94 | L:6 1/4'' W:6 1/4'' H:11 1/2'' O:57 1/2'' | 5.9 |  | 6.25 | 6.25 | 11.5 | Center Lock-Up |  |  | 57.5 |  |  |  | No |  | No | [20 empty] | D:5'' H:3/4'' Round |  |  |  |  | 120 | Black |  |  | Hardwired | 0 | 0 | 0 | 0 | 1 | 0 | 0 | 1 | 0 | 0 | 0 | 785652003097 | 15 | 8.5 | 14 | 7.7 | 1.033 | 125 | Yes | [9 empty] | cETL Damp | CHATAUQUA 1L MINPEND-846 | One Light Mini-Pendant |  | 6140501-846.jpg | 6140501.jpg
6140501EN3-71 | One Light Mini-Pendant | The Chatauqua lighting collection by Sea Gull Lighting exudes a retro-industrial style via the striking beveled edges inspired by raw steel girders, finished with functioning corner-connection details. In contrast, the cylindrical, white glass shades add a modern touch. Available in a remarkable Antique Bronze or Stardust finish that creates the look of a traditional wooden box that would be at home in either a rustic lodge or a modern loft. The retro-industrial design comes to life with distressed gold metal accents. The assortment includes five-light chandeliers; three-light foyer pendants; one-light mini pendants; and four-light island pendants. Incandescent and ENERGY STAR-qualified LED lamping are available; all fixtures are California Title 24 compliant. | LINE VOLTAGE PENDANT | Chatauqua | Pendants | Antique Bronze | 71 | Steel | Etched / White Inside Glass | D:3.875" H:6.5" |  |  | 1 Medium A19 9.3w |  | 1 | Yes | [14 empty] | 0 | [12 empty] | 79.98 | 159.96 | 239.94 | L:6 1/4'' W:6 1/4'' H:11 1/2'' O:57 1/2'' | 5.9 |  | 6.25 | 6.25 | 11.5 | Center Lock-Up |  |  | 57.5 |  |  |  | No |  | No | [20 empty] | D:5'' H:3/4'' Round |  |  |  |  | 120 | Brown |  |  | Hardwired | 0 | 0 | 0 | 1 | 1 | 0 | 0 | 0 | 0 | 0 | 0 | 785652044854 | 15 | 8.5 | 14 | 7.7 | 1.033 | 125 | Yes | [9 empty] | cETL Damp | CHATAUQUA 1L MINPEND-71 | One Light Mini-Pendant |  | 6140501EN3-71.jpg | 6140501.jpg
6140501EN3-846 | One Light Mini-Pendant | The Chatauqua lighting collection by Sea Gull Lighting exudes a retro-industrial style via the striking beveled edges inspired by raw steel girders, finished with functioning corner-connection details. In contrast, the cylindrical, white glass shades add a modern touch. Available in a remarkable Antique Bronze or Stardust finish that creates the look of a traditional wooden box that would be at home in either a rustic lodge or a modern loft. The retro-industrial design comes to life with distressed gold metal accents. The assortment includes five-light chandeliers; three-light foyer pendants; one-light mini pendants; and four-light island pendants. Incandescent and ENERGY STAR-qualified LED lamping are available; all fixtures are California Title 24 compliant. | LINE VOLTAGE PENDANT | Chatauqua | Pendants | Stardust / Satin Bronze | 846 / 848 | Steel | Etched / White Inside Glass | D:3.875" H:6.5" |  |  | 1 Medium A19 9.3w |  | 1 | Yes | [14 empty] | 0 | [12 empty] | 79.98 | 159.96 | 239.94 | L:6 1/4'' W:6 1/4'' H:11 1/2'' O:57 1/2'' | 5.9 |  | 6.25 | 6.25 | 11.5 | Center Lock-Up |  |  | 57.5 |  |  |  | No |  | No | [20 empty] | D:5'' H:3/4'' Round |  |  |  |  | 120 | Black |  |  | Hardwired | 0 | 0 | 0 | 1 | 1 | 0 | 0 | 0 | 0 | 0 | 0 | 785652044861 | 15 | 8.5 | 14 | 7.7 | 1.033 | 125 | Yes | [9 empty] | cETL Damp | CHATAUQUA 1L MINPEND-846 | One Light Mini-Pendant |  | 6140501EN3-846.jpg | 6140501.jpg
6141301-848 | One Light Mini-Pendant | The Towner lighting collection by Sea Gull Lighting brings mid-century, retro style to the traditional circular silhouette, creating a bold statement that would accent any space in your home. The conical light shades deliver a fun design statement along with the textured cloth cords, which are adjustable for leveling. These fixtures are ideal for dining room lighting, living room lighting and kitchen lighting. The assortment includes three-, five- and seven-light chandeliers, three- and five-light cluster pendants, eight-light island pendants, one-light mini pendants, and one-light wall sconces. The Towner Collection is available in two finishes, Satin Bronze and Brushed Nickel to complete the look. All fixtures are available as ENERGY STAR®-qualified and California Title 24 compliant. | LINE VOLTAGE PENDANT | Towner | Pendants | Satin Bronze / Black | 848 / 12 |  | Black Steel | D:7" H:8" |  |  | 1 Medium A19 60w |  | 1 | No | [14 empty] | 0 | [12 empty] | 32.48 | 64.96 | 97.44 | D:7'' H:8 1/2'' O:123'' | 3.1 | 7 |  |  | 8.5 | Cap Nuts |  |  | 123 |  |  |  | No |  | No | [20 empty] | D:4 3/4'' H:3/4'' Round |  |  |  |  | 120 | Black |  |  | Hardwired | 0 | 0 | 0 | 0 | 1 | 0 | 0 | 1 | 0 | 0 | 0 | 785652002397 | 10.75 | 8.75 | 8.75 | 3.9 | 0.476 | 100 | Yes | [9 empty] | cETL Damp | TOWNER 1L MINPEND-848 | One Light Mini-Pendant |  | 6141301-848.png | 6141301.jpg
6141301-962 | One Light Mini-Pendant | The Towner lighting collection by Sea Gull Lighting brings mid-century, retro style to the traditional circular silhouette, creating a bold statement that would accent any space in your home. The conical light shades deliver a fun design statement along with the textured cloth cords, which are adjustable for leveling. These fixtures are ideal for dining room lighting, living room lighting and kitchen lighting. The assortment includes three-, five- and seven-light chandeliers, three- and five-light cluster pendants, eight-light island pendants, one-light mini pendants, and one-light wall sconces. The Towner Collection is available in two finishes, Satin Bronze and Brushed Nickel to complete the look. All fixtures are available as ENERGY STAR®-qualified and California Title 24 compliant. | LINE VOLTAGE PENDANT | Towner | Pendants | Brushed Nickel / Black | 962 / 12 |  | Black Steel | D:7" H:8" |  |  | 1 Medium A19 60w |  | 1 | No | [14 empty] | 0 | [12 empty] | 32.48 | 64.96 | 97.44 | D:7'' H:8 1/2'' O:123'' | 3.1 | 7 |  |  | 8.5 | Cap Nuts |  |  | 123 |  |  |  | No |  | No | [20 empty] | D:4 3/4'' H:3/4'' Round |  |  |  |  | 120 | Black |  |  | Hardwired | 0 | 0 | 0 | 0 | 1 | 0 | 0 | 1 | 0 | 0 | 0 | 785652002403 | 10.75 | 8.75 | 8.75 | 4 | 0.476 | 100 | Yes | [9 empty] | cETL Damp | TOWNER 1L MINPEND-962 | One Light Mini-Pendant |  | 6141301-962.png | 6141301.jpg
6141301EN3-848 | One Light Mini-Pendant | The Towner lighting collection by Sea Gull Lighting brings mid-century, retro style to the traditional circular silhouette, creating a bold statement that would accent any space in your home. The conical light shades deliver a fun design statement along with the textured cloth cords, which are adjustable for leveling. These fixtures are ideal for dining room lighting, living room lighting and kitchen lighting. The assortment includes three-, five- and seven-light chandeliers, three- and five-light cluster pendants, eight-light island pendants, one-light mini pendants, and one-light wall sconces. The Towner Collection is available in two finishes, Satin Bronze and Brushed Nickel to complete the look. All fixtures are available as ENERGY STAR®-qualified and California Title 24 compliant. | LINE VOLTAGE PENDANT | Towner | Pendants | Satin Bronze / Black | 848 / 12 |  | Black Steel | D:7" H:8" |  |  | 1 Medium A19 9.3w |  | 1 | Yes | [14 empty] | 0 | [12 empty] | 37.98 | 75.96 | 113.94 | D:7'' H:8 1/2'' O:123'' | 3.1 | 7 |  |  | 8.5 | Cap Nuts |  |  | 123 |  |  |  | No |  | No | [20 empty] | D:4 3/4'' H:3/4'' Round |  |  |  |  | 120 | Black |  |  | Hardwired | 0 | 0 | 0 | 1 | 1 | 0 | 0 | 0 | 0 | 0 | 0 | 785652047312 | 10.75 | 8.75 | 8.75 | 3.9 | 0.476 | 100 | Yes | [9 empty] | cETL Damp | TOWNER 1L MINPEND-848 | One Light Mini-Pendant |  | 6141301EN3-848.jpg | 6141301.jpg
6141301EN3-962 | One Light Mini-Pendant | The Towner lighting collection by Sea Gull Lighting brings mid-century, retro style to the traditional circular silhouette, creating a bold statement that would accent any space in your home. The conical light shades deliver a fun design statement along with the textured cloth cords, which are adjustable for leveling. These fixtures are ideal for dining room lighting, living room lighting and kitchen lighting. The assortment includes three-, five- and seven-light chandeliers, three- and five-light cluster pendants, eight-light island pendants, one-light mini pendants, and one-light wall sconces. The Towner Collection is available in two finishes, Satin Bronze and Brushed Nickel to complete the look. All fixtures are available as ENERGY STAR®-qualified and California Title 24 compliant. | LINE VOLTAGE PENDANT | Towner | Pendants | Brushed Nickel / Black | 962 / 12 |  | Black Steel | D:7" H:8" |  |  | 1 Medium A19 9.3w |  | 1 | Yes | [14 empty] | 0 | [12 empty] | 37.98 | 75.96 | 113.94 | D:7'' H:8 1/2'' O:123'' | 3.1 | 7 |  |  | 8.5 | Cap Nuts |  |  | 123 |  |  |  | No |  | No | [20 empty] | D:4 3/4'' H:3/4'' Round |  |  |  |  | 120 | Black |  |  | Hardwired | 0 | 0 | 0 | 1 | 1 | 0 | 0 | 0 | 0 | 0 | 0 | 785652047329 | 10.75 | 8.75 | 8.58 | 3.8 | 0.467 | 100 | Yes | [9 empty] | cETL Damp | TOWNER 1L MINPEND-962 | One Light Mini-Pendant |  | 6141301EN3-962.jpg | 6141301.jpg
6146501-44 | One Light Mini-Pendant | The utilitarian Jeyne Collection offers a historical barn light form and a protective industrial cage while the stem make the height fully adjustable. Suitable for damp/covered locations. Beautiful hand-applied Weathered Copper and Heirloom Bronze finishes with reflective gloss white interiors lend beauty to any space. As a single unit in any room of the house or clustered together over a kitchen island or entryway, Jeyne illuminates with sharp precision. The Jeyne Collection assortment includes a one-light mini pendant and medium and large one-light pendants. Incandescent and ENERGY STAR-qualified LED lamping are available; all fixtures are California Title 24 compliant. | LINE VOLTAGE PENDANT | Jeyne | Pendants | Weathered Copper | 44 | Steel |  |  |  |  | 1 Medium ST19 60w |  | 1 | No | [14 empty] | 0 | [12 empty] | 46.45 | 92.9 | 139.35 | D:7 1/2'' H:9 1/8'' O:55 1/2'' | 2.97 | 7.5 |  |  | 9.125 | Center Lock-Up |  |  | 55.5 |  |  |  | No |  | No | [20 empty] | D:5'' H:7/8'' Round |  |  |  |  | 120 | Brown |  |  | Hardwired | 0 | 0 | 0 | 0 | 1 | 0 | 0 | 1 | 0 | 0 | 0 | 785652057885 | 12.5 | 9.5 | 9.25 | 4 | 0.636 | 125 | Yes | [9 empty] | cETL Damp | JEYNE 1L MINPEND-44 | One Light Mini-Pendant |  | 6146501-44.jpg | 6146501.jpg
6146501-782 | One Light Mini-Pendant | The utilitarian Jeyne Collection offers a historical barn light form and a protective industrial cage while the stem make the height fully adjustable. Suitable for damp/covered locations. Beautiful hand-applied Weathered Copper and Heirloom Bronze finishes with reflective gloss white interiors lend beauty to any space. As a single unit in any room of the house or clustered together over a kitchen island or entryway, Jeyne illuminates with sharp precision. The Jeyne Collection assortment includes a one-light mini pendant and medium and large one-light pendants. Incandescent and ENERGY STAR-qualified LED lamping are available; all fixtures are California Title 24 compliant. | LINE VOLTAGE PENDANT | Jeyne | Pendants | Heirloom Bronze | 782 | Steel |  |  |  |  | 1 Medium ST19 60w |  | 1 | No | [14 empty] | 0 | [12 empty] | 46.45 | 92.9 | 139.35 | D:7 1/2'' H:9 1/8'' O:55 1/2'' | 2.97 | 7.5 |  |  | 9.125 | Center Lock-Up |  |  | 55.5 |  |  |  | No |  | No | [20 empty] | D:5'' H:7/8'' Round |  |  |  |  | 120 | Brown |  |  | Hardwired | 0 | 0 | 0 | 0 | 1 | 0 | 0 | 1 | 0 | 0 | 0 | 785652061417 | 12.5 | 9.5 | 9.25 | 4 | 0.636 | 125 | Yes | [9 empty] | cETL Damp | JEYNE 1L MINPEND-782 | One Light Mini-Pendant |  | 6146501-782.jpg | 6146501.jpg
6146501EN3-44 | One Light Mini-Pendant | The utilitarian Jeyne Collection offers a historical barn light form and a protective industrial cage while the stem make the height fully adjustable. Suitable for damp/covered locations. Beautiful hand-applied Weathered Copper and Heirloom Bronze finishes with reflective gloss white interiors lend beauty to any space. As a single unit in any room of the house or clustered together over a kitchen island or entryway, Jeyne illuminates with sharp precision. The Jeyne Collection assortment includes a one-light mini pendant and medium and large one-light pendants. Incandescent and ENERGY STAR-qualified LED lamping are available; all fixtures are California Title 24 compliant. | LINE VOLTAGE PENDANT | Jeyne | Pendants | Weathered Copper | 44 | Steel |  |  |  |  | 1 Medium A19 9.3w |  | 1 | Yes | [14 empty] | 0 | [12 empty] | 52.45 | 104.9 | 157.35 | D:7 1/2'' H:9 1/8'' O:55 1/2'' | 2.97 | 7.5 |  |  | 9.125 | Center Lock-Up |  |  | 55.5 |  |  |  | No |  | No | [20 empty] | D:5'' H:7/8'' Round |  |  |  |  | 120 | Brown |  |  | Hardwired | 0 | 0 | 0 | 1 | 1 | 0 | 0 | 0 | 0 | 0 | 0 | 785652065569 | 12.5 | 9.5 | 9.25 | 4 | 0.636 | 125 | Yes | [9 empty] | cETL Damp | JEYNE 1L MINPEND-44 | One Light Mini-Pendant |  | 6146501EN3-44.jpg | 6146501EN3.jpg
6146501EN3-782 | One Light Mini-Pendant | The utilitarian Jeyne Collection offers a historical barn light form and a protective industrial cage while the stem make the height fully adjustable. Suitable for damp/covered locations. Beautiful hand-applied Weathered Copper and Heirloom Bronze finishes with reflective gloss white interiors lend beauty to any space. As a single unit in any room of the house or clustered together over a kitchen island or entryway, Jeyne illuminates with sharp precision. The Jeyne Collection assortment includes a one-light mini pendant and medium and large one-light pendants. Incandescent and ENERGY STAR-qualified LED lamping are available; all fixtures are California Title 24 compliant. | LINE VOLTAGE PENDANT | Jeyne | Pendants | Heirloom Bronze | 782 | Steel |  |  |  |  | 1 Medium A19 9.3w |  | 1 | Yes | [14 empty] | 0 | [12 empty] | 52.45 | 104.9 | 157.35 | D:7 1/2'' H:9 1/8'' O:55 1/2'' | 2.97 | 7.5 |  |  | 9.125 | Center Lock-Up |  |  | 55.5 |  |  |  | No |  | No | [20 empty] | D:5'' H:7/8'' Round |  |  |  |  | 120 | Brown |  |  | Hardwired | 0 | 0 | 0 | 1 | 1 | 0 | 0 | 0 | 0 | 0 | 0 | 785652065576 | 12.5 | 9.5 | 9.25 | 4 | 0.636 | 125 | Yes | [9 empty] | cETL Damp | JEYNE 1L MINPEND-782 | One Light Mini-Pendant |  | 6146501EN3-782.jpg | 6146501EN3.jpg
6150401-710 | One Light Mini-Pendant | Inspired by the Craftsman style, the Denhelm collection by Sea Gull Lighting has a strong presence with its robust, angular design and substantial, die-cast zinc construction. Available in Brushed Nickel and Burnt Sienna finishes, in addition to a Chrome finish also offered for wall fixtures – all of which feature Etched White glass shades. The assortment includes a one-light mini-pendant, and one-light, two-light, three-light and four-light wall/bath fixtures. Both incandescent lamping and ENERGY STAR-qualified LED lamping are available; all fixtures are California Title 24 compliant. | LINE VOLTAGE PENDANT | Denhelm | Pendants | Burnt Sienna | 710 | Steel / Zinc | Etched / White Inside Glass | L:15.5" W:15.5" H:6.125" |  |  | 1 Medium A19 100w |  | 1 | No | [14 empty] | 0 | [12 empty] | 61.95 | 123.9 | 185.85 | L:5 3/4'' W:5 3/4'' H:7 3/4'' O:57 1/4'' | 4.3 |  | 5.75 | 5.75 | 7.75 | Dual Mount |  |  | 57.25 |  |  |  | No |  | No | [20 empty] | DP:4 3/4'' W:4 3/4'' H:2 1/4'' Square |  |  |  |  | 120 | Brown |  |  | Hardwired | 0 | 0 | 0 | 0 | 1 | 0 | 0 | 1 | 0 | 0 | 0 | 785652242007 | 15.5 | 7.2 | 9 | 5.8 | 0.581 | 93 | Yes | [8 empty] | ETL Dry |  | DENHELM 1L MINPEND-710 | One Light Mini-Pendant |  | 6150401-710.jpg | 6150401.jpg
6150401-962 | One Light Mini-Pendant | Inspired by the Craftsman style, the Denhelm collection by Sea Gull Lighting has a strong presence with its robust, angular design and substantial, die-cast zinc construction. Available in Brushed Nickel and Burnt Sienna finishes, in addition to a Chrome finish also offered for wall fixtures – all of which feature Etched White glass shades. The assortment includes a one-light mini-pendant, and one-light, two-light, three-light and four-light wall/bath fixtures. Both incandescent lamping and ENERGY STAR-qualified LED lamping are available; all fixtures are California Title 24 compliant. | LINE VOLTAGE PENDANT | Denhelm | Pendants | Brushed Nickel | 962 | Steel / Zinc | Etched / White Inside Glass | L:15.5" W:15.5" H:6.125" |  |  | 1 Medium A19 100w |  | 1 | No | [14 empty] | 0 | [12 empty] | 61.95 | 123.9 | 185.85 | L:5 3/4'' W:5 3/4'' H:7 3/4'' O:57 1/4'' | 4.3 |  | 5.75 | 5.75 | 7.75 | Dual Mount |  |  | 57.25 |  |  |  | No |  | No | [20 empty] | DP:4 3/4'' W:4 3/4'' H:2 1/4'' Square |  |  |  |  | 120 | Clear |  |  | Hardwired | 0 | 0 | 0 | 0 | 1 | 0 | 0 | 1 | 0 | 0 | 0 | 785652241994 | 16 | 7.25 | 8.5 | 5.7 | 0.571 | 93 | Yes | [8 empty] | ETL Dry |  | DENHELM 1L MINPEND-962 | One Light Mini-Pendant |  | 6150401-962.jpg | 6150401.jpg
6150401EN3-710 | One Light Mini-Pendant | Inspired by the Craftsman style, the Denhelm collection by Sea Gull Lighting has a strong presence with its robust, angular design and substantial, die-cast zinc construction. Available in Brushed Nickel and Burnt Sienna finishes, in addition to a Chrome finish also offered for wall fixtures – all of which feature Etched White glass shades. The assortment includes a one-light mini-pendant, and one-light, two-light, three-light and four-light wall/bath fixtures. Both incandescent lamping and ENERGY STAR-qualified LED lamping are available; all fixtures are California Title 24 compliant. | LINE VOLTAGE PENDANT | Denhelm | Pendants | Burnt Sienna | 710 | Steel / Zinc | Etched / White Inside Glass | L:15.5" W:15.5" H:6.125" |  |  | 1 Medium A19 9.3w |  | 1 | Yes | [14 empty] | 0 | [12 empty] | 71.48 | 142.96 | 214.44 | L:5 3/4'' W:5 3/4'' H:7 3/4'' O:57 1/4'' | 4.3 |  | 5.75 | 5.75 | 7.75 | Dual Mount |  |  | 57.25 |  |  |  | No |  | No | [20 empty] | DP:4 3/4'' W:4 3/4'' H:2 1/4'' Square |  |  |  |  | 120 | Brown |  |  | Hardwired | 0 | 0 | 0 | 1 | 1 | 0 | 0 | 0 | 0 | 0 | 0 | 785652050626 | 15.5 | 7.2 | 9 | 5.8 | 0.581 | 93 | Yes | [8 empty] | ETL Dry |  | DENHELM 1L MINPEND-710 | One Light Mini-Pendant |  | 6150401EN3-710.jpg | 6150401.jpg
6150401EN3-962 | One Light Mini-Pendant | Inspired by the Craftsman style, the Denhelm collection by Sea Gull Lighting has a strong presence with its robust, angular design and substantial, die-cast zinc construction. Available in Brushed Nickel and Burnt Sienna finishes, in addition to a Chrome finish also offered for wall fixtures – all of which feature Etched White glass shades. The assortment includes a one-light mini-pendant, and one-light, two-light, three-light and four-light wall/bath fixtures. Both incandescent lamping and ENERGY STAR-qualified LED lamping are available; all fixtures are California Title 24 compliant. | LINE VOLTAGE PENDANT | Denhelm | Pendants | Brushed Nickel | 962 | Steel / Zinc | Etched / White Inside Glass | L:15.5" W:15.5" H:6.125" |  |  | 1 Medium A19 9.3w |  | 1 | Yes | [14 empty] | 0 | [12 empty] | 71.48 | 142.96 | 214.44 | L:5 3/4'' W:5 3/4'' H:7 3/4'' O:57 3/4'' | 4.3 |  | 5.75 | 5.75 | 7.75 | Dual Mount |  |  | 57.75 |  |  |  | No |  | No | [20 empty] | DP:4 3/4'' W:4 3/4'' H:2 1/4'' Square |  |  |  |  | 120 | Clear |  |  | Hardwired | 0 | 0 | 0 | 1 | 1 | 0 | 0 | 0 | 0 | 0 | 0 | 785652050633 | 16 | 7.25 | 8.5 | 5.7 | 0.571 | 93 | Yes | [8 empty] | ETL Dry |  | DENHELM 1L MINPEND-962 | One Light Mini-Pendant |  | 6150401EN3-962.jpg | 6150401.jpg
6150-44 | One Light Outdoor Mini-Pendant | This industrial and nautically inspired Sebring collection by Sea Gull Lighting coordinates perfectly in coastal locations, while adding eye catching contrast to facades of any kind. Offered in Black, Brushed Stainless and Weathered Copper finishes, Sebring is a complete outdoor collection with small and large one-light outdoor wall lanterns, a one-light outdoor ceiling flush mount and one-light outdoor post lantern to unify any home's appearance. Incandescent as well as integrated LED are available. The advanced, integrated LED light source has warm-on-dim technology that warms in color when dimmed, and is California Title 24 compliant. | LINE VOLTAGE PENDANT | Sebring | Outdoor Lighting | Weathered Copper | 44 | Aluminum |  |  |  | Clear Seeded Glass | 1 Medium A19 100w |  | 1 | No | [14 empty] | 0 | [12 empty] | 99.98 | 199.96 | 299.94 | D:8'' H:9'' O:61 3/4'' | 2.5 | 8 |  |  | 9 | Cap Nuts |  |  | 61.75 |  |  |  | No |  | No | [20 empty] | D:5 1/2'' H:1 1/4'' Round |  |  |  |  | 120 | Brown | 12 |  | Hardwired | 0 | 0 | 0 | 0 | 1 | 0 | 0 | 1 | 0 | 0 | 0 | 785652061509 | 16.5 | 10 | 9 | 5.6 | 0.859 | 125 | Yes | [9 empty] | cETL Damp | SEBRING 1L MINPEND-44 | One Light Outdoor Mini-Pendant |  | 6150-44.jpg | 6150.jpg
615093S-44 | LED Mini-Pendant | This industrial and nautically inspired Sebring collection by Sea Gull Lighting coordinates perfectly in coastal locations, while adding eye catching contrast to facades of any kind. Offered in Black, Brushed Stainless and Weathered Copper finishes, Sebring is a complete outdoor collection with small and large one-light outdoor wall lanterns, a one-light outdoor ceiling flush mount and one-light outdoor post lantern to unify any home's appearance. Incandescent as well as integrated LED are available. The advanced, integrated LED light source has warm-on-dim technology that warms in color when dimmed, and is California Title 24 compliant. | LINE VOLTAGE PENDANT | Sebring | Outdoor Lighting | Weathered Copper | 44 | Aluminum |  |  |  | Clear Seeded Glass |  |  | 1 | No | 700 | 3000 | 90 | 9 | 120 | 19 - Integrated | MODS - Modules |  | 5 | 100 | LED | 9 | 9 | 50000 | 0 | [12 empty] | 109.98 | 219.96 | 329.94 | D:8'' H:9'' O:61 3/4'' | 2.5 | 8 |  |  | 9 | Cap Nuts |  |  | 61.75 |  |  |  | No |  | No | [20 empty] | D:5 1/2'' H:1 1/4'' Round |  |  |  |  | 120 | Brown | 12 |  | Hardwired | 0 | 0 | 0 | 0 | 1 | 0 | 0 | 0 | 0 | 0 | 0 | 785652065057 | 13.75 | 11.25 | 10.75 | 3.7 | 0.962 | 250 | Yes | [9 empty] | cETL Damp | SEBRING LED MINPEND-44 | LED Mini-Pendant |  | 615093S-44_ALT.jpg | 6150.jpg
615093S-98 | LED Mini-Pendant | This industrial and nautically inspired Sebring collection by Sea Gull Lighting coordinates perfectly in coastal locations, while adding eye catching contrast to facades of any kind. Offered in Black, Brushed Stainless and Weathered Copper finishes, Sebring is a complete outdoor collection with small and large one-light outdoor wall lanterns, a one-light outdoor ceiling flush mount and one-light outdoor post lantern to unify any home's appearance. Incandescent as well as integrated LED are available. The advanced, integrated LED light source has warm-on-dim technology that warms in color when dimmed, and is California Title 24 compliant. | LINE VOLTAGE PENDANT | Sebring | Outdoor Lighting | Brushed Stainless | 98 | Aluminum |  |  |  | Clear Seeded Glass |  |  | 1 | No | 700 | 3000 | 90 | 9 | 120 | 19 - Integrated | MODS - Modules |  | 5 | 100 | LED | 9 | 9 | 50000 | 0 | [12 empty] | 144.48 | 288.96 | 433.44 | D:8'' H:9'' O:61 3/4'' | 2.5 | 8 |  |  | 9 | Cap Nuts |  |  | 61.75 |  |  |  | No |  | No | [20 empty] | D:5 1/2'' H:1 1/4'' Round |  |  |  |  | 120 | Clear Silver | 12 |  | Hardwired | 0 | 0 | 0 | 0 | 1 | 0 | 0 | 0 | 0 | 0 | 0 | 785652065064 | 13.75 | 11.25 | 10.75 | 3.8 | 0.962 | 250 | Yes | [9 empty] | cETL Damp | SEBRING LED MINPEND-98 | LED Mini-Pendant |  | 615093S-98_ALT.jpg | 6150.jpg
6150-98 | One Light Outdoor Mini-Pendant | This industrial and nautically inspired Sebring collection by Sea Gull Lighting coordinates perfectly in coastal locations, while adding eye catching contrast to facades of any kind. Offered in Black, Brushed Stainless and Weathered Copper finishes, Sebring is a complete outdoor collection with small and large one-light outdoor wall lanterns, a one-light outdoor ceiling flush mount and one-light outdoor post lantern to unify any home's appearance. Incandescent as well as integrated LED are available. The advanced, integrated LED light source has warm-on-dim technology that warms in color when dimmed, and is California Title 24 compliant. | LINE VOLTAGE PENDANT | Sebring | Outdoor Lighting | Brushed Stainless | 98 | Aluminum |  |  |  | Clear Seeded Glass | 1 Medium A19 100w |  | 1 | No | [14 empty] | 0 | [12 empty] | 135.48 | 270.96 | 406.44 | D:8'' H:9'' O:61 3/4'' | 2.5 | 8 |  |  | 9 | Cap Nuts |  |  | 61.75 |  |  |  | No |  | No | [20 empty] | D:5 1/2'' H:1 1/4'' Round |  |  |  |  | 120 | Clear Silver | 12 |  | Hardwired | 0 | 0 | 0 | 0 | 1 | 0 | 0 | 1 | 0 | 0 | 0 | 785652615092 | 16.5 | 10.25 | 9 | 5.65 | 0.881 | 125 | Yes | [9 empty] | cETL Damp | SEBRING 1L MINPEND-98 | One Light Outdoor Mini-Pendant | Painted White Inside | 6150-98.jpg | 6150.jpg
61527BLE-824 | Fluorescent Terranello One Light Mini-Pendant in Palladium with Dusted Ivory Glass |  | Fluorescent Pendant | Terranello | Pendants | Palladium | 824 | Steel | Dusted Ivory Glass | D:5.75" H:5.625" |  |  | 1 GU24 Self Ballasted CFL 13w |  | 1 | Yes | [14 empty] | 0 | [12 empty] | 40 | 80 | 120 | D:5 3/4'' H:14 3/4'' O:59 1/2'' |  | 5.75 |  |  | 14.75 | Screw Collar - Stem |  |  | 59.5 |  |  |  | No |  | No | [20 empty] | D:5 9/32'' H:1 3/4'' Round |  |  |  |  | 120 | Clear |  |  | Hardwired | 0 | 0 | 1 | 0 | 0 | 0 | 0 | 0 | 0 | 0 | 0 | 785652227899 | [15 empty] | C-UL-US Dry |  | One Light Mini Pendant | One Light Mini-Pendant |  | 61527BLE-824.jpg | 61527BLE.jpg
61527BLE-845 | Fluorescent Terranello One Light Mini-Pendant in Flemish Bronze with Creme Parchment Glass |  | Fluorescent Pendant | Terranello | Pendants | Flemish Bronze | 845 | Steel | Creme Parchment Glass | D:5.75" H:5.625" |  |  | 1 GU24 Self Ballasted CFL 13w |  | 1 | Yes | [14 empty] | 0 | [12 empty] | 40 | 80 | 120 | D:5 3/4'' H:14 3/4'' O:59 1/2'' |  | 5.75 |  |  | 14.75 | Screw Collar - Stem |  |  | 59.5 |  |  |  | No |  | No | [20 empty] | D:5 9/32'' H:1 3/4'' Round |  |  |  |  | 120 | Brown |  |  | Hardwired | 0 | 0 | 1 | 0 | 0 | 0 | 0 | 0 | 0 | 0 | 0 | 785652222122 | [15 empty] | C-UL-US Dry |  | FLUORESCENT MINI PENDANT -845 | One Light Mini-Pendant |  | 61527BLE-845.jpg | 61527BLE.jpg
61625-782 | One Light Mini-Pendant | The Wheaton lighting collection by Sea Gull Lighting is a tribute to versatility. The Satin Etched glass can be coupled with either a Brushed Nickel finish for a soft contemporary feel or an Heirloom Bronze finish for a more rustic charm. Wheaton delivers excellent transitional style that can fit within various home decor styles. The assortment includes nine-light, five-light, and three-light chandeliers, pendants in four sizes, both flush and semi-flush ceiling fixtures, as well as one-light, two-light, three-light and four-light wall/bath fixtures. Both incandescent lamping and ENERGY STAR-qualified LED lamping are available. Most of these fixtures easily convert to LED by purchasing LED replacement lamps sold separately. | LINE VOLTAGE PENDANT | Wheaton | Pendants | Heirloom Bronze | 782 | Steel | Satin Etched Glass | D:7" H:5.25" |  |  | 1 Medium A19 100w |  | 1 | No | [14 empty] | 0 | [12 empty] | 49.95 | 99.9 | 149.85 | D:7'' H:11 3/4'' O:64 3/4'' | 4.1 | 7 |  |  | 11.75 | Center Lock-Up |  |  | 64.75 |  |  |  | No |  | No | [20 empty] | D:5 1/2'' DP:1 1/8'' |  |  |  |  | 120 | Brown | 12 | N/A | Hardwired | 0 | 0 | 0 | 0 | 1 | 0 | 0 | 1 | 0 | 0 | 0 | 785652656347 | 13.5 | 11.25 | 8.75 | 5.1 | 0.769 | 125 | Yes | [8 empty] | ETL Dry | cETL Dry | WHEATON 1L MINPEND-782 | One Light Mini-Pendant |  | 61625-782.jpg | 61625.jpg
61625-962 | One Light Mini-Pendant | The Wheaton lighting collection by Sea Gull Lighting is a tribute to versatility. The Satin Etched glass can be coupled with either a Brushed Nickel finish for a soft contemporary feel or an Heirloom Bronze finish for a more rustic charm. Wheaton delivers excellent transitional style that can fit within various home decor styles. The assortment includes nine-light, five-light, and three-light chandeliers, pendants in four sizes, both flush and semi-flush ceiling fixtures, as well as one-light, two-light, three-light and four-light wall/bath fixtures. Both incandescent lamping and ENERGY STAR-qualified LED lamping are available. Most of these fixtures easily convert to LED by purchasing LED replacement lamps sold separately. | LINE VOLTAGE PENDANT | Wheaton | Pendants | Brushed Nickel | 962 | Steel | Satin Etched Glass | D:7" H:5.25" |  |  | 1 Medium A19 100w |  | 1 | No | [14 empty] | 0 | [12 empty] | 49.95 | 99.9 | 149.85 | D:7'' H:11 3/4'' O:64 3/4'' | 4.1 | 7 |  |  | 11.75 | Center Lock-Up |  |  | 64.75 |  |  |  | No |  | No | [20 empty] | D:5 1/2'' DP:1 1/8'' |  |  |  |  | 120 | Clear | 12 | N/A | Hardwired | 0 | 0 | 0 | 0 | 1 | 0 | 0 | 1 | 0 | 0 | 0 | 785652656361 | 13.5 | 11.25 | 8.75 | 5.1 | 0.769 | 125 | Yes | [8 empty] | ETL Dry | cETL Dry | WHEATON 1L MINPEND-962 | One Light Mini-Pendant |  | 61625-962.jpg | 61625.jpg
61625EN3-782 | One Light Mini-Pendant | The Wheaton lighting collection by Sea Gull Lighting is a tribute to versatility. The Satin Etched glass can be coupled with either a Brushed Nickel finish for a soft contemporary feel or an Heirloom Bronze finish for a more rustic charm. Wheaton delivers excellent transitional style that can fit within various home decor styles. The assortment includes nine-light, five-light, and three-light chandeliers, pendants in four sizes, both flush and semi-flush ceiling fixtures, as well as one-light, two-light, three-light and four-light wall/bath fixtures. Both incandescent lamping and ENERGY STAR-qualified LED lamping are available. Most of these fixtures easily convert to LED by purchasing LED replacement lamps sold separately. | LINE VOLTAGE PENDANT | Wheaton | Pendants | Heirloom Bronze | 782 | Steel | Satin Etched Glass | D:7" H:5.1875" |  |  | 1 Medium A19 9.3w |  | 1 | Yes | [14 empty] | 0 | [12 empty] | 57.48 | 114.96 | 172.44 | D:7'' H:11 3/4'' O:64 3/4'' | 4.1 | 7 |  |  | 11.75 | Center Lock-Up |  |  | 64.75 |  |  |  | No |  | No | [20 empty] | D:5 1/2'' DP:1 1/8'' |  |  |  |  | 120 | Brown | 12 | N/A | Hardwired | 0 | 0 | 0 | 1 | 1 | 0 | 0 | 0 | 0 | 0 | 0 | 785652050640 | 13.5 | 11.25 | 8.75 | 5.1 | 0.769 | 125 | Yes | [8 empty] | ETL Dry | cETL Dry | WHEATON 1L MINPEND-782 | One Light Mini-Pendant |  | 61625EN3-782.jpg | 61625.jpg
61625EN3-962 | One Light Mini-Pendant | The Wheaton lighting collection by Sea Gull Lighting is a tribute to versatility. The Satin Etched glass can be coupled with either a Brushed Nickel finish for a soft contemporary feel or an Heirloom Bronze finish for a more rustic charm. Wheaton delivers excellent transitional style that can fit within various home decor styles. The assortment includes nine-light, five-light, and three-light chandeliers, pendants in four sizes, both flush and semi-flush ceiling fixtures, as well as one-light, two-light, three-light and four-light wall/bath fixtures. Both incandescent lamping and ENERGY STAR-qualified LED lamping are available. Most of these fixtures easily convert to LED by purchasing LED replacement lamps sold separately. | LINE VOLTAGE PENDANT | Wheaton | Pendants | Brushed Nickel | 962 | Steel | Satin Etched Glass | D:7" H:5.25" |  |  | 1 Medium A19 9.3w |  | 1 | Yes | [14 empty] | 0 | [12 empty] | 57.48 | 114.96 | 172.44 | D:7'' H:11 3/4'' O:64 3/4'' | 4.1 | 7 |  |  | 11.75 | Center Lock-Up |  |  | 64.75 |  |  |  | No |  | No | [20 empty] | D:5 1/2'' DP:1 1/8'' |  |  |  |  | 120 | Clear | 12 | N/A | Hardwired | 0 | 0 | 0 | 1 | 1 | 0 | 0 | 0 | 0 | 0 | 0 | 785652050657 | 13.5 | 11.25 | 8.75 | 5.1 | 0.769 | 125 | Yes | [8 empty] | ETL Dry | cETL Dry | WHEATON 1L MINPEND-962 | One Light Mini-Pendant |  | 61625EN3-962.jpg | 61625.jpg
61660-839 | One Light Mini-Pendant | The Winnetka indoor lighting collection by Sea Gull Lighting has a clean design which lends itself to a modern-mission style. The geometric, cylinder design has subtle ornamentation, while still offering impressive style. The indoor lighting collection is offered in Brushed Nickel or textured Blacksmith finishes, both with Satin Etched glass. The assortment includes 15-light, nine-light, five-light, and three-light chandeliers, pendants in four sizes, both flush and semi-flush ceiling fixtures, as well as one-light, two-light, three-light and four-light wall/bath fixtures. Most of these fixtures easily convert to LED by purchasing LED replacement lamps sold separately. | LINE VOLTAGE PENDANT | Winnetka | Pendants | Blacksmith | 839 | Steel | Satin Etched Glass | D:5" |  |  | 1 Medium A19 100w |  | 1 | No | [14 empty] | 0 | [12 empty] | 72.98 | 145.96 | 218.94 | D:6 1/4'' H:14 3/4'' O:65 3/4'' | 4.2 | 6.25 |  |  | 14.75 | Center Lock-Up |  |  | 65.75 |  |  |  | No |  | No | [20 empty] | D:6'' DP:1 9/16'' |  |  |  |  | 144 | Black | 12 | N/A | Hardwired | 0 | 0 | 0 | 0 | 1 | 0 | 0 | 1 | 0 | 0 | 0 | 785652616655 | 14.75 | 8.5 | 8.75 | 5.4 | 0.635 | 100 | Yes | [8 empty] | ETL Damp | cETL Dry | WINNETKA 1L MINPEND-839 | One Light Mini-Pendant |  | 61660-839.jpg | 61660.jpg
61660-962 | One Light Mini-Pendant | The Winnetka indoor lighting collection by Sea Gull Lighting has a clean design which lends itself to a modern-mission style. The geometric, cylinder design has subtle ornamentation, while still offering impressive style. The indoor lighting collection is offered in Brushed Nickel or textured Blacksmith finishes, both with Satin Etched glass. The assortment includes 15-light, nine-light, five-light, and three-light chandeliers, pendants in four sizes, both flush and semi-flush ceiling fixtures, as well as one-light, two-light, three-light and four-light wall/bath fixtures. Most of these fixtures easily convert to LED by purchasing LED replacement lamps sold separately. | LINE VOLTAGE PENDANT | Winnetka | Pendants | Brushed Nickel | 962 | Steel | Satin Etched Glass | D:5" |  |  | 1 Medium A19 100w |  | 1 | No | [14 empty] | 0 | [12 empty] | 73.48 | 146.96 | 220.44 | D:6 1/4'' H:14 3/4'' O:65 3/4'' | 4.2 | 6.25 |  |  | 14.75 | Center Lock-Up |  |  | 65.75 |  |  |  | No |  | No | [20 empty] | D:6'' DP:1 9/16'' |  |  |  |  | 120 | Clear Silver | 12 | N/A | Hardwired | 0 | 0 | 0 | 0 | 1 | 0 | 0 | 1 | 0 | 0 | 0 | 785652226410 | 14.5 | 8.5 | 8 | 5.1 | 0.571 | 100 | Yes | [8 empty] | ETL Damp | cETL Dry | WINNETKA 1L MINPEND-962 | One Light Mini-Pendant |  | 61660-962.jpg | 61660.jpg
61660EN3-839 | One Light Mini-Pendant | The Winnetka indoor lighting collection by Sea Gull Lighting has a clean design which lends itself to a modern-mission style. The geometric, cylinder design has subtle ornamentation, while still offering impressive style. The indoor lighting collection is offered in Brushed Nickel or textured Blacksmith finishes, both with Satin Etched glass. The assortment includes 15-light, nine-light, five-light, and three-light chandeliers, pendants in four sizes, both flush and semi-flush ceiling fixtures, as well as one-light, two-light, three-light and four-light wall/bath fixtures. Most of these fixtures easily convert to LED by purchasing LED replacement lamps sold separately. | LINE VOLTAGE PENDANT | Winnetka | Pendants | Blacksmith | 839 | Steel | Satin Etched Glass | D:5" |  |  | 1 Medium A19 9.3w |  | 1 | Yes | [14 empty] | 0 | [12 empty] | 78.98 | 157.96 | 236.94 | D:6 1/4'' H:14 3/4'' O:65 3/4'' | 4.2 | 6.25 |  |  | 14.75 | Center Lock-Up |  |  | 65.75 |  |  |  | No |  | No | [20 empty] | D:6'' DP:1 9/16'' |  |  |  |  | 144 | Black | 12 | N/A | Hardwired | 0 | 0 | 0 | 1 | 1 | 0 | 0 | 0 | 0 | 0 | 0 | 785652047718 | 15.25 | 9.25 | 9 | 5.5 | 0.735 | 125 | Yes | [8 empty] | ETL Damp | cETL Dry | WINNETKA 1L MINPEND-839 | One Light Mini-Pendant |  | 61660EN3-839.jpg | 61660.jpg
61660EN3-962 | One Light Mini-Pendant | The Winnetka indoor lighting collection by Sea Gull Lighting has a clean design which lends itself to a modern-mission style. The geometric, cylinder design has subtle ornamentation, while still offering impressive style. The indoor lighting collection is offered in Brushed Nickel or textured Blacksmith finishes, both with Satin Etched glass. The assortment includes 15-light, nine-light, five-light, and three-light chandeliers, pendants in four sizes, both flush and semi-flush ceiling fixtures, as well as one-light, two-light, three-light and four-light wall/bath fixtures. Most of these fixtures easily convert to LED by purchasing LED replacement lamps sold separately. | LINE VOLTAGE PENDANT | Winnetka | Pendants | Brushed Nickel | 962 | Steel | Satin Etched Glass | D:5" |  |  | 1 Medium A19 9.3w |  | 1 | Yes | [14 empty] | 0 | [12 empty] | 78.98 | 157.96 | 236.94 | D:6 1/4'' H:14 3/4'' O:65 3/4'' | 4.2 | 6.25 |  |  | 14.75 | Center Lock-Up |  |  | 65.75 |  |  |  | No |  | No | [20 empty] | D:6'' DP:1 9/16'' |  |  |  |  | 120 | Clear Silver | 12 | N/A | Hardwired | 0 | 0 | 0 | 1 | 1 | 0 | 0 | 0 | 0 | 0 | 0 | 785652047725 | 14.5 | 8.5 | 8 | 5.1 | 0.571 | 100 | Yes | [8 empty] | ETL Damp | cETL Dry | WINNETKA 1L MINPEND-962 | One Light Mini-Pendant |  | 61660EN3-962.jpg | 61660.jpg
61800-962 | Hopewell One Light Mini-Pendant in Brushed Nickel with White Alabaster Glass |  | Pendant | Hopewell | Pendants | Brushed Nickel | 962 | [5 empty] | 1 Medium A19 75w |  | 1 | No | [27 empty] | 29 | 58 | 87 | H:6 1/2'' O:51 1/2'' |  |  |  |  | 6.5 | Cap Nuts |  |  | 51.5 |  |  |  | No |  | No | [29 empty] | Hardwired | 0 | 0 | 0 | 0 | 0 | 0 | 0 | 0 | 0 | 0 | 0 | 785652218804 | [17 empty] | Mini-Pendant in Brushed Nickel Finish | One Light Mini-Pendant |  | 61800-962.jpg | 61800.jpg
61806-782 | One Light Mini-Pendant | The Holman collection by Sea Gull Lighting brings versatility and style to those just starting out. With softly flared glass and curved arms, there is just enough detail to give the overall look a lift while keeping it simple enough for those on a budget. Several chandeliers and sconces can be installed with lighting shining up or down, allowing the fixture to be customized for the specific space and function. Offered in a Brushed Nickel finish or Heirloom Bronze finish, both with Satin Etched glass. The assortment includes nine-light, five-light and three-light chandeliers, pendants in five sizes, both flush and semi-flush ceiling fixtures, as well as one-light, two-light three-light and four-light wall/bath fixtures. Both incandescent lamping and ENERGY STAR-qualified LED lamping are available. All fixtures are California Title 24 compliant. | LINE VOLTAGE PENDANT | Holman | Pendants | Heirloom Bronze | 782 | Steel | Satin Etched Glass | D:5.25" H:4.25" |  |  | 1 Medium A19 60w |  | 1 | No | [14 empty] | 0 | [12 empty] | 48.48 | 96.96 | 145.44 | D:5 1/4'' H:6 1/2'' O:57 1/2'' | 3 | 5.25 |  |  | 6.5 | Cap Nuts |  |  | 57.5 |  |  |  | No |  | No | [20 empty] | D:5'' H:1'' Round |  |  |  |  | 72 | Brown | 12 |  | Hardwired | 0 | 0 | 0 | 0 | 1 | 0 | 0 | 1 | 0 | 0 | 0 | 785652058783 | 14 | 8 | 8.25 | 3.6 | 0.535 | 125 | Yes | [8 empty] | UL Dry | cUL Dry | HOLMAN 1L MINPEND-782 | One Light Mini-Pendant |  | 61806-782.png | 61806.jpg
61806-962 | One Light Mini-Pendant | The Holman collection by Sea Gull Lighting brings versatility and style to those just starting out. With softly flared glass and curved arms, there is just enough detail to give the overall look a lift while keeping it simple enough for those on a budget. Several chandeliers and sconces can be installed with lighting shining up or down, allowing the fixture to be customized for the specific space and function. Offered in a Brushed Nickel finish or Heirloom Bronze finish, both with Satin Etched glass. The assortment includes nine-light, five-light and three-light chandeliers, pendants in five sizes, both flush and semi-flush ceiling fixtures, as well as one-light, two-light three-light and four-light wall/bath fixtures. Both incandescent lamping and ENERGY STAR-qualified LED lamping are available. All fixtures are California Title 24 compliant. | LINE VOLTAGE PENDANT | Holman | Pendants | Brushed Nickel | 962 | Steel | Satin Etched Glass | D:5.25" H:4.25" |  |  | 1 Medium A19 60w |  | 1 | No | [14 empty] | 0 | [12 empty] | 48.48 | 96.96 | 145.44 | D:5 1/4'' H:6 1/2'' O:57 1/2'' | 3 | 5.25 |  |  | 6.5 | Cap Nuts |  |  | 57.5 |  |  |  | No |  | No | [20 empty] | D:5'' H:1'' Round |  |  |  |  | 72 | Clear Silver | 12 |  | Hardwired | 0 | 0 | 0 | 0 | 1 | 0 | 0 | 1 | 0 | 0 | 0 | 785652227387 | 13.5 | 7.75 | 8 | 3.9 | 0.484 | 100 | Yes | [8 empty] | UL Dry | cUL Dry | HOLMAN 1L MINPEND-962 | One Light Mini-Pendant |  | 61806-962.jpg | 61806.jpg
61806EN3-782 | One Light Mini-Pendant | The Holman collection by Sea Gull Lighting brings versatility and style to those just starting out. With softly flared glass and curved arms, there is just enough detail to give the overall look a lift while keeping it simple enough for those on a budget. Several chandeliers and sconces can be installed with lighting shining up or down, allowing the fixture to be customized for the specific space and function. Offered in a Brushed Nickel finish or Heirloom Bronze finish, both with Satin Etched glass. The assortment includes nine-light, five-light and three-light chandeliers, pendants in five sizes, both flush and semi-flush ceiling fixtures, as well as one-light, two-light three-light and four-light wall/bath fixtures. Both incandescent lamping and ENERGY STAR-qualified LED lamping are available. All fixtures are California Title 24 compliant. | LINE VOLTAGE PENDANT | Holman | Pendants | Heirloom Bronze | 782 | Steel | Satin Etched Glass | D:5.25" H:4.25" |  |  | 1 Medium A19 9.3w |  | 1 | Yes | [14 empty] | 0 | [12 empty] | 49.95 | 99.9 | 149.85 | D:5 1/4'' H:6 1/2'' O:57 1/2'' | 3 | 5.25 |  |  | 6.5 | Cap Nuts |  |  | 57.5 |  |  |  | No |  | No | [20 empty] | D:5'' H:1'' Round |  |  |  |  | 72 | Brown | 12 |  | Hardwired | 0 | 0 | 0 | 1 | 1 | 0 | 0 | 0 | 0 | 0 | 0 | 785652059285 | 14 | 8 | 8.25 | 3.6 | 0.535 | 125 | Yes | [8 empty] | UL Dry | cUL Dry | HOLMAN 1L MINPEND-782 | One Light Mini-Pendant |  | 61806EN3-782.png | 61806EN3.jpg
61806EN3-962 | One Light Mini-Pendant | The Holman collection by Sea Gull Lighting brings versatility and style to those just starting out. With softly flared glass and curved arms, there is just enough detail to give the overall look a lift while keeping it simple enough for those on a budget. Several chandeliers and sconces can be installed with lighting shining up or down, allowing the fixture to be customized for the specific space and function. Offered in a Brushed Nickel finish or Heirloom Bronze finish, both with Satin Etched glass. The assortment includes nine-light, five-light and three-light chandeliers, pendants in five sizes, both flush and semi-flush ceiling fixtures, as well as one-light, two-light three-light and four-light wall/bath fixtures. Both incandescent lamping and ENERGY STAR-qualified LED lamping are available. All fixtures are California Title 24 compliant. | LINE VOLTAGE PENDANT | Holman | Pendants | Brushed Nickel | 962 | Steel | Satin Etched Glass | D:5.25" H:4.25" |  |  | 1 Medium A19 9.3w |  | 1 | Yes | [14 empty] | 0 | [12 empty] | 49.95 | 99.9 | 149.85 | D:5 1/4'' H:6 1/2'' O:57 1/2'' | 3 | 5.25 |  |  | 6.5 | Cap Nuts |  |  | 57.5 |  |  |  | No |  | No | [20 empty] | D:5'' H:1'' Round |  |  |  |  | 72 | Clear Silver | 12 |  | Hardwired | 0 | 0 | 0 | 1 | 1 | 0 | 0 | 0 | 0 | 0 | 0 | 785652055058 | 13.5 | 8.18 | 7.75 | 3.8 | 0.495 | 125 | Yes | [8 empty] | UL Dry | cUL Dry | HOLMAN 1L MINPEND-962 | One Light Mini-Pendant |  | 61806EN3-962.jpg | 61806.jpg
6190301-05 | One Light Mini-Pendant | Zire embodies simple clean lines in three finishes that strike a perfect balance of elegant yet minimalist design. Each of the lights sits on the round bottom rim, featuring an Edison-inspired design highlighted by a cylindrical glass shade. The assortment includes nine-light, five-light, and three-light chandeliers, a five light linear, one-light mini-pendant and one-light, two-light, three-light and four-light wall/bath fixtures. A stylish and elegant addition to any room in the house. Zire is offered in a Brushed Oil Rubbed Bronze, Brushed Nickel or Chrome finish. | LINE VOLTAGE PENDANT | Zire | Pendants | Chrome | 5 | Steel | Clear Glass | D:3.875" H:7.5" |  |  | 1 Medium A19 60w |  | 1 | No | [14 empty] | 0 | [12 empty] | 33.48 | 66.96 | 100.44 | D:4'' H:8 1/2'' O:80 1/2'' | 1.6 | 4 |  |  | 8.5 | Cap Nuts |  |  | 80.5 |  |  |  | No |  | No | [20 empty] | D:5'' H:7/8'' Round |  |  |  |  | 78 | Black |  |  | Hardwired | 0 | 0 | 0 | 0 | 1 | 0 | 0 | 1 | 0 | 0 | 0 | 785652070532 | 13.75 | 6.5 | 6.5 | 2.2 | 0.336 | 125 | Yes | 6 | 10785652070539 | 20.18 | 14.75 | 13.5 | 15 | 2.325 | Yes |  | cETL Damp | ZIRE 1L MINPEND-05 | One Light Mini-Pendant |  | 6190301-05.jpg | 6190301.jpg
6190301-778 | One Light Mini-Pendant | Zire embodies simple clean lines in three finishes that strike a perfect balance of elegant yet minimalist design. Each of the lights sits on the round bottom rim, featuring an Edison-inspired design highlighted by a cylindrical glass shade. The assortment includes nine-light, five-light, and three-light chandeliers, a five light linear, one-light mini-pendant and one-light, two-light, three-light and four-light wall/bath fixtures. A stylish and elegant addition to any room in the house. Zire is offered in a Brushed Oil Rubbed Bronze, Brushed Nickel or Chrome finish. | LINE VOLTAGE PENDANT | Zire | Pendants | Brushed Oil Rubbed Bronze | 778 | Steel | Clear Glass | D:3.875" H:7.5" |  |  | 1 Medium A19 60w |  | 1 | No | [14 empty] | 0 | [12 empty] | 33.48 | 66.96 | 100.44 | D:4'' H:8 1/2'' O:80 1/2'' | 1.6 | 4 |  |  | 8.5 | Cap Nuts |  |  | 80.5 |  |  |  | No |  | No | [20 empty] | D:5'' H:7/8'' Round |  |  |  |  | 78 | Black |  |  | Hardwired | 0 | 0 | 0 | 0 | 1 | 0 | 0 | 1 | 0 | 0 | 0 | 785652070549 | 13.75 | 6.625 | 6.625 | 2.2 | 0.349 | 125 | Yes | 6 | 10785652070546 | 20 | 14.75 | 13.75 | 15.1 | 2.347 | Yes |  | cETL Damp | ZIRE 1L MINPEND-778 | One Light Mini-Pendant |  | 6190301-778.jpg | 6190301.jpg
6190301-962 | One Light Mini-Pendant | Zire embodies simple clean lines in three finishes that strike a perfect balance of elegant yet minimalist design. Each of the lights sits on the round bottom rim, featuring an Edison-inspired design highlighted by a cylindrical glass shade. The assortment includes nine-light, five-light, and three-light chandeliers, a five light linear, one-light mini-pendant and one-light, two-light, three-light and four-light wall/bath fixtures. A stylish and elegant addition to any room in the house. Zire is offered in a Brushed Oil Rubbed Bronze, Brushed Nickel or Chrome finish. | LINE VOLTAGE PENDANT | Zire | Pendants | Brushed Nickel | 962 | Steel | Clear Glass | D:3.875" H:7.5" |  |  | 1 Medium A19 60w |  | 1 | No | [14 empty] | 0 | [12 empty] | 33.48 | 66.96 | 100.44 | D:4'' H:8 1/2'' O:80 1/2'' | 1.6 | 4 |  |  | 8.5 | Cap Nuts |  |  | 80.5 |  |  |  | No |  | No | [20 empty] | D:5'' H:7/8'' Round |  |  |  |  | 78 | Black |  |  | Hardwired | 0 | 0 | 0 | 0 | 1 | 0 | 0 | 1 | 0 | 0 | 0 | 785652070556 | 13.75 | 6.625 | 6.25 | 2.2 | 0.329 | 125 | Yes | 6 | 10785652070553 | 20.125 | 14.75 | 13.5 | 15 | 2.319 | Yes |  | cETL Damp | ZIRE 1L MINPEND-962 | One Light Mini-Pendant |  | 6190301-962.jpg | 6190301.jpg
6190301EN7-05 | One Light Mini-Pendant | Zire embodies simple clean lines in three finishes that strike a perfect balance of elegant yet minimalist design. Each of the lights sits on the round bottom rim, featuring an Edison-inspired design highlighted by a cylindrical glass shade. The assortment includes nine-light, five-light, and three-light chandeliers, a five light linear, one-light mini-pendant and one-light, two-light, three-light and four-light wall/bath fixtures. A stylish and elegant addition to any room in the house. Zire is offered in a Brushed Oil Rubbed Bronze, Brushed Nickel or Chrome finish. | LINE VOLTAGE PENDANT | Zire | Pendants | Chrome | 5 | Steel | Clear Glass | D:3.875" H:7.5" |  |  | 1 Medium A19 8.5w |  | 1 | Yes | [14 empty] | 0 | [12 empty] | 39.98 | 79.96 | 119.94 | D:4'' H:8 1/2'' O:80 1/2'' | 1.6 | 4 |  |  | 8.5 | Cap Nuts |  |  | 80.5 |  |  |  | No |  | No | [20 empty] | D:5'' H:7/8'' Round |  |  |  |  | 78 | Black |  |  | Hardwired | 0 | 0 | 0 | 1 | 1 | 0 | 0 | 0 | 0 | 0 | 0 | 785652072215 | 13.75 | 6.5 | 6.5 | 2.2 | 0.336 | 125 | Yes | 6 | 10785652072212 | 20.18 | 14.75 | 13.5 | 15 | 2.325 | Yes |  | cETL Damp | ZIRE 1L LED MINPEND-05 | One Light Mini-Pendant |  | 6190301EN7-05.jpg | 6190301EN7.jpg
6190301EN7-778 | One Light Mini-Pendant | Zire embodies simple clean lines in three finishes that strike a perfect balance of elegant yet minimalist design. Each of the lights sits on the round bottom rim, featuring an Edison-inspired design highlighted by a cylindrical glass shade. The assortment includes nine-light, five-light, and three-light chandeliers, a five light linear, one-light mini-pendant and one-light, two-light, three-light and four-light wall/bath fixtures. A stylish and elegant addition to any room in the house. Zire is offered in a Brushed Oil Rubbed Bronze, Brushed Nickel or Chrome finish. | LINE VOLTAGE PENDANT | Zire | Pendants | Brushed Oil Rubbed Bronze | 778 | Steel | Clear Glass | D:3.875" H:7.5" |  |  | 1 Medium A19 8.5w |  | 1 | Yes | [14 empty] | 0 | [12 empty] | 39.98 | 79.96 | 119.94 | D:4'' H:8 1/2'' O:80 1/2'' | 1.6 | 4 |  |  | 8.5 | Cap Nuts |  |  | 80.5 |  |  |  | No |  | No | [20 empty] | D:5'' H:7/8'' Round |  |  |  |  | 78 | Black |  |  | Hardwired | 0 | 0 | 0 | 1 | 1 | 0 | 0 | 0 | 0 | 0 | 0 | 785652072222 | 13.75 | 6.625 | 6.625 | 2.2 | 0.349 | 125 | Yes | 6 | 10785652072229 | 20 | 14.75 | 13.75 | 15.1 | 2.347 | Yes |  | cETL Damp | ZIRE 1L LED MINPEND-778 | One Light Mini-Pendant |  | 6190301EN7-778.jpg | 6190301EN7.jpg
6190301EN7-962 | One Light Mini-Pendant | Zire embodies simple clean lines in three finishes that strike a perfect balance of elegant yet minimalist design. Each of the lights sits on the round bottom rim, featuring an Edison-inspired design highlighted by a cylindrical glass shade. The assortment includes nine-light, five-light, and three-light chandeliers, a five light linear, one-light mini-pendant and one-light, two-light, three-light and four-light wall/bath fixtures. A stylish and elegant addition to any room in the house. Zire is offered in a Brushed Oil Rubbed Bronze, Brushed Nickel or Chrome finish. | LINE VOLTAGE PENDANT | Zire | Pendants | Brushed Nickel | 962 | Steel | Clear Glass | D:3.875" H:7.5" |  |  | 1 Medium A19 8.5w |  | 1 | Yes | [14 empty] | 0 | [12 empty] | 39.98 | 79.96 | 119.94 | D:4'' H:8 1/2'' O:80 1/2'' | 1.6 | 4 |  |  | 8.5 | Cap Nuts |  |  | 80.5 |  |  |  | No |  | No | [20 empty] | D:5'' H:7/8'' Round |  |  |  |  | 78 | Black |  |  | Hardwired | 0 | 0 | 0 | 1 | 1 | 0 | 0 | 0 | 0 | 0 | 0 | 785652072239 | 13.75 | 6.625 | 6.25 | 2.2 | 0.329 | 125 | Yes | 6 | 10785652072236 | 20.125 | 14.75 | 13.5 | 15 | 2.319 | Yes |  | cETL Damp | ZIRE 1L LED MINPEND-962 | One Light Mini-Pendant |  | 6190301EN7-962.jpg | 6190301EN7.jpg
6190401-715 | One Light Mini-Pendant | Named after the Italian word for “sphere,” the transitional Sfera collection by Sea Gull Lighting features detailed center bands and rounded, sweeping curves -- rustic with a modern inspiration. Offered in Autumn Bronze finish with several glass options – extraordinary painted Mercury glass and Café Tint glass, as well as a Smoky Amber glass for wall/bath fixtures only. The assortment includes six-light and four-light chandeliers, pendants in three sizes, both flush and semi-flush ceiling fixtures, as well as two-light, three-light and four-light wall/bath fixtures. Both incandescent lamping and ENERGY STAR-qualified LED lamping are available. Most of these fixtures easily convert to LED by purchasing LED replacement lamps sold separately. | LINE VOLTAGE PENDANT | Sfera | Pendants | Autumn Bronze | 715 | Steel | Cafe Tint Glass | D:3.5" H:6.5" | D:3.5" |  | 1 Medium A19 100w |  | 1 | No | [14 empty] | 0 | [12 empty] | 49.95 | 99.9 | 149.85 | D:4'' H:7 1/4'' O:53 1/2'' | 3 | 4 |  |  | 7.25 | Dual Mount |  |  | 53.5 | 17.5 - 53.5 |  |  | No |  | No | [20 empty] | D:5'' H:1 1/4'' Round |  |  |  |  | 120 | Brown | 3 |  | Hardwired | 0 | 0 | 0 | 0 | 1 | 0 | 0 | 1 | 0 | 0 | 0 | 785652242748 | 13.5 | 8.25 | 7.125 | 3.7 | 0.459 | 100 | Yes | [9 empty] | cETL Damp | SFERA 1L MINPEND-715 | One Light Mini-Pendant |  | 6190401-715.jpg | 6190401.jpg
6190401EN3-715 | One Light Mini-Pendant | Named after the Italian word for “sphere,” the transitional Sfera collection by Sea Gull Lighting features detailed center bands and rounded, sweeping curves -- rustic with a modern inspiration. Offered in Autumn Bronze finish with several glass options – extraordinary painted Mercury glass and Café Tint glass, as well as a Smoky Amber glass for wall/bath fixtures only. The assortment includes six-light and four-light chandeliers, pendants in three sizes, both flush and semi-flush ceiling fixtures, as well as two-light, three-light and four-light wall/bath fixtures. Both incandescent lamping and ENERGY STAR-qualified LED lamping are available. Most of these fixtures easily convert to LED by purchasing LED replacement lamps sold separately. | LINE VOLTAGE PENDANT | Sfera | Pendants | Autumn Bronze | 715 | Steel | Cafe Tint Glass | D:3.5" H:6.5" | D:3.5" |  | 1 Medium A19 9.3w |  | 1 | Yes | [14 empty] | 0 | [12 empty] | 57.98 | 115.96 | 173.94 | D:4'' H:7 1/4'' O:53 1/2'' | 3 | 4 |  |  | 7.25 | Dual Mount |  |  | 53.5 |  |  |  | No |  | No | [20 empty] | D:5'' H:1 1/4'' Round |  |  |  |  | 120 | Brown | 3 |  | Hardwired | 0 | 0 | 0 | 1 | 1 | 0 | 0 | 0 | 0 | 0 | 0 | 785652046858 | 13.5 | 8.25 | 7.125 | 3.7 | 0.459 | 100 | Yes | [9 empty] | cETL Damp | SFERA 1L MINPEND-715 | One Light Mini-Pendant |  | 6190401EN3-715.jpg | 6190401.jpg
61940-782 | One Light Mini-Pendant | The Windgate lighting collection by Sea Gull Lighting is a sensibly, modernized and transitional selection of fixtures featuring clean lines and sophisticated Alabaster style glass. The collection works well with a variety of interiors, as it blends well into its surrounding decor. Offered in Brushed Nickel or Heirloom Bronze finishes, as well as a Chrome finish for the wall/bath fixtures only. The assortment includes five-light, and three-light chandeliers (either with up-light or down-light), pendants in four sizes, both flush and semi-flush ceiling fixtures, as well as one-light, two-light, three-light and four-light wall/bath fixtures. Both incandescent lamping and ENERGY STAR-qualified LED lamping are available. Most of these fixtures easily convert to LED by purchasing LED replacement lamps sold separately. | LINE VOLTAGE PENDANT | Windgate | Pendants | Heirloom Bronze | 782 | Steel | Alabaster Glass | D:7.4375" H:4.875" |  |  | 1 Medium A19 100w |  | 1 | No | [14 empty] | 0 | [12 empty] | 36.98 | 73.96 | 110.94 | D:7 1/2'' H:6 1/2'' O:51'' | 3.1 | 7.5 |  |  | 6.5 | Center Lock-Up |  |  | 51 |  |  |  | No |  | No | [20 empty] | D:5'' H:7/8'' Round |  |  |  |  | 96 | Brown |  |  | Hardwired | 0 | 0 | 0 | 0 | 1 | 0 | 0 | 1 | 0 | 0 | 0 | 785652028588 | 10 | 7.5 | 13.75 | 3.8 | 0.597 | 125 | Yes | [8 empty] | ETL Damp | cETL Damp | WINDGATE 1L MINPEND-782 | One Light Mini-Pendant | 3-12" stems 1-6" stems | 61940-782.jpg | 61940.jpg
61940-962 | One Light Mini-Pendant | The Windgate lighting collection by Sea Gull Lighting is a sensibly, modernized and transitional selection of fixtures featuring clean lines and sophisticated Alabaster style glass. The collection works well with a variety of interiors, as it blends well into its surrounding decor. Offered in Brushed Nickel or Heirloom Bronze finishes, as well as a Chrome finish for the wall/bath fixtures only. The assortment includes five-light, and three-light chandeliers (either with up-light or down-light), pendants in four sizes, both flush and semi-flush ceiling fixtures, as well as one-light, two-light, three-light and four-light wall/bath fixtures. Both incandescent lamping and ENERGY STAR-qualified LED lamping are available. Most of these fixtures easily convert to LED by purchasing LED replacement lamps sold separately. | LINE VOLTAGE PENDANT | Windgate | Pendants | Brushed Nickel | 962 | Steel | Alabaster Glass | D:7.4375" H:4.875" |  |  | 1 Medium A19 100w |  | 1 | No | [14 empty] | 0 | [12 empty] | 36.98 | 73.96 | 110.94 | D:7 1/2'' H:6 1/2'' O:51'' | 3.1 | 7.5 |  |  | 6.5 | Center Lock-Up |  |  | 51 |  |  |  | No |  | No | [20 empty] | D:5'' H:7/8'' Round |  |  |  |  | 96 |  |  |  | Hardwired | 0 | 0 | 0 | 0 | 1 | 0 | 0 | 1 | 0 | 0 | 0 | 785652028601 | 10 | 7.5 | 13.75 | 3.8 | 0.597 | 125 | Yes | [8 empty] | ETL Damp | cETL Damp | WINDGATE 1L MINPEND-962 | One Light Mini-Pendant |  | 61940-962.jpg | 61940.jpg
61940EN3-782 | One Light Mini-Pendant | The Windgate lighting collection by Sea Gull Lighting is a sensibly, modernized and transitional selection of fixtures featuring clean lines and sophisticated Alabaster style glass. The collection works well with a variety of interiors, as it blends well into its surrounding decor. Offered in Brushed Nickel or Heirloom Bronze finishes, as well as a Chrome finish for the wall/bath fixtures only. The assortment includes five-light, and three-light chandeliers (either with up-light or down-light), pendants in four sizes, both flush and semi-flush ceiling fixtures, as well as one-light, two-light, three-light and four-light wall/bath fixtures. Both incandescent lamping and ENERGY STAR-qualified LED lamping are available. Most of these fixtures easily convert to LED by purchasing LED replacement lamps sold separately. | LINE VOLTAGE PENDANT | Windgate | Pendants | Heirloom Bronze | 782 | Steel | Alabaster Glass | D:7.4375" H:4.875" |  |  | 1 Medium A19 9.3w |  | 1 | Yes | [14 empty] | 0 | [12 empty] | 42.98 | 85.96 | 128.94 | D:7 1/2'' H:6 1/2'' O:51'' | 3.1 | 7.5 |  |  | 6.5 | Center Lock-Up |  |  | 51 |  |  |  | No |  | No | [20 empty] | D:5'' H:7/8'' Round |  |  |  |  | 96 | Brown |  |  | Hardwired | 0 | 0 | 0 | 1 | 1 | 0 | 0 | 0 | 0 | 0 | 0 | 785652047442 | 14 | 10 | 7.25 | 4.1 | 0.587 | 125 | Yes | [8 empty] | ETL Damp | cETL Damp | WINDGATE 1L MINPEND-782 | One Light Mini-Pendant |  | 61940EN3-782.jpg | 61940.jpg
61940EN3-962 | One Light Mini-Pendant | The Windgate lighting collection by Sea Gull Lighting is a sensibly, modernized and transitional selection of fixtures featuring clean lines and sophisticated Alabaster style glass. The collection works well with a variety of interiors, as it blends well into its surrounding decor. Offered in Brushed Nickel or Heirloom Bronze finishes, as well as a Chrome finish for the wall/bath fixtures only. The assortment includes five-light, and three-light chandeliers (either with up-light or down-light), pendants in four sizes, both flush and semi-flush ceiling fixtures, as well as one-light, two-light, three-light and four-light wall/bath fixtures. Both incandescent lamping and ENERGY STAR-qualified LED lamping are available. Most of these fixtures easily convert to LED by purchasing LED replacement lamps sold separately. | LINE VOLTAGE PENDANT | Windgate | Pendants | Brushed Nickel | 962 | Steel | Alabaster Glass | D:7.4375" H:4.875" |  |  | 1 Medium A19 9.3w |  | 1 | Yes | [14 empty] | 0 | [12 empty] | 42.98 | 85.96 | 128.94 | D:7 1/2'' H:6 1/2'' O:51'' | 3.1 | 7.5 |  |  | 6.5 | Center Lock-Up |  |  | 51 |  |  |  | No |  | No | [20 empty] | D:5'' H:7/8'' |  |  |  |  | 96 | Clear Silver |  |  | Hardwired | 0 | 0 | 0 | 1 | 1 | 0 | 0 | 0 | 0 | 0 | 0 | 785652047459 | 14.5 | 7 | 10 | 4.1 | 0.587 | 125 | Yes | [8 empty] | ETL Damp | cETL Damp | WINDGATE 1L MINPEND-962 | One Light Mini-Pendant |  | 61940EN3-962.jpg | 61940.jpg
61952-710 | One Light Mini-Pendant | The Stirling lighting collection by Sea Gull Lighting, with its chic style and eclectic twist brings clean, modern lines to a traditional soul. The Beige Linen drum shades combined with a Burnt Sienna finish or White Linen drum shades combined with a Brushed Nickel finish are both eye-catching and inviting. For the wall/bath fixtures only, a Chrome finish coupled with Opal Etched glass shades is also available. The assortment includes nine-light, five-light and three-light chandeliers, pendants in six sizes, both flush and semi-flush ceiling fixtures, a one-light wall sconce, as well as one-light, two-light, three-light and four-light wall/bath fixtures. Most of these fixtures easily convert to LED by purchasing LED replacement lamps sold separately. | LINE VOLTAGE PENDANT | Stirling | Pendants | Burnt Sienna | 710 | Steel | Beige Linen Fabric | D:6.5" H:6.375" |  | Satin Etched Glass | 1 Medium A19 60w |  | 1 | No | [14 empty] | 0 | [12 empty] | 83.48 | 166.96 | 250.44 | D:6 1/2'' H:8 1/2'' O:55 1/4'' | 4.1 | 6.5 |  |  | 8.5 | Screw Collar - Stem |  |  | 55.25 |  |  |  | No |  | No | [20 empty] | D:5 1/2'' H:1 3/8'' Round |  |  |  |  | 120 | Brown |  |  | Hardwired | 0 | 0 | 0 | 0 | 1 | 0 | 0 | 1 | 0 | 0 | 0 | 785652182419 | 16.25 | 9 | 12.5 | 5.13 | 1.058 | 175 | Yes | [8 empty] | ETL Dry | cETL Dry | STIRLING 1L MINPEND-710 | One Light Mini-Pendant |  | 61952-710.jpg | 61952.jpg
61952-962 | One Light Mini-Pendant | The Stirling lighting collection by Sea Gull Lighting, with its chic style and eclectic twist brings clean, modern lines to a traditional soul. The Beige Linen drum shades combined with a Burnt Sienna finish or White Linen drum shades combined with a Brushed Nickel finish are both eye-catching and inviting. For the wall/bath fixtures only, a Chrome finish coupled with Opal Etched glass shades is also available. The assortment includes nine-light, five-light and three-light chandeliers, pendants in six sizes, both flush and semi-flush ceiling fixtures, a one-light wall sconce, as well as one-light, two-light, three-light and four-light wall/bath fixtures. Most of these fixtures easily convert to LED by purchasing LED replacement lamps sold separately. | LINE VOLTAGE PENDANT | Stirling | Pendants | Brushed Nickel | 962 | Steel | White Linen Fabric | D:6.5" H:6.375" |  | Satin Etched Glass | 1 Medium A19 60w |  | 1 | No | [14 empty] | 0 | [12 empty] | 83.48 | 166.96 | 250.44 | D:6 1/2'' H:8 1/2'' O:55 1/4'' | 4.1 | 6.5 |  |  | 8.5 | Screw Collar - Stem |  |  | 55.25 |  |  |  | No |  | No | [20 empty] | D:5 1/2'' H:1 3/8'' Round |  |  |  |  | 120 |  |  |  | Hardwired | 0 | 0 | 0 | 0 | 1 | 0 | 0 | 1 | 0 | 0 | 0 | 785652027413 | 17 | 9.25 | 13 | 5.1 | 1.183 | 175 | Yes | [8 empty] | ETL Dry | cETL Dry | STIRLING 1L MINPEND-962 | One Light Mini-Pendant |  | 61952-962.jpg | 61952.jpg
61952EN3-710 | One Light Mini-Pendant | The Stirling lighting collection by Sea Gull Lighting, with its chic style and eclectic twist brings clean, modern lines to a traditional soul. The Beige Linen drum shades combined with a Burnt Sienna finish or White Linen drum shades combined with a Brushed Nickel finish are both eye-catching and inviting. For the wall/bath fixtures only, a Chrome finish coupled with Opal Etched glass shades is also available. The assortment includes nine-light, five-light and three-light chandeliers, pendants in six sizes, both flush and semi-flush ceiling fixtures, a one-light wall sconce, as well as one-light, two-light, three-light and four-light wall/bath fixtures. Most of these fixtures easily convert to LED by purchasing LED replacement lamps sold separately. | LINE VOLTAGE PENDANT | Stirling | Pendants | Burnt Sienna | 710 | Steel | Beige Linen Fabric | D:6.5" H:6.375" |  | Satin Etched Glass | 1 Medium A19 9.3w |  | 1 | Yes | [14 empty] | 0 | [12 empty] | 85.98 | 171.96 | 257.94 | D:6 1/2'' H:8 1/2'' O:55 1/4'' | 4.1 | 6.5 |  |  | 8.5 | Screw Collar - Stem |  |  | 55.25 |  |  |  | No |  | No | [20 empty] | D:5 1/2'' H:1 3/8'' Round |  |  |  |  | 120 | Brown |  |  | Hardwired | 0 | 0 | 0 | 1 | 1 | 0 | 0 | 0 | 0 | 0 | 0 | 785652050664 | 16.25 | 9 | 12.5 | 5.2 | 1.058 | 175 | Yes | [8 empty] | ETL Dry | cETL Dry | STIRLING 1L MINPEND-710 | One Light Mini-Pendant |  | 61952EN3-710.jpg | 61952.jpg
61952EN3-962 | One Light Mini-Pendant | The Stirling lighting collection by Sea Gull Lighting, with its chic style and eclectic twist brings clean, modern lines to a traditional soul. The Beige Linen drum shades combined with a Burnt Sienna finish or White Linen drum shades combined with a Brushed Nickel finish are both eye-catching and inviting. For the wall/bath fixtures only, a Chrome finish coupled with Opal Etched glass shades is also available. The assortment includes nine-light, five-light and three-light chandeliers, pendants in six sizes, both flush and semi-flush ceiling fixtures, a one-light wall sconce, as well as one-light, two-light, three-light and four-light wall/bath fixtures. Most of these fixtures easily convert to LED by purchasing LED replacement lamps sold separately. | LINE VOLTAGE PENDANT | Stirling | Pendants | Brushed Nickel | 962 | Steel | White Linen Fabric | D:6.5" H:6.375" |  | Satin Etched Glass | 1 Medium A19 9.3w |  | 1 | Yes | [14 empty] | 0 | [12 empty] | 85.98 | 171.96 | 257.94 | D:6 1/2'' H:8 1/2'' O:55 1/4'' | 4.1 | 6.5 |  |  | 8.5 | Screw Collar - Stem |  |  | 55.25 |  |  |  | No |  | No | [20 empty] | D:5 1/2'' H:1 3/8'' Round |  |  |  |  | 120 | Clear Silver |  |  | Hardwired | 0 | 0 | 0 | 1 | 1 | 0 | 0 | 0 | 0 | 0 | 0 | 785652050671 | 17 | 9.25 | 13 | 5.1 | 1.183 | 175 | Yes | [8 empty] | ETL Dry | cETL Dry | STIRLING 1L MINPEND-962 | One Light Mini-Pendant |  | 61952EN3-962.jpg | 61952.jpg
62027-12 | One Light Outdoor Pendant | A bit of Shaker minimalism mixed with Arts and Crafts styling defines the transitional Hunnington outdoor lighting collection by Sea Gull Lighting. Equally at home in the city or the country, this timeless style will enhance the appearance of a home’s entrance with its clean, crisp lines. Offered in Weathered Pewter or Black finishes, with either Etched Seeded glass or Clear Seeded glass, the assortment includes a one-light outdoor pendant, small and large one-light outdoor wall lanterns, a one-light out door post lantern and a two-light outdoor ceiling flush mount. Both incandescent lamping and ENERGY STAR-qualified LED lamping (for those fixtures with the Etched Seeded glass) are available for most of the fixtures, and some can easily convert to LED by purchasing LED replacement lamps sold separately (for those with the Clear Seeded glass). | OUTDOOR | Hunnington | Outdoor Lighting | Black | 12 | Aluminum | Clear Seeded Glass | L:4" W:4" H:8.75" |  |  | 1 Medium A19 100w |  | 1 | No | [14 empty] | 0 | [12 empty] | 97.98 | N/A | 293.94 | L:9'' W:9'' H:13 3/4'' O:136 3/4'' | 6.3 |  | 9 | 9 | 13.75 | Center Lock-Up |  |  | 136.75 |  |  |  | No |  | No | [20 empty] | D:5 1/8'' H:3/4'' Round |  |  |  |  | 144 | Black | 120 |  | Hardwired | 0 | 0 | 0 | 0 | 1 | 0 | 0 | 0 | 1 | 0 | 0 | 785652228353 | 12 | 12 | 17 | 7.9 | 1.417 | 175 | Yes | [9 empty] | cETL Damp | HUNNINGTON 1L PEND-12 | One Light Outdoor Pendant |  | 62027-12.jpg | 62027.jpg
62027-57 | One Light Outdoor Pendant | A bit of Shaker minimalism mixed with Arts and Crafts styling defines the transitional Hunnington outdoor lighting collection by Sea Gull Lighting. Equally at home in the city or the country, this timeless style will enhance the appearance of a home’s entrance with its clean, crisp lines. Offered in Weathered Pewter or Black finishes, with either Etched Seeded glass or Clear Seeded glass, the assortment includes a one-light outdoor pendant, small and large one-light outdoor wall lanterns, a one-light out door post lantern and a two-light outdoor ceiling flush mount. Both incandescent lamping and ENERGY STAR-qualified LED lamping (for those fixtures with the Etched Seeded glass) are available for most of the fixtures, and some can easily convert to LED by purchasing LED replacement lamps sold separately (for those with the Clear Seeded glass). | OUTDOOR | Hunnington | Outdoor Lighting | Weathered Pewter | 57 | Aluminum | Clear Seeded Glass | L:4" W:4" H:8.75" |  |  | 1 Medium A19 100w |  | 1 | No | [14 empty] | 0 | [12 empty] | 99.98 | N/A | 299.94 | L:9'' W:9'' H:13 3/4'' O:136 3/4'' | 6.3 |  | 9 | 9 | 13.75 | Center Lock-Up |  |  | 136.75 |  |  |  | No |  | No | [20 empty] | D:5 1/8'' H:3/4'' Round |  |  |  |  | 144 | Black | 120 |  | Hardwired | 0 | 0 | 0 | 0 | 1 | 0 | 0 | 0 | 1 | 0 | 0 | 785652224010 | 12 | 12 | 17 | 7.9 | 1.417 | 175 | Yes | [9 empty] | cETL Damp | HUNNINGTON 1L PEND-57 | One Light Outdoor Pendant |  | 62027-57.jpg | 62027.jpg
6214203-12 | Three Light Outdoor Pendant | The Perrywood outdoor collection embodies all of the elements that make this exterior light a true classic: timeless styling, balanced proportions, versatile finish and rock solid construction. This traditional design features super trendy “water glass," a textured black powder-coated finish, and it’s built from cast aluminum for years of performance. Available in a Black finish. All fixtures are available as ENERGY STAR®-qualified and California Title 24 compliant. | OUTDOOR | Perrywood | Outdoor Lighting | Black | 12 | Cast Aluminum | Water Glass | D:8" H:8.5" |  |  | 3 Candelabra Torpedo 40w |  | 3 | No | [14 empty] | 0 | [12 empty] | 91.98 | 183.96 | 275.94 | D:9 1/2'' H:18 7/8'' O:57'' | 6.2 | 9.5 |  |  | 18.875 | Screw Collar - Chain |  |  | 57 |  |  |  | No |  | No | [20 empty] | D:4 3/4'' H:1'' Round |  |  |  |  | 72 | Black | 36 |  | Hardwired | 0 | 0 | 0 | 0 | 1 | 0 | 0 | 1 | 1 | 0 | 0 | 785652070204 | 25 | 13.5 | 13.375 | 7.8 | 2.612 | 250 | Yes | [9 empty] | cETL Damp | PERRYWOOD 3L PEND-12 | Three Light Outdoor Pendant |  | 6214203-12.jpg | 6214203.jpg
6214203EN-12 | One Light Outdoor Pendant | The Perrywood outdoor collection embodies all of the elements that make this exterior light a true classic: timeless styling, balanced proportions, versatile finish and rock solid construction. This traditional design features super trendy “water glass," a textured black powder-coated finish, and it’s built from cast aluminum for years of performance. Available in a Black finish. All fixtures are available as ENERGY STAR®-qualified and California Title 24 compliant. | OUTDOOR | Perrywood | Outdoor Lighting | Black | 12 | Cast Aluminum | Water Glass | D:8" H:8.5" |  |  | 3 Candelabra Torpedo 3.5w |  | 3 | Yes | [14 empty] | 0 | [12 empty] | 108.48 | 216.96 | 325.44 | D:9 1/2'' H:18 7/8'' O:57'' | 6.2 | 9.5 |  |  | 18.875 | Screw Collar - Chain |  |  | 57 |  |  |  | No |  | No | [20 empty] | D:4 3/4'' H:1'' Round |  |  |  |  | 72 | Black | 36 |  | Hardwired | 0 | 0 | 0 | 1 | 1 | 0 | 0 | 0 | 1 | 0 | 0 | 785652071881 | 25 | 13.5 | 13.375 | 7.8 | 2.612 | 250 | Yes | [9 empty] | cETL Damp | PERRYWOOD 3L LED PEND-12 | One Light Outdoor Pendant |  | 6214203EN-12.jpg | 6214203EN.jpg
6219301-12 | One Light Outdoor Pendant |  | OUTDOOR | Eddington | Outdoor Lighting | Black | 12 | Aluminum | Cased Opal Etched Glass | D:6.125" H:7.125" |  |  | 1 Medium A19 60w |  | 1 | No | [14 empty] | 0 | [12 empty] | 74.5 | 149 | 223.5 | D:8'' H:13 3/8'' O:51 1/2'' |  | 8 |  |  | 13.375 | Center Lock-Up |  |  | 51.5 |  |  |  | No |  | No | [20 empty] | D:5 5/16'' H:1 1/8'' Round |  |  |  |  | 72 | Black | 36 |  | Hardwired | 0 | 0 | 0 | 0 | 1 | 0 | 0 | 1 | 1 | 0 | 0 | 785652077104 | 14 | 10.5 | 10.5 | 4.6 | 0.893 | 175 | Yes | [9 empty] | cETL Damp | EDDINGTON 1L PEND-12 | One Light Outdoor Pendant |  | 6219301-12.jpg | 6219301.jpg
6219301-71 | One Light Outdoor Pendant |  | OUTDOOR | Eddington | Outdoor Lighting | Antique Bronze | 71 | Aluminum | Cased Opal Etched Glass | D:6.125" H:7.125" |  |  | 1 Medium A19 60w |  | 1 | No | [14 empty] | 0 | [12 empty] | 74.5 | 149 | 223.5 | D:8'' H:13 3/8'' O:51 1/2'' |  | 8 |  |  | 13.375 | Center Lock-Up |  |  | 51.5 |  |  |  | No |  | No | [20 empty] | D:5 5/16'' H:1 1/8'' Round |  |  |  |  | 72 | Brown | 36 |  | Hardwired | 0 | 0 | 0 | 0 | 1 | 0 | 0 | 1 | 1 | 0 | 0 | 785652077111 | [16 empty] | cETL Damp | EDDINGTON 1L PEND-71 | One Light Outdoor Pendant |  | 6219301-71.jpg | 6219301.jpg
6219301EN3-12 | One Light Outdoor Pendant |  | OUTDOOR | Eddington | Outdoor Lighting | Black | 12 | Aluminum | Cased Opal Etched Glass | D:6.125" H:7.125" |  |  | 1 Medium A19 9.3w |  | 1 | Yes | [14 empty] | 0 | [12 empty] | 79.5 | 159 | 238.5 | D:8'' H:13 3/8'' O:51 1/2'' |  | 8 |  |  | 13.375 | Center Lock-Up |  |  | 51.5 |  |  |  | No |  | No | [20 empty] | D:5 5/16'' H:1 1/8'' Round |  |  |  |  | 72 | Black | 36 |  | Hardwired | 0 | 0 | 0 | 1 | 1 | 0 | 0 | 0 | 1 | 0 | 0 | 785652080692 | [16 empty] | cETL Damp | EDDINGTON 1L PEND-12 | One Light Outdoor Pendant |  | 6219301EN3-12.jpg | 6219301EN3.jpg
6219301EN3-71 | One Light Outdoor Pendant |  | OUTDOOR | Eddington | Outdoor Lighting | Antique Bronze | 71 | Aluminum | Cased Opal Etched Glass | D:6.125" H:7.125" |  |  | 1 Medium A19 9.3w |  | 1 | Yes | [14 empty] | 0 | [12 empty] | 79.5 | 159 | 238.5 | D:8'' H:13 3/8'' O:51 1/2'' |  | 8 |  |  | 13.375 | Center Lock-Up |  |  | 51.5 |  |  |  | No |  | No | [20 empty] | D:5 5/16'' H:1 1/8'' Round |  |  |  |  | 72 | Brown | 36 |  | Hardwired | 0 | 0 | 0 | 1 | 1 | 0 | 0 | 0 | 1 | 0 | 0 | 785652080708 | [16 empty] | cETL Damp | EDDINGTON 1L PEND-71 | One Light Outdoor Pendant |  | 6219301EN3-71.jpg | 6219301EN3.jpg
6220301-782 | One Light Pendant | Using hand-blown, clear, seeded glass diffusors, the Elsa Collection creates a soft, pleasing glow of filament light. Gracefully curved arms extending from the tapered glass add an air of elegance to the silhouette. Durable industrial steel construction ensures heirloom quality that will last until the next century. Available in a variety of fixtures including chandeliers, down light pendant, semi-flush mount, flush mount, wall sconce and vanities to transform any interior setting through a broad range of possibilities. The modern, chic design adds a personality that is both contemporary and vintage. The Heirloom Bronze finish and rounded silhouette have a classic feel while the clear glass shades framing the bulbs add a contemporary flavor. | LINE VOLTAGE PENDANT | Elsa | Pendants | Heirloom Bronze | 782 | Steel | Clear Seeded Glass | D:12" H:8" |  |  | 1 Medium A19 75w |  | 1 | No | [14 empty] | 0 | [12 empty] | 56.48 | 112.96 | 169.44 | D:12'' H:10 1/8'' O:54 1/2'' | 4.3 | 12 |  |  | 10.125 | Center Lock-Up |  |  | 54.5 |  |  |  | No |  | No | [20 empty] | D:5'' H:3/4'' Round |  |  |  |  | 120 | Brown |  |  | Hardwired | 0 | 0 | 0 | 0 | 1 | 0 | 0 | 0 | 0 | 0 | 0 | 785652060946 | 14.75 | 14.75 | 11.5 | 6.3 | 1.448 | 175 | Yes | [9 empty] | cETL Damp | ELSA 1L PEND-782 | One Light Pendant |  | 6220301-782.jpg | 6220301.jpg
62240-12 | One Light Outdoor Pendant | The Cape May outdoor lighting collection by Sea Gull Lighting is a regal, traditionally styled lantern collection. Design elements include leaf ornamentation on the back plate and finial arms as well as the beautiful combination of the Burled Iron finish and Etched Hammered glass with Light Amber Tint to offer a warm glow. The assortment includes a small one-light outdoor wall lantern (available in a Dark Sky version too), a medium one-light outdoor wall lantern, a large one-light outdoor wall lantern, an extra-large one-light outdoor wall lantern, a one-light outdoor post lantern, a one-light outdoor pendant and a one-light ceiling flush mount. Both incandescent and LED ENERGY STAR-qualified lamping available, and most of these fixtures easily convert to LED. | OUTDOOR | Cape May | Outdoor Lighting | Black | 12 | Aluminum | Etched / White Inside Glass | D:6.9375" H:8.34375" |  |  | 1 Medium A19 75w |  | 1 | No | [14 empty] | 0 | [12 empty] | 104.5 | 209 | 313.5 | D:9'' H:15 3/4'' O:84 1/2'' |  | 9 |  |  | 15.75 | Center Lock-Up |  |  | 84.5 |  |  |  | No |  | No | [20 empty] | D:5 1/2'' DP:1 1/4'' |  |  |  |  | 120 | Black | 72 | N/A | Hardwired | 0 | 0 | 0 | 0 | 0 | 0 | 0 | 1 | 1 | 0 | 0 | 785652078989 | 16.25 | 11.75 | 11.25 | 6.6 | 1.243 | 175 | Yes | [9 empty] | cETL Damp | CAPE MAY 1L SM PEND-12 | One Light Outdoor Pendant |  | 62240-12.jpg | 62240.jpg
62240-780 | One Light Outdoor Pendant | The Cape May outdoor lighting collection by Sea Gull Lighting is a regal, traditionally styled lantern collection. Design elements include leaf ornamentation on the back plate and finial arms as well as the beautiful combination of the Burled Iron finish and Etched Hammered glass with Light Amber Tint to offer a warm glow. The assortment includes a small one-light outdoor wall lantern (available in a Dark Sky version too), a medium one-light outdoor wall lantern, a large one-light outdoor wall lantern, an extra-large one-light outdoor wall lantern, a one-light outdoor post lantern, a one-light outdoor pendant and a one-light ceiling flush mount. Both incandescent and LED ENERGY STAR-qualified lamping available, and most of these fixtures easily convert to LED. | OUTDOOR | Cape May | Outdoor Lighting | Burled Iron | 780 | Aluminum | Etched Hammered with Light Amber Glass | D:6.9375" H:8.34375" |  |  | 1 Medium A19 75w |  | 1 | No | [14 empty] | 0 | [12 empty] | 104.5 | 209 | 313.5 | D:9'' H:15 3/4'' O:84 1/2'' |  | 9 |  |  | 15.75 | Center Lock-Up |  |  | 84.5 |  |  |  | No |  | No | [20 empty] | D:5 1/2'' DP:1 1/4'' |  |  |  |  | 120 | Black | 72 | N/A | Hardwired | 0 | 0 | 0 | 0 | 0 | 0 | 0 | 1 | 1 | 0 | 0 | 785652083228 | 16.25 | 11.75 | 11.75 | 6.6 | 1.298 | 175 | Yes | [9 empty] | cETL Damp | CAPE MAY 1L SM PEND-780 | One Light Outdoor Pendant |  | 62240-780.jpg | 62240.jpg
62240EN3-12 | One Light Outdoor Pendant | The Cape May outdoor lighting collection by Sea Gull Lighting is a regal, traditionally styled lantern collection. Design elements include leaf ornamentation on the back plate and finial arms as well as the beautiful combination of the Burled Iron finish and Etched Hammered glass with Light Amber Tint to offer a warm glow. The assortment includes a small one-light outdoor wall lantern (available in a Dark Sky version too), a medium one-light outdoor wall lantern, a large one-light outdoor wall lantern, an extra-large one-light outdoor wall lantern, a one-light outdoor post lantern, a one-light outdoor pendant and a one-light ceiling flush mount. Both incandescent and LED ENERGY STAR-qualified lamping available, and most of these fixtures easily convert to LED. | OUTDOOR | Cape May | Outdoor Lighting | Black | 12 | Aluminum | Etched / White Inside Glass | D:6.9375" H:8.34375" |  |  | 1 Medium A19 9.3w |  | 1 | Yes | [14 empty] | 0 | [12 empty] | 109.5 | 219 | 328.5 | D:9'' H:15 3/4'' O:84 1/2'' |  | 9 |  |  | 15.75 | Center Lock-Up |  |  | 84.5 |  |  |  | No |  | No | [20 empty] | D:5 1/2'' DP:1 1/4'' |  |  |  |  | 120 | Black | 72 | N/A | Hardwired | 0 | 0 | 0 | 1 | 1 | 0 | 0 | 0 | 1 | 0 | 0 | 785652083112 | [16 empty] | cETL Damp | CAPE MAY 1L SM PEND-12 | One Light Outdoor Pendant |  | 62240EN3-12.jpg | 62240EN3.jpg
62240EN3-780 | One Light Outdoor Pendant | The Cape May outdoor lighting collection by Sea Gull Lighting is a regal, traditionally styled lantern collection. Design elements include leaf ornamentation on the back plate and finial arms as well as the beautiful combination of the Burled Iron finish and Etched Hammered glass with Light Amber Tint to offer a warm glow. The assortment includes a small one-light outdoor wall lantern (available in a Dark Sky version too), a medium one-light outdoor wall lantern, a large one-light outdoor wall lantern, an extra-large one-light outdoor wall lantern, a one-light outdoor post lantern, a one-light outdoor pendant and a one-light ceiling flush mount. Both incandescent and LED ENERGY STAR-qualified lamping available, and most of these fixtures easily convert to LED. | OUTDOOR | Cape May | Outdoor Lighting | Burled Iron | 780 | Aluminum | Etched Hammered with Light Amber Glass | D:6.9375" H:8.34375" |  |  | 1 Medium A19 9.3w |  | 1 | Yes | [14 empty] | 0 | [12 empty] | 109.5 | 219 | 328.5 | D:9'' H:15 3/4'' O:84 1/2'' |  | 9 |  |  | 15.75 | Center Lock-Up |  |  | 84.5 |  |  |  | No |  | No | [20 empty] | D:5 1/2'' DP:1 1/4'' |  |  |  |  | 120 | Black | 72 | N/A | Hardwired | 0 | 0 | 0 | 1 | 1 | 0 | 0 | 0 | 1 | 0 | 0 | 785652083129 | [16 empty] | cETL Damp | CAPE MAY 1L SM PEND-780 | One Light Outdoor Pendant |  | 62240EN3-780.jpg | 62240EN3.jpg
6224401-12 | One Light Outdoor Pendant | The Sauganash outdoor lighting collection by Sea Gull Lighting has a distinct industrial inspiration with an external cage detail finished in either Antique Bronze or Black finishes over Clear Seeded or Etched Seeded glass shades to complete the look. The assortment includes small and large one-light outdoor wall lanterns (available in Dark Sky versions too), a one-light outdoor post lantern, a one-light outdoor pendant and a two-light outdoor ceiling flush mount. Both incandescent lamping and ENERGY STAR-qualified LED lamping are available. Most of these fixtures easily convert to LED by purchasing LED replacement lamps sold separately. | OUTDOOR | Sauganash | Outdoor Lighting | Black | 12 | Aluminum |  |  |  | Clear Seeded Glass | 1 Medium A19 100w |  | 1 | No | [14 empty] | 0 | [12 empty] | 190.95 | 381.9 | 572.85 | D:10 1/4'' H:18 1/4'' O:57 1/4'' | 7.1 | 10.25 |  |  | 18.25 | Screw Collar - Chain |  |  | 57.25 |  |  |  | No |  | No | [20 empty] | D:7'' H:1'' Round |  |  |  |  | 120 | Black | 36 |  | Hardwired | 0 | 0 | 0 | 0 | 1 | 0 | 0 | 1 | 1 | 0 | 0 | 785652246050 | 21.5 | 13.25 | 13.25 | 8.9 | 2.184 | 175 | Yes | [9 empty] | cETL Damp | SAUGANASH 1L PEND-12 | One Light Outdoor Pendant |  | 6224401-12.jpg | 6224401BLE.jpg
6224401-71 | One Light Outdoor Pendant | The Sauganash outdoor lighting collection by Sea Gull Lighting has a distinct industrial inspiration with an external cage detail finished in either Antique Bronze or Black finishes over Clear Seeded or Etched Seeded glass shades to complete the look. The assortment includes small and large one-light outdoor wall lanterns (available in Dark Sky versions too), a one-light outdoor post lantern, a one-light outdoor pendant and a two-light outdoor ceiling flush mount. Both incandescent lamping and ENERGY STAR-qualified LED lamping are available. Most of these fixtures easily convert to LED by purchasing LED replacement lamps sold separately. | OUTDOOR | Sauganash | Outdoor Lighting | Antique Bronze | 71 | Aluminum |  |  |  | Clear Seeded Glass | 1 Medium A19 100w |  | 1 | No | [14 empty] | 0 | [12 empty] | 190.95 | 381.9 | 572.85 | D:10 1/4'' H:18 1/4'' O:57 1/4'' | 7.1 | 10.25 |  |  | 18.25 | Screw Collar - Chain |  |  | 57.25 |  |  |  | No |  | No | [20 empty] | D:7'' H:1'' Round |  |  |  |  | 120 | Brown | 36 |  | Hardwired | 0 | 0 | 0 | 0 | 1 | 0 | 0 | 1 | 1 | 0 | 0 | 785652246067 | 21.5 | 13.25 | 13.25 | 8.9 | 2.184 | 175 | Yes | [9 empty] | cETL Damp | SAUGANASH 1L PEND-71 | One Light Outdoor Pendant |  | 6224401-71.jpg | 6224401BLE.jpg
6224451-12 | One Light Outdoor Pendant | The Sauganash outdoor lighting collection by Sea Gull Lighting has a distinct industrial inspiration with an external cage detail finished in either Antique Bronze or Black finishes over Clear Seeded or Etched Seeded glass shades to complete the look. The assortment includes small and large one-light outdoor wall lanterns (available in Dark Sky versions too), a one-light outdoor post lantern, a one-light outdoor pendant and a two-light outdoor ceiling flush mount. Both incandescent lamping and ENERGY STAR-qualified LED lamping are available. Most of these fixtures easily convert to LED by purchasing LED replacement lamps sold separately. | OUTDOOR | Sauganash | Outdoor Lighting | Black | 12 | Aluminum | Etched Seeded Glass | D:7.875" H:11" |  |  | 1 Medium A19 100w |  | 1 | No | [14 empty] | 0 | [12 empty] | 190.95 | 381.9 | 572.85 | D:10 1/4'' H:18 1/4'' O:57 1/4'' | 7.1 | 10.25 |  |  | 18.25 | Screw Collar - Chain |  |  | 57.25 |  |  |  | No |  | No | [20 empty] | D:7'' H:1'' Round |  |  |  |  | 120 | Black | 36 |  | Hardwired | 0 | 0 | 0 | 0 | 1 | 0 | 0 | 1 | 1 | 0 | 0 | 785652109393 | 21.75 | 13.25 | 13.25 | 8.2 | 2.21 | 250 | Yes | [9 empty] | cETL Damp | SAUGANASH 1L PEND-12 | One Light Outdoor Pendant |  | 6224451-12.jpg | 6224401.jpg
6224451-71 | One Light Outdoor Pendant | The Sauganash outdoor lighting collection by Sea Gull Lighting has a distinct industrial inspiration with an external cage detail finished in either Antique Bronze or Black finishes over Clear Seeded or Etched Seeded glass shades to complete the look. The assortment includes small and large one-light outdoor wall lanterns (available in Dark Sky versions too), a one-light outdoor post lantern, a one-light outdoor pendant and a two-light outdoor ceiling flush mount. Both incandescent lamping and ENERGY STAR-qualified LED lamping are available. Most of these fixtures easily convert to LED by purchasing LED replacement lamps sold separately. | OUTDOOR | Sauganash | Outdoor Lighting | Antique Bronze | 71 | Aluminum | Etched Seeded Glass | D:7.875" H:11" |  |  | 1 Medium A19 100w |  | 1 | No | [14 empty] | 0 | [12 empty] | 190.95 | 381.9 | 572.85 | D:10 1/4'' H:18 1/4'' O:57 1/4'' | 7.1 | 10.25 |  |  | 18.25 | Screw Collar - Chain |  |  | 57.25 |  |  |  | No |  | No | [20 empty] | D:7'' H:1'' Round |  |  |  |  | 120 | Brown | 36 |  | Hardwired | 0 | 0 | 0 | 0 | 1 | 0 | 0 | 1 | 1 | 0 | 0 | 785652109409 | 22 | 13.25 | 13.25 | 7.9 | 2.235 | 250 | Yes | [9 empty] | cETL Damp | SAUGANASH 1L PEND-71 | One Light Outdoor Pendant |  | 6224451-71.jpg | 6224401.jpg
6224451EN3-12 | One Light Outdoor Pendant | The Sauganash outdoor lighting collection by Sea Gull Lighting has a distinct industrial inspiration with an external cage detail finished in either Antique Bronze or Black finishes over Clear Seeded or Etched Seeded glass shades to complete the look. The assortment includes small and large one-light outdoor wall lanterns (available in Dark Sky versions too), a one-light outdoor post lantern, a one-light outdoor pendant and a two-light outdoor ceiling flush mount. Both incandescent lamping and ENERGY STAR-qualified LED lamping are available. Most of these fixtures easily convert to LED by purchasing LED replacement lamps sold separately. | OUTDOOR | Sauganash | Outdoor Lighting | Black | 12 | Aluminum | Etched Seeded Glass | D:7.875" H:11" |  |  | 1 Medium A19 9.3w |  | 1 | Yes | [14 empty] | 0 | [12 empty] | 193.45 | 386.9 | 580.35 | D:10 1/4'' H:18 1/4'' O:57 1/4'' | 7.1 | 10.25 |  |  | 18.25 | Screw Collar - Chain |  |  | 57.25 |  |  |  | No |  | No | [20 empty] | D:7'' H:1'' Round |  |  |  |  | 120 | Black | 36 |  | Hardwired | 0 | 0 | 0 | 1 | 1 | 0 | 0 | 0 | 1 | 0 | 0 | 785652050688 | 21.75 | 13.25 | 13.25 | 8.2 | 2.21 | 250 | Yes | [9 empty] | cETL Damp | SAUGANASH 1L PEND-12 | One Light Outdoor Pendant |  | 6224451EN3-12.jpg | 6224451.jpg
6224451EN3-71 | One Light Outdoor Pendant | The Sauganash outdoor lighting collection by Sea Gull Lighting has a distinct industrial inspiration with an external cage detail finished in either Antique Bronze or Black finishes over Clear Seeded or Etched Seeded glass shades to complete the look. The assortment includes small and large one-light outdoor wall lanterns (available in Dark Sky versions too), a one-light outdoor post lantern, a one-light outdoor pendant and a two-light outdoor ceiling flush mount. Both incandescent lamping and ENERGY STAR-qualified LED lamping are available. Most of these fixtures easily convert to LED by purchasing LED replacement lamps sold separately. | OUTDOOR | Sauganash | Outdoor Lighting | Antique Bronze | 71 | Aluminum | Etched Seeded Glass | D:7.875" H:11" |  |  | 1 Medium A19 9.3w |  | 1 | Yes | [14 empty] | 0 | [12 empty] | 193.45 | 386.9 | 580.35 | D:10 1/4'' H:18 1/4'' O:57 1/4'' | 7.1 | 10.25 |  |  | 18.25 | Screw Collar - Chain |  |  | 57.25 |  |  |  | No |  | No | [20 empty] | D:7'' H:1'' Round |  |  |  |  | 120 | Brown | 36 |  | Hardwired | 0 | 0 | 0 | 1 | 1 | 0 | 0 | 0 | 1 | 0 | 0 | 785652050695 | 21.75 | 13.25 | 13.25 | 8.2 | 2.21 | 100 | Yes | [9 empty] | cETL Damp | SAUGANASH 1L PEND-71 | One Light Outdoor Pendant |  | 6224451EN3-71.jpg | 6224451.jpg
6227801-839 | One Light Pendant | The Morill lighting collection by Sea Gull Lighting combines retro and industrial trends to make an impactful design statement. The warm, textured Blacksmith finish contrasts dramatically with the goblet-shaped, Clear Seeded glass shades which are especially dramatic when used with antique style Edison light bulbs, making the fixtures the perfect addition to any space. The rich Blacksmith finish adds another layer of retro design to the warm look. The assortment includes three-, five- and nine-light chandeliers; a three-light foyer pendant; a one-light sconce; and two-, three- and four-light bath vanity fixtures. All fixtures are California Title 24 compliant and easily convert to LED by purchasing LED lamps sold separately. | LINE VOLTAGE PENDANT | Morill | Pendants | Blacksmith | 839 | Steel | Clear Seeded Glass | D:12" H:8" |  |  | 1 Medium ST19 75w |  | 1 | No | [14 empty] | 0 | [12 empty] | 56.48 | 112.96 | 169.44 | D:12'' H:10 1/8'' O:54 1/2'' | 4.3 | 12 |  |  | 10.125 | Center Lock-Up |  |  | 54.5 |  |  |  | No |  | No | [20 empty] | D:5'' H:3/4'' Round |  |  |  |  | 120 | Black |  |  | Hardwired | 0 | 0 | 0 | 0 | 1 | 0 | 0 | 0 | 0 | 0 | 0 | 785652060953 | 15 | 14.5 | 12 | 6 | 1.51 | 175 | Yes | [9 empty] | cETL Damp | MORILL 1L PEND-839 | One Light Pendant |  | 6227801-839.png | 6227801.jpg
6229301-12 | One Light Outdoor Pendant | High tech construction meets classical style in the Galvyn Collection. Traditional hexagonal tapered lanterns and etched glass panels quietly diffuse light over state of the art StoneStrong composite material built to withstand outdoor elements for years. StoneStrong material is rust-proof and built to last in any outside environment, including coastal, dry, and harsh winter or summer climates. StoneStrong is also backed by a robust warranty. Choose from a variety of sizes and silhouettes to adapt a broad range of outdoor settings. Available in Black and Antique Bronze finishes. Add an exterior fixture with an elegantly classic look that will last a long time thanks to modern engineering. | OUTDOOR | Galvyn | Outdoor Lighting | Black | 12 | StoneStrong | Satin Etched Glass | W:3.625" H:8.75" |  |  | 1 Medium A19 75w |  | 1 | No | [14 empty] | 0 | [12 empty] | 107.45 | 214.9 | 322.35 | D:9 7/8'' H:19 5/8'' O:57 7/8'' | 4.8 | 9.875 |  |  | 19.625 | Center Lock-Up |  |  | 57.875 |  |  |  | No |  | No | [20 empty] | D:5 1/8'' H:1'' Round |  |  |  |  | 120 | Black | 36 |  | Hardwired | 0 | 0 | 0 | 0 | 1 | 0 | 0 | 1 | 1 | 0 | 0 | 785652056550 | 22.5 | 12.5 | 13.75 | 7.2 | 2.238 | 250 | Yes | [9 empty] | cETL Damp | GALVYN 1L PEND-12 | One Light Outdoor Pendant |  | 6229301-12.png | 6229301.jpg
6229301-71 | One Light Outdoor Pendant | High tech construction meets classical style in the Galvyn Collection. Traditional hexagonal tapered lanterns and etched glass panels quietly diffuse light over state of the art StoneStrong composite material built to withstand outdoor elements for years. StoneStrong material is rust-proof and built to last in any outside environment, including coastal, dry, and harsh winter or summer climates. StoneStrong is also backed by a robust warranty. Choose from a variety of sizes and silhouettes to adapt a broad range of outdoor settings. Available in Black and Antique Bronze finishes. Add an exterior fixture with an elegantly classic look that will last a long time thanks to modern engineering. | OUTDOOR | Galvyn | Outdoor Lighting | Antique Bronze | 71 | StoneStrong | Satin Etched Glass | W:3.625" H:8.75" |  |  | 1 Medium A19 75w |  | 1 | No | [14 empty] | 0 | [12 empty] | 107.45 | 214.9 | 322.35 | D:9 7/8'' H:19 5/8'' O:57 7/8'' | 4.8 | 9.875 |  |  | 19.625 | Center Lock-Up |  |  | 57.875 |  |  |  | No |  | No | [20 empty] | D:5 1/8'' H:1'' Round |  |  |  |  | 120 | Brown | 36 |  | Hardwired | 0 | 0 | 0 | 0 | 1 | 0 | 0 | 1 | 1 | 0 | 0 | 785652056567 | 22.5 | 12.5 | 13.75 | 7.2 | 2.238 | 250 | Yes | [9 empty] | cETL Damp | GALVYN 1L PEND-71 | One Light Outdoor Pendant |  | 6229301-71.png | 6229301.jpg
6229301EN3-12 | One Light Outdoor Pendant | High tech construction meets classical style in the Galvyn Collection. Traditional hexagonal tapered lanterns and etched glass panels quietly diffuse light over state of the art StoneStrong composite material built to withstand outdoor elements for years. StoneStrong material is rust-proof and built to last in any outside environment, including coastal, dry, and harsh winter or summer climates. StoneStrong is also backed by a robust warranty. Choose from a variety of sizes and silhouettes to adapt a broad range of outdoor settings. Available in Black and Antique Bronze finishes. Add an exterior fixture with an elegantly classic look that will last a long time thanks to modern engineering. | OUTDOOR | Galvyn | Outdoor Lighting | Black | 12 | StoneStrong | Satin Etched Glass | W:3.625" H:8.75" |  |  | 1 Medium A19 9.3w |  | 1 | Yes | [14 empty] | 0 | [12 empty] | 112.45 | 224.9 | 337.35 | D:9 7/8'' H:19 5/8'' O:57 7/8'' | 4.8 | 9.875 |  |  | 19.625 | Center Lock-Up |  |  | 57.875 |  |  |  | No |  | No | [20 empty] | D:5 1/8'' H:1'' Round |  |  |  |  | 120 | Black | 36 |  | Hardwired | 0 | 0 | 0 | 1 | 1 | 0 | 0 | 0 | 1 | 0 | 0 | 785652056949 | 22.5 | 12.5 | 13.75 | 7.2 | 2.238 | 250 | Yes | [9 empty] | cETL Damp | GALVYN 1L PEND-12 | One Light Outdoor Pendant |  | 6229301EN3-12.png | 6229301EN3.jpg
6229301EN3-71 | One Light Outdoor Pendant | High tech construction meets classical style in the Galvyn Collection. Traditional hexagonal tapered lanterns and etched glass panels quietly diffuse light over state of the art StoneStrong composite material built to withstand outdoor elements for years. StoneStrong material is rust-proof and built to last in any outside environment, including coastal, dry, and harsh winter or summer climates. StoneStrong is also backed by a robust warranty. Choose from a variety of sizes and silhouettes to adapt a broad range of outdoor settings. Available in Black and Antique Bronze finishes. Add an exterior fixture with an elegantly classic look that will last a long time thanks to modern engineering. | OUTDOOR | Galvyn | Outdoor Lighting | Antique Bronze | 71 | StoneStrong | Satin Etched Glass | W:3.625" H:8.75" |  |  | 1 Medium A19 9.3w |  | 1 | Yes | [14 empty] | 0 | [12 empty] | 112.45 | 224.9 | 337.35 | D:9 7/8'' H:19 5/8'' O:57 7/8'' | 4.8 | 9.875 |  |  | 19.625 | Center Lock-Up |  |  | 57.875 |  |  |  | No |  | No | [20 empty] | D:5 1/8'' H:1'' Round |  |  |  |  | 120 | Brown | 36 |  | Hardwired | 0 | 0 | 0 | 1 | 1 | 0 | 0 | 0 | 1 | 0 | 0 | 785652056956 | 22.5 | 12.5 | 13.75 | 7.2 | 2.238 | 250 | Yes | [9 empty] | cETL Damp | GALVYN 1L PEND-71 | One Light Outdoor Pendant |  | 6229301EN3-71.png | 6229301EN3.jpg
6238701-12 | One Light Outdoor Pendant | The Sevier outdoor collection by Sea Gull Lighting brings timeless design to new heights with its traditional design details found in classic outdoor fixtures as well as an open bottom for easy maintenance. Made of durable cast aluminum, a multi-level crown, top finial and stepped-edge back plate complete the traditional look. Offered in Antique Bronze or Black finish, both with Clear glass, the collection includes a one-light outdoor pendant, one-light post lantern, a large one-light uplight outdoor wall lantern, a small one-light uplight outdoor wall lantern, a small one-light downlight outdoor wall lantern, and a large one-light downlight outdoor wall lantern. | OUTDOOR | Sevier | Outdoor Lighting | Black | 12 |  | Clear Glass | W:3.25" H:8.875" |  |  | 1 Medium A19 100w |  | 1 | No | [14 empty] | 0 | [12 empty] | 49.98 | 99.96 | 149.94 | D:9 3/8'' H:16 5/8'' O:54 1/4'' |  | 9.375 |  |  | 16.625 | Center Lock-Up |  |  | 54.25 |  |  |  | No |  | No | [20 empty] | D:4 3/4'' H:1'' Round |  |  |  |  | 72 | Black | 36 |  | Hardwired | 0 | 0 | 0 | 0 | 1 | 0 | 0 | 1 | 1 | 0 | 0 | 785652001345 | 19 | 12.25 | 10.75 | 5.8 | 1.448 | 175 | Yes | [9 empty] | cETL Damp | SEVIER 1L PEND-12 | One Light Outdoor Pendant |  | 6238701-12.png | 6238701.jpg
6238701-71 | One Light Outdoor Pendant | The Sevier outdoor collection by Sea Gull Lighting brings timeless design to new heights with its traditional design details found in classic outdoor fixtures as well as an open bottom for easy maintenance. Made of durable cast aluminum, a multi-level crown, top finial and stepped-edge back plate complete the traditional look. Offered in Antique Bronze or Black finish, both with Clear glass, the collection includes a one-light outdoor pendant, one-light post lantern, a large one-light uplight outdoor wall lantern, a small one-light uplight outdoor wall lantern, a small one-light downlight outdoor wall lantern, and a large one-light downlight outdoor wall lantern. | OUTDOOR | Sevier | Outdoor Lighting | Antique Bronze | 71 |  | Clear Glass | W:3.25" H:8.875" |  |  | 1 Medium A19 100w |  | 1 | No | [14 empty] | 0 | [12 empty] | 49.98 | 99.96 | 149.94 | D:9 3/8'' H:16 5/8'' O:54 1/4'' |  | 9.375 |  |  | 16.625 | Center Lock-Up |  |  | 54.25 |  |  |  | No |  | No | [20 empty] | D:4 3/4'' H:1'' Round |  |  |  |  | 72 | Brown | 36 |  | Hardwired | 0 | 0 | 0 | 0 | 1 | 0 | 0 | 1 | 1 | 0 | 0 | 785652001352 | 19 | 12.25 | 10.75 | 5.8 | 1.448 | 175 | Yes | [9 empty] | cETL Damp | SEVIER 1L PEND-71 | One Light Outdoor Pendant |  | 6238701-71.png | 6238701.jpg
6238751-12 | One Light Outdoor Pendant | The Sevier outdoor collection by Sea Gull Lighting brings timeless design to new heights with its traditional design details found in classic outdoor fixtures as well as an open bottom for easy maintenance. Made of durable cast aluminum, a multi-level crown, top finial and stepped-edge back plate complete the traditional look. Offered in Antique Bronze or Black finish, both with Clear glass, the collection includes a one-light outdoor pendant, one-light post lantern, a large one-light uplight outdoor wall lantern, a small one-light uplight outdoor wall lantern, a small one-light downlight outdoor wall lantern, and a large one-light downlight outdoor wall lantern. | OUTDOOR | Sevier | Outdoor Lighting | Black | 12 |  | Satin Etched Glass | W:3.25" H:8.875" |  |  | 1 Medium A19 100w |  | 1 | No | [14 empty] | 0 | [12 empty] | 49.45 | 98.9 | 148.35 | D:9 3/8'' H:16 5/8'' O:54 1/4'' |  | 9.375 |  |  | 16.625 | Center Lock-Up |  |  | 54.25 |  |  |  | No |  | No | [20 empty] | D:4 3/4'' H:1'' Round |  |  |  |  | 72 | Black | 36 |  | Hardwired | 0 | 0 | 0 | 0 | 1 | 0 | 0 | 1 | 1 | 0 | 0 | 785652056079 | 19 | 12.25 | 10.75 | 5.8 | 1.448 | 175 | Yes | [9 empty] | cETL Damp | SEVIER 1L PEND-12 | One Light Outdoor Pendant |  | 6238751-12.jpg | 6238751.jpg
6238751-71 | One Light Outdoor Pendant | The Sevier outdoor collection by Sea Gull Lighting brings timeless design to new heights with its traditional design details found in classic outdoor fixtures as well as an open bottom for easy maintenance. Made of durable cast aluminum, a multi-level crown, top finial and stepped-edge back plate complete the traditional look. Offered in Antique Bronze or Black finish, both with Clear glass, the collection includes a one-light outdoor pendant, one-light post lantern, a large one-light uplight outdoor wall lantern, a small one-light uplight outdoor wall lantern, a small one-light downlight outdoor wall lantern, and a large one-light downlight outdoor wall lantern. | OUTDOOR | Sevier | Outdoor Lighting | Antique Bronze | 71 |  | Satin Etched Glass | W:3.25" H:8.875" |  |  | 1 Medium A19 100w |  | 1 | No | [14 empty] | 0 | [12 empty] | 49.45 | 98.9 | 148.35 | D:9 3/8'' H:16 5/8'' O:54 1/4'' |  | 9.375 |  |  | 16.625 | Center Lock-Up |  |  | 54.25 |  |  |  | No |  | No | [20 empty] | D:4 3/4'' H:1'' Round |  |  |  |  | 72 | Brown | 36 |  | Hardwired | 0 | 0 | 0 | 0 | 1 | 0 | 0 | 1 | 1 | 0 | 0 | 785652056086 | 19 | 12.25 | 10.75 | 5.8 | 1.448 | 175 | Yes | [9 empty] | cETL Damp | SEVIER 1L PEND-71 | One Light Outdoor Pendant |  | 6238751-71.jpg | 6238751.jpg
6238751EN3-12 | One Light Outdoor Pendant | The Sevier outdoor collection by Sea Gull Lighting brings timeless design to new heights with its traditional design details found in classic outdoor fixtures as well as an open bottom for easy maintenance. Made of durable cast aluminum, a multi-level crown, top finial and stepped-edge back plate complete the traditional look. Offered in Antique Bronze or Black finish, both with Clear glass, the collection includes a one-light outdoor pendant, one-light post lantern, a large one-light uplight outdoor wall lantern, a small one-light uplight outdoor wall lantern, a small one-light downlight outdoor wall lantern, and a large one-light downlight outdoor wall lantern. | OUTDOOR | Sevier | Outdoor Lighting | Black | 12 |  | Satin Etched Glass | W:3.25" H:8.875" |  |  | 1 Medium A19 9.3w |  | 1 | Yes | [14 empty] | 0 | [12 empty] | 54.45 | 108.9 | 163.35 | D:9 3/8'' H:16 5/8'' O:54 1/4'' |  | 9.375 |  |  | 16.625 | Center Lock-Up |  |  | 54.25 |  |  |  | No |  | No | [20 empty] | D:4 3/4'' H:1'' Round |  |  |  |  | 72 | Black | 36 |  | Hardwired | 0 | 0 | 0 | 1 | 1 | 0 | 0 | 0 | 1 | 0 | 0 | 785652056192 | 19 | 12.25 | 10.75 | 5.8 | 1.448 | 175 | Yes | [9 empty] | cETL Damp | SEVIER 1L PEND-12 | One Light Outdoor Pendant |  | 6238751EN3-12.jpg | 6238751EN3.jpg
6238751EN3-71 | One Light Outdoor Pendant | The Sevier outdoor collection by Sea Gull Lighting brings timeless design to new heights with its traditional design details found in classic outdoor fixtures as well as an open bottom for easy maintenance. Made of durable cast aluminum, a multi-level crown, top finial and stepped-edge back plate complete the traditional look. Offered in Antique Bronze or Black finish, both with Clear glass, the collection includes a one-light outdoor pendant, one-light post lantern, a large one-light uplight outdoor wall lantern, a small one-light uplight outdoor wall lantern, a small one-light downlight outdoor wall lantern, and a large one-light downlight outdoor wall lantern. | OUTDOOR | Sevier | Outdoor Lighting | Antique Bronze | 71 |  | Satin Etched Glass | W:3.25" H:8.875" |  |  | 1 Medium A19 9.3w |  | 1 | Yes | [14 empty] | 0 | [12 empty] | 54.45 | 108.9 | 163.35 | D:9 3/8'' H:16 5/8'' O:54 1/4'' |  | 9.375 |  |  | 16.625 | Center Lock-Up |  |  | 54.25 |  |  |  | No |  | No | [20 empty] | D:4 3/4'' H:1'' Round |  |  |  |  | 72 | Brown | 36 |  | Hardwired | 0 | 0 | 0 | 1 | 1 | 0 | 0 | 0 | 1 | 0 | 0 | 785652056208 | 19 | 12.25 | 10.75 | 5.8 | 1.448 | 175 | Yes | [9 empty] | cETL Damp | SEVIER 1L PEND-71 | One Light Outdoor Pendant |  | 6238751EN3-71.jpg | 6238751EN3.jpg
6247401-12 | One Light Outdoor Pendant | The decorative, sturdy Gealan Collection is a versatile outdoor product line built to last. Echoing classic lampposts while using modern silhouettes and glass panels creates a smooth transitional style. Give outdoor settings a refreshing new look with beautifully framed lighting. Available in a variety of sizes for flexible options to match any exterior. Choose from Painted Brushed Nickel finish with Clear Ribbed glass or Black finish with Satin Etched glass. The proprietary StoneStrong material withstands all weather climes. StoneStrong material is rust-proof and built to last in any outside environment, including coastal, dry, and harsh winter or summer climates. StoneStrong is also backed by a robust warranty. | OUTDOOR | Gaelan | Outdoor Lighting | Black | 12 | StoneStrong | Satin Etched Glass | W:5.875" H:10" |  |  | 1 Medium A19 75w |  | 1 | No | [14 empty] | 0 | [12 empty] | 122.95 | 245.9 | 368.85 | L:8 1/2'' W:8 1/2'' H:16 3/4'' O:55'' | 5.8 |  | 8.5 | 8.5 | 16.75 | Center Lock-Up |  |  | 55 |  |  |  | No |  | No | [20 empty] | D:5 1/8'' H:1'' Round |  |  |  |  | 120 | Black | 36 |  | Hardwired | 0 | 0 | 0 | 0 | 1 | 0 | 0 | 1 | 1 | 0 | 0 | 785652056314 | 22.5 | 11.25 | 13 | 8 | 1.904 | 175 | Yes | [9 empty] | cETL Damp | GAELAN 1L PEND-12 | One Light Outdoor Pendant |  | 6247401-12.png | 6247401.jpg
6247401EN3-12 | One Light Outdoor Pendant | The decorative, sturdy Gealan Collection is a versatile outdoor product line built to last. Echoing classic lampposts while using modern silhouettes and glass panels creates a smooth transitional style. Give outdoor settings a refreshing new look with beautifully framed lighting. Available in a variety of sizes for flexible options to match any exterior. Choose from Painted Brushed Nickel finish with Clear Ribbed glass or Black finish with Satin Etched glass. The proprietary StoneStrong material withstands all weather climes. StoneStrong material is rust-proof and built to last in any outside environment, including coastal, dry, and harsh winter or summer climates. StoneStrong is also backed by a robust warranty. | OUTDOOR | Gaelan | Outdoor Lighting | Black | 12 | StoneStrong | Satin Etched Glass | W:5.875" H:10" |  |  | 1 Medium A19 9.3w |  | 1 | Yes | [14 empty] | 0 | [12 empty] | 134.98 | 269.96 | 404.94 | L:8 1/2'' W:8 1/2'' H:16 3/4'' O:55'' | 5.8 |  | 8.5 | 8.5 | 16.75 | Center Lock-Up |  |  | 55 |  |  |  | No |  | No | [20 empty] | D:5 1/8'' H:1'' Round |  |  |  |  | 120 | Black | 36 |  | Hardwired | 0 | 0 | 0 | 1 | 1 | 0 | 0 | 0 | 1 | 0 | 0 | 785652056703 | 22.5 | 11.25 | 13 | 8 | 1.904 | 175 | Yes | [9 empty] | cETL Damp | GAELAN 1L PEND-12 | One Light Outdoor Pendant |  | 6247401EN3-12.png | 6247401EN3.jpg
6247431-753 | One Light Outdoor Pendant | The decorative, sturdy Gealan Collection is a versatile outdoor product line built to last. Echoing classic lampposts while using modern silhouettes and glass panels creates a smooth transitional style. Give outdoor settings a refreshing new look with beautifully framed lighting. Available in a variety of sizes for flexible options to match any exterior. Choose from Painted Brushed Nickel finish with Clear Ribbed glass or Black finish with Satin Etched glass. The proprietary StoneStrong material withstands all weather climes. StoneStrong material is rust-proof and built to last in any outside environment, including coastal, dry, and harsh winter or summer climates. StoneStrong is also backed by a robust warranty. | OUTDOOR | Gaelan | Outdoor Lighting | Painted Brushed Nickel | 753 | StoneStrong | Clear Ribbed Glass | W:5.875" H:10" |  |  | 1 Medium A19 75w |  | 1 | No | [14 empty] | 0 | [12 empty] | 122.95 | 245.9 | 368.85 | L:8 1/2'' W:8 1/2'' H:16 3/4'' O:55'' | 5.8 |  | 8.5 | 8.5 | 16.75 | Center Lock-Up |  |  | 55 |  |  |  | No |  | No | [20 empty] | D:5 1/8'' H:1'' Round |  |  |  |  | 120 | Clear Silver | 36 |  | Hardwired | 0 | 0 | 0 | 0 | 1 | 0 | 0 | 1 | 1 | 0 | 0 | 785652056321 | 22.5 | 11.5 | 13 | 8.2 | 1.947 | 175 | Yes | [9 empty] | cETL Damp | GAELAN 1L PEND-753 | One Light Outdoor Pendant |  | 6247431-753.png | 6247431.jpg
6247431EN3-753 | One Light Outdoor Pendant | The decorative, sturdy Gealan Collection is a versatile outdoor product line built to last. Echoing classic lampposts while using modern silhouettes and glass panels creates a smooth transitional style. Give outdoor settings a refreshing new look with beautifully framed lighting. Available in a variety of sizes for flexible options to match any exterior. Choose from Painted Brushed Nickel finish with Clear Ribbed glass or Black finish with Satin Etched glass. The proprietary StoneStrong material withstands all weather climes. StoneStrong material is rust-proof and built to last in any outside environment, including coastal, dry, and harsh winter or summer climates. StoneStrong is also backed by a robust warranty. | OUTDOOR | Gaelan | Outdoor Lighting | Painted Brushed Nickel | 753 | StoneStrong | Clear Ribbed Glass | W:5.875" H:10" |  |  | 1 Medium A19 9.3w |  | 1 | Yes | [14 empty] | 0 | [12 empty] | 128.45 | 256.9 | 385.35 | L:8 1/2'' W:8 1/2'' H:16 3/4'' O:55'' | 5.8 |  | 8.5 | 8.5 | 16.75 | Center Lock-Up |  |  | 55 |  |  |  | No |  | No | [20 empty] | D:5 1/8'' H:1'' Round |  |  |  |  | 120 | Clear Silver | 36 |  | Hardwired | 0 | 0 | 0 | 1 | 1 | 0 | 0 | 0 | 1 | 0 | 0 | 785652056710 | 23 | 13.25 | 11.75 | 8.4 | 2.072 | 175 | Yes | [9 empty] | cETL Damp | GAELAN 1L PEND-753 | One Light Outdoor Pendant |  | 6247431EN3-753.png | 6247431EN3.jpg
6247701-04 | One Light Outdoor Pendant | The traditional Fredericksburg outdoor lighting collection by Sea Gull Lighting is an authentic take on the classic station light, perfect for a coastal hideaway, country home or urban abode, and can even be used indoors to enhance rustic décor. The two finish options of Satin Aluminum and Weathered Copper create completely different looks. Compliant with Dark Sky standards, the fixtures purposefully direct light downward, limiting any light leak out the sides. The collection includes a one-light outdoor pendant and small and large one-light outdoor wall lanterns. Incandescent, integrated LED and ENERGY STAR-qualified LED lamping are available. The advanced, integrated LED option has warm-on-dim technology that warms in color when dimmed, going from 2700K to 2200K and is California Title 24 compliant. | OUTDOOR | Fredricksburg | Outdoor Lighting | Satin Aluminum | 4 | Aluminum |  |  |  |  | 1 Medium A19 100w |  | 1 | No | [14 empty] | 0 | [12 empty] | 80.98 | 161.96 | 242.94 | D:13 1/4'' H:11 5/16'' O:56 1/8'' | 3.8 | 13.25 |  |  | 11.3125 | Center Lock-Up |  |  | 56.125 |  |  |  | No |  | No | [20 empty] | D:5 13/32'' H:1 1/8'' Round |  |  |  |  | 120 | Clear Silver |  |  | Hardwired | 0 | 0 | 0 | 0 | 1 | 0 | 0 | 1 | 0 | 0 | 0 | 785652108525 | 16.25 | 16.25 | 14.25 | 5.1 | 2.178 | 250 | Yes | [9 empty] | cETL Damp | FREDRICKSBURG 1L PEND-04 | One Light Outdoor Pendant |  | 6247701-04.jpg | 6247701.jpg
6247701-44 | One Light Outdoor Pendant | The traditional Fredericksburg outdoor lighting collection by Sea Gull Lighting is an authentic take on the classic station light, perfect for a coastal hideaway, country home or urban abode, and can even be used indoors to enhance rustic décor. The two finish options of Satin Aluminum and Weathered Copper create completely different looks. Compliant with Dark Sky standards, the fixtures purposefully direct light downward, limiting any light leak out the sides. The collection includes a one-light outdoor pendant and small and large one-light outdoor wall lanterns. Incandescent, integrated LED and ENERGY STAR-qualified LED lamping are available. The advanced, integrated LED option has warm-on-dim technology that warms in color when dimmed, going from 2700K to 2200K and is California Title 24 compliant. | OUTDOOR | Fredricksburg | Outdoor Lighting | Weathered Copper | 44 | Aluminum |  |  |  |  | 1 Medium A19 100w |  | 1 | No | [14 empty] | 0 | [12 empty] | 80.98 | 161.96 | 242.94 | D:13 1/4'' H:11 5/16'' O:56 1/8'' | 3.8 | 13.25 |  |  | 11.3125 | Center Lock-Up |  |  | 56.125 |  |  |  | No |  | No | [20 empty] | D:5 13/32'' H:1 1/8'' Round |  |  |  |  | 120 | Brown |  |  | Hardwired | 0 | 0 | 0 | 0 | 1 | 0 | 0 | 1 | 0 | 0 | 0 | 785652108532 | 16.25 | 16.25 | 14.25 | 5.1 | 2.178 | 250 | Yes | [9 empty] | cETL Damp | FREDRICKSBURG 1L PEND-44 | One Light Outdoor Pendant |  | 6247701-44.jpg | 6247701.jpg
6247701EN3-04 | One Light Outdoor Pendant | The traditional Fredericksburg outdoor lighting collection by Sea Gull Lighting is an authentic take on the classic station light, perfect for a coastal hideaway, country home or urban abode, and can even be used indoors to enhance rustic décor. The two finish options of Satin Aluminum and Weathered Copper create completely different looks. Compliant with Dark Sky standards, the fixtures purposefully direct light downward, limiting any light leak out the sides. The collection includes a one-light outdoor pendant and small and large one-light outdoor wall lanterns. Incandescent, integrated LED and ENERGY STAR-qualified LED lamping are available. The advanced, integrated LED option has warm-on-dim technology that warms in color when dimmed, going from 2700K to 2200K and is California Title 24 compliant. | OUTDOOR | Fredricksburg | Outdoor Lighting | Satin Aluminum | 4 | Aluminum |  |  |  |  | 1 Medium A19 9.3w |  | 1 | Yes | [14 empty] | 0 | [12 empty] | 84.98 | 169.96 | 254.94 | D:13 1/4'' H:11 5/16'' O:56 1/8'' | 3.8 | 13.25 |  |  | 11.3125 | Center Lock-Up |  |  | 56.125 |  |  |  | No |  | No | [20 empty] | D:5 13/32'' H:1 1/8'' Round |  |  |  |  | 120 | Clear Silver |  |  | Hardwired | 0 | 0 | 0 | 1 | 1 | 0 | 0 | 0 | 0 | 0 | 0 | 785652045721 | 16.25 | 16.25 | 14.25 | 5.1 | 2.178 | 250 | Yes | [9 empty] | cETL Damp | FREDRICKSBURG 1L PEND-04 | One Light Outdoor Pendant |  | 6247701EN3-04.jpg | 6247701.jpg
6247701EN3-44 | LED Outdoor Pendant | The traditional Fredericksburg outdoor lighting collection by Sea Gull Lighting is an authentic take on the classic station light, perfect for a coastal hideaway, country home or urban abode, and can even be used indoors to enhance rustic décor. The two finish options of Satin Aluminum and Weathered Copper create completely different looks. Compliant with Dark Sky standards, the fixtures purposefully direct light downward, limiting any light leak out the sides. The collection includes a one-light outdoor pendant and small and large one-light outdoor wall lanterns. Incandescent, integrated LED and ENERGY STAR-qualified LED lamping are available. The advanced, integrated LED option has warm-on-dim technology that warms in color when dimmed, going from 2700K to 2200K and is California Title 24 compliant. | OUTDOOR | Fredricksburg | Outdoor Lighting | Weathered Copper | 44 | Aluminum |  |  |  |  | 1 Medium A19 9.3w |  | 1 | Yes | [14 empty] | 0 | [12 empty] | 84.98 | 169.96 | 254.94 | D:13 1/4'' H:11 5/16'' O:56 1/8'' | 3.8 | 13.25 |  |  | 11.3125 | Center Lock-Up |  |  | 56.125 |  |  |  | No |  | No | [20 empty] | D:5 13/32'' H:1 1/8'' Round |  |  |  |  | 120 | Brown |  |  | Hardwired | 0 | 0 | 0 | 1 | 1 | 0 | 0 | 0 | 0 | 0 | 0 | 785652045738 | 16.25 | 16.25 | 14.25 | 5.1 | 2.178 | 250 | Yes | [9 empty] | cETL Damp | FREDRICKSBURG 1L PEND-44 | LED Outdoor Pendant |  | 6247701EN3-44.jpg | 6247701.jpg
6247793S-04 | LED Outdoor Pendant | The traditional Fredericksburg outdoor lighting collection by Sea Gull Lighting is an authentic take on the classic station light, perfect for a coastal hideaway, country home or urban abode, and can even be used indoors to enhance rustic décor. The two finish options of Satin Aluminum and Weathered Copper create completely different looks. Compliant with Dark Sky standards, the fixtures purposefully direct light downward, limiting any light leak out the sides. The collection includes a one-light outdoor pendant and small and large one-light outdoor wall lanterns. Incandescent, integrated LED and ENERGY STAR-qualified LED lamping are available. The advanced, integrated LED option has warm-on-dim technology that warms in color when dimmed, going from 2700K to 2200K and is California Title 24 compliant. | OUTDOOR | Fredricksburg | Outdoor Lighting | Satin Aluminum | 4 | Aluminum | [6 empty] | 1 | No | 1000 | 3000 | 90 | 14 | 120 | 19 - Integrated | MODS - Modules |  | 5 | 100 | LED | 14 | 14 | 50000 | 0 | [12 empty] | 90.95 | 181.9 | 272.85 | D:13 1/4'' H:11 5/16'' O:56 1/8'' | 3.8 | 13.25 |  |  | 11.3125 | Center Lock-Up |  |  | 56.125 |  |  |  | No |  | No | [20 empty] | D:5 13/32'' H:1 1/8'' Round |  |  |  |  | 120 | Clear Silver |  |  | Hardwired | 0 | 0 | 0 | 0 | 1 | 0 | 0 | 0 | 0 | 0 | 0 | 785652064579 | 16.75 | 16.5 | 14.25 | 4.9 | 2.279 | 250 | Yes | [9 empty] | cETL Damp | FREDRICKSBURG LED PEND-04 | LED Outdoor Pendant |  | 6247793S-04_ALT2.jpg | 6247701.jpg
6247793S-44 | LED Outdoor Pendant | The traditional Fredericksburg outdoor lighting collection by Sea Gull Lighting is an authentic take on the classic station light, perfect for a coastal hideaway, country home or urban abode, and can even be used indoors to enhance rustic décor. The two finish options of Satin Aluminum and Weathered Copper create completely different looks. Compliant with Dark Sky standards, the fixtures purposefully direct light downward, limiting any light leak out the sides. The collection includes a one-light outdoor pendant and small and large one-light outdoor wall lanterns. Incandescent, integrated LED and ENERGY STAR-qualified LED lamping are available. The advanced, integrated LED option has warm-on-dim technology that warms in color when dimmed, going from 2700K to 2200K and is California Title 24 compliant. | OUTDOOR | Fredricksburg | Outdoor Lighting | Weathered Copper | 44 | Aluminum | [6 empty] | 1 | No | 1000 | 3000 | 90 | 14 | 120 | 19 - Integrated | MODS - Modules |  | 5 | 100 | LED | 14 | 14 | 50000 | 0 | [12 empty] | 90.95 | 181.9 | 272.85 | D:13 1/4'' H:11 5/16'' O:56 1/8'' | 3.8 | 13.25 |  |  | 11.3125 | Center Lock-Up |  |  | 56.125 |  |  |  | No |  | No | [20 empty] | D:5 13/32'' H:1 1/8'' Round |  |  |  |  | 120 | Clear Silver |  |  | Hardwired | 0 | 0 | 0 | 0 | 1 | 0 | 0 | 0 | 0 | 0 | 0 | 785652064586 | 16.75 | 16.5 | 14.25 | 4.9 | 2.279 | 250 | Yes | [9 empty] | cETL Damp | FREDRICKSBURG LED PEND-44 | LED Outdoor Pendant |  | 6247793S-44_ALT.jpg | 6247701.jpg
6247901-71 | One Light Outdoor Pendant | The transitional Crowell outdoor lighting collection by Sea Gull Lighting conveys Art Deco influences with its linear, vertical details and clean, overall design. Their large scale gives these light fixtures real presence without competing with the residential architecture they adorn. The lighting collection, offered in Antique Bronze finish with Crème Parchment glass or Black finish with Satin Etched glass, offers a one-light outdoor pendant, a two-light outdoor ceiling flush mount, a one-light outdoor post lantern, and small, medium and large one-light outdoor wall lanterns also available in Dark Sky versions. Incandescent, integrated LED and ENERGY STAR-qualified LED lamping are available. The advanced, integrated LED option has warm-on-dim technology that warms in color when dimmed, going from 2700K to 2200K and is California Title 24 compliant. | OUTDOOR | Crowell | Outdoor Lighting | Antique Bronze | 71 | Aluminum | Creme Parchment Glass | D:5.6875" H:10.5" |  |  | 1 Medium A19 100w |  | 1 | No | [14 empty] | 0 | [12 empty] | 137.98 | 275.96 | 413.94 | D:9'' H:15 21/32'' O:53 1/4'' | 4.9 | 9 |  |  | 15.6562 | Center Lock-Up |  |  | 53.25 |  |  |  | No |  | No | [20 empty] | D:5'' H:1'' Round |  |  |  |  | 72 | Black | 36 |  | Hardwired | 0 | 0 | 0 | 0 | 1 | 0 | 0 | 1 | 1 | 0 | 0 | 785652107757 | 11 | 11.5 | 18.25 | 6 | 1.336 | 175 | Yes | [9 empty] | cETL Damp | CROWELL 1L PEND-71 | One Light Outdoor Pendant |  | 6247901-71.jpg | 6247901.jpg
6247901EN3-71 | One Light Outdoor Pendant | The transitional Crowell outdoor lighting collection by Sea Gull Lighting conveys Art Deco influences with its linear, vertical details and clean, overall design. Their large scale gives these light fixtures real presence without competing with the residential architecture they adorn. The lighting collection, offered in Antique Bronze finish with Crème Parchment glass or Black finish with Satin Etched glass, offers a one-light outdoor pendant, a two-light outdoor ceiling flush mount, a one-light outdoor post lantern, and small, medium and large one-light outdoor wall lanterns also available in Dark Sky versions. Incandescent, integrated LED and ENERGY STAR-qualified LED lamping are available. The advanced, integrated LED option has warm-on-dim technology that warms in color when dimmed, going from 2700K to 2200K and is California Title 24 compliant. | OUTDOOR | Crowell | Outdoor Lighting | Antique Bronze | 71 | Aluminum | Creme Parchment Glass | D:5.6875" H:10.5" |  |  | 1 Medium A19 9.3w |  | 1 | Yes | [14 empty] | 0 | [12 empty] | 141.98 | 283.96 | 425.94 | D:9'' H:15 21/32'' O:53 1/4'' | 4.9 | 9 |  |  | 15.6562 | Center Lock-Up |  |  | 53.25 |  |  |  | No |  | No | [20 empty] | D:5'' H:1'' Round |  |  |  |  | 72 | Black | 36 |  | Hardwired | 0 | 0 | 0 | 1 | 1 | 0 | 0 | 0 | 0 | 0 | 0 | 785652045097 | 11 | 11.5 | 18.25 | 6 | 1.336 | 175 | Yes | [9 empty] | cETL Damp | CROWELL 1L PEND-71 | One Light Outdoor Pendant |  | 6247901EN3-71.jpg | 6247901.jpg
6250701-12 | One Light Outdoor Pendant | Timeless neo-classical style meets high-tech performance in the Calder Collection. Using an ornate style that echoes colonial lanterns but constructed in proprietary StoneStrong exterior, Calder will withstand harsh outdoor conditions for years to come. StoneStrong material is rust-proof and built to last in any outside environment, including coastal, dry, and harsh winter climates. StoneStrong is also backed by a robust warranty. Add a vintage classical look with the advantages of modern technology as an attractive and practical addition to any exterior. Available in Black and Antique Bronze finishes. All fixtures are available as ENERGY STAR®-qualified and California Title 24 compliant. | OUTDOOR | Calder | Outdoor Lighting | Black | 12 | StoneStrong | Satin Etched Glass | D:7.5" H:8.625" |  |  | 1 Medium A19 75w |  | 1 | No | [14 empty] | 0 | [12 empty] | 93.98 | 187.96 | 281.94 | D:10'' H:16 1/8'' O:54'' | 5.7 | 10 |  |  | 16.125 | Center Lock-Up |  |  | 54 |  |  |  | No |  | No | [20 empty] | D:5'' H:1'' Round |  |  |  |  | 120 | Black | 36 |  | Hardwired | 0 | 0 | 0 | 0 | 1 | 0 | 0 | 1 | 1 | 0 | 0 | 785652056390 | 21 | 13 | 20.75 | 7.6 | 3.278 | 250 | Yes | [9 empty] | cETL Damp | CALDER 1L PEND-12 | One Light Outdoor Pendant |  | 6250701-12.png | 6250701.jpg
6250701-71 | One Light Outdoor Pendant | Timeless neo-classical style meets high-tech performance in the Calder Collection. Using an ornate style that echoes colonial lanterns but constructed in proprietary StoneStrong exterior, Calder will withstand harsh outdoor conditions for years to come. StoneStrong material is rust-proof and built to last in any outside environment, including coastal, dry, and harsh winter climates. StoneStrong is also backed by a robust warranty. Add a vintage classical look with the advantages of modern technology as an attractive and practical addition to any exterior. Available in Black and Antique Bronze finishes. All fixtures are available as ENERGY STAR®-qualified and California Title 24 compliant. | OUTDOOR | Calder | Outdoor Lighting | Antique Bronze | 71 | StoneStrong | Satin Etched Glass | D:7.5" H:8.625" |  |  | 1 Medium A19 75w |  | 1 | No | [14 empty] | 0 | [12 empty] | 93.98 | 187.96 | 281.94 | D:10'' H:16 1/8'' O:54'' | 5.7 | 10 |  |  | 16.125 | Center Lock-Up |  |  | 54 |  |  |  | No |  | No | [20 empty] | D:5'' H:1'' Round |  |  |  |  | 120 | Brown | 36 |  | Hardwired | 0 | 0 | 0 | 0 | 1 | 0 | 0 | 1 | 1 | 0 | 0 | 785652056406 | 21 | 13 | 20.75 | 7.6 | 3.278 | 250 | Yes | [9 empty] | cETL Damp | CALDER 1L PEND-71 | One Light Outdoor Pendant |  | 6250701-71.png | 6250701.jpg
6250701EN3-12 | One Light Outdoor Pendant | Timeless neo-classical style meets high-tech performance in the Calder Collection. Using an ornate style that echoes colonial lanterns but constructed in proprietary StoneStrong exterior, Calder will withstand harsh outdoor conditions for years to come. StoneStrong material is rust-proof and built to last in any outside environment, including coastal, dry, and harsh winter climates. StoneStrong is also backed by a robust warranty. Add a vintage classical look with the advantages of modern technology as an attractive and practical addition to any exterior. Available in Black and Antique Bronze finishes. All fixtures are available as ENERGY STAR®-qualified and California Title 24 compliant. | OUTDOOR | Calder | Outdoor Lighting | Black | 12 | StoneStrong | Satin Etched Glass | D:7.5" H:8.625" |  |  | 1 Medium A19 9.3w |  | 1 | Yes | [14 empty] | 0 | [12 empty] | 99.98 | 199.96 | 299.94 | D:10'' H:16 1/8'' O:54'' | 5.7 | 10 |  |  | 16.125 | Center Lock-Up |  |  | 54 |  |  |  | No |  | No | [20 empty] | D:5'' H:1'' Round |  |  |  |  | 120 | Black | 36 |  | Hardwired | 0 | 0 | 0 | 1 | 1 | 0 | 0 | 0 | 1 | 0 | 0 | 785652056789 | 20.5 | 13.25 | 13 | 7.4 | 2.043 | 250 | Yes | [9 empty] | cETL Damp | CALDER 1L PEND-12 | One Light Outdoor Pendant |  | 6250701EN3-12.png | 6250701EN3.jpg
6250701EN3-71 | One Light Outdoor Pendant | Timeless neo-classical style meets high-tech performance in the Calder Collection. Using an ornate style that echoes colonial lanterns but constructed in proprietary StoneStrong exterior, Calder will withstand harsh outdoor conditions for years to come. StoneStrong material is rust-proof and built to last in any outside environment, including coastal, dry, and harsh winter climates. StoneStrong is also backed by a robust warranty. Add a vintage classical look with the advantages of modern technology as an attractive and practical addition to any exterior. Available in Black and Antique Bronze finishes. All fixtures are available as ENERGY STAR®-qualified and California Title 24 compliant. | OUTDOOR | Calder | Outdoor Lighting | Antique Bronze | 71 | StoneStrong | Satin Etched Glass | D:7.5" H:8.625" |  |  | 1 Medium A19 9.3w |  | 1 | Yes | [14 empty] | 0 | [12 empty] | 99.98 | 199.96 | 299.94 | D:10'' H:16 1/8'' O:54'' | 5.7 | 10 |  |  | 16.125 | Center Lock-Up |  |  | 54 |  |  |  | No |  | No | [20 empty] | D:5'' H:1'' Round |  |  |  |  | 120 | Brown | 36 |  | Hardwired | 0 | 0 | 0 | 1 | 1 | 0 | 0 | 0 | 1 | 0 | 0 | 785652056796 | 21 | 13 | 20.75 | 7.6 | 3.278 | 250 | Yes | [9 empty] | cETL Damp | CALDER 1L PEND-71 | One Light Outdoor Pendant |  | 6250701EN3-71.png | 6250701EN3.jpg
6252701-12 | One Light Outdoor Pendant |  | OUTDOOR | Tomek | Outdoor Lighting | Black | 12 | Aluminum | Etched / White Inside Glass | L:5.5" W:0.125" H:9" |  |  | 1 Medium A19 75w |  | 1 | No | [14 empty] | 0 | [12 empty] | 74.5 | 149 | 223.5 | L:8 3/8'' W:8 3/8'' H:13'' O:51'' |  |  | 8.375 | 8.375 | 13 | Center Lock-Up |  |  | 51 |  |  |  | No |  | No | [20 empty] | D:5'' H:7/8'' Round |  |  |  |  | 72 | Black | 36 |  | Hardwired | 0 | 0 | 0 | 0 | 1 | 0 | 0 | 1 | 1 | 0 | 0 | 785652076954 | 15.5 | 11 | 10.75 | 6.1 | 1.061 | 175 | Yes | [9 empty] | cETL Damp | TOMEK 1L PEND-12 | One Light Outdoor Pendant |  | 6252701-12.jpg | 6252701.jpg
6252701-71 | One Light Outdoor Pendant |  | OUTDOOR | Tomek | Outdoor Lighting | Antique Bronze | 71 | Aluminum | Etched / White Inside Glass | L:5.5" W:0.125" H:9" |  |  | 1 Medium A19 75w |  | 1 | No | [14 empty] | 0 | [12 empty] | 74.5 | 149 | 223.5 | L:8 3/8'' W:8 3/8'' H:13'' O:51'' |  |  | 8.375 | 8.375 | 13 | Center Lock-Up |  |  | 51 |  |  |  | No |  | No | [20 empty] | D:5'' H:7/8'' Round |  |  |  |  | 72 | Brown | 36 |  | Hardwired | 0 | 0 | 0 | 0 | 1 | 0 | 0 | 1 | 1 | 0 | 0 | 785652076961 | [16 empty] | cETL Damp | TOMEK 1L PEND-71 | One Light Outdoor Pendant |  | 6252701-71.jpg | 6252701.jpg
6252701EN3-12 | One Light Outdoor Pendant |  | OUTDOOR | Tomek | Outdoor Lighting | Black | 12 | Aluminum | Etched / White Inside Glass | L:5.5" W:0.125" H:9" |  |  | 1 Medium A19 9.3w |  | 1 | Yes | [14 empty] | 0 | [12 empty] | 79.5 | 159 | 238.5 | L:8 3/8'' W:8 3/8'' H:13'' O:51'' |  |  | 8.375 | 8.375 | 13 | Center Lock-Up |  |  | 51 |  |  |  | No |  | No | [20 empty] | D:5'' H:7/8'' Round |  |  |  |  | 72 | Black | 36 |  | Hardwired | 0 | 0 | 0 | 1 | 1 | 0 | 0 | 0 | 1 | 0 | 0 | 785652080562 | [16 empty] | cETL Damp | TOMEK 1L PEND-12 | One Light Outdoor Pendant |  | 6252701EN3-12.jpg | 6252701EN3.jpg
6252701EN3-71 | One Light Outdoor Pendant |  | OUTDOOR | Tomek | Outdoor Lighting | Antique Bronze | 71 | Aluminum | Etched / White Inside Glass | L:5.5" W:0.125" H:9" |  |  | 1 Medium A19 9.3w |  | 1 | Yes | [14 empty] | 0 | [12 empty] | 79.5 | 159 | 238.5 | L:8 3/8'' W:8 3/8'' H:13'' O:51'' |  |  | 8.375 | 8.375 | 13 | Center Lock-Up |  |  | 51 |  |  |  | No |  | No | [20 empty] | D:5'' H:7/8'' Round |  |  |  |  | 72 | Brown | 36 |  | Hardwired | 0 | 0 | 0 | 1 | 1 | 0 | 0 | 0 | 1 | 0 | 0 | 785652080579 | [16 empty] | cETL Damp | TOMEK 1L PEND-71 | One Light Outdoor Pendant |  | 6252701EN3-71.jpg | 6252701EN3.jpg
6290901-12 | One Light Outdoor Pendant Lantern |  | OUTDOOR | Wilburn | Outdoor Lighting | Black | 12 | Aluminum |  |  |  | Satin Etched Glass | 1 Medium A19 60w |  | 1 | No | [14 empty] | 0 | [12 empty] | 64.5 | 129 | 193.5 | D:8'' H:14'' |  | 8 |  |  | 14 | Center Lock-Up | [6 empty] | No |  | No | [20 empty] | D:5'' H:7/8'' Round |  |  |  |  | 72 | Black | 36 |  | Hardwired | 0 | 0 | 0 | 0 | 1 | 0 | 0 | 1 | 1 | 0 | 0 | 785652076725 | [16 empty] | cETL Damp | WILBURN 1L PEND-12 | One Light Outdoor Pendant Lantern |  | 6290901-12.jpg | 6290901.jpg
6290901-71 | One Light Outdoor Pendant Lantern |  | OUTDOOR | Wilburn | Outdoor Lighting | Antique Bronze | 71 | Aluminum |  |  |  | Satin Etched Glass | 1 Medium A19 60w |  | 1 | No | [14 empty] | 0 | [12 empty] | 64.5 | 129 | 193.5 | D:8'' H:14'' |  | 8 |  |  | 14 | Center Lock-Up | [6 empty] | No |  | No | [20 empty] | D:5'' H:7/8'' Round |  |  |  |  | 72 | Brown | 36 |  | Hardwired | 0 | 0 | 0 | 0 | 1 | 0 | 0 | 1 | 1 | 0 | 0 | 785652076732 | [16 empty] | cETL Damp | WILBURN 1L PEND-71 | One Light Outdoor Pendant Lantern |  | 6290901-71.jpg | 6290901.jpg
6290901EN3-12 | One Light Outdoor Pendant Lantern |  | OUTDOOR | Wilburn | Outdoor Lighting | Black | 12 | Aluminum |  |  |  | Undefined Glass | 1 Medium A19 9.3w |  | 1 | Yes | [14 empty] | 0 | [12 empty] | 69.5 | 139 | 208.5 | D:8'' H:14'' |  | 8 |  |  | 14 | Center Lock-Up | [6 empty] | No |  | No | [20 empty] | D:5'' H:7/8'' Round |  |  |  |  | 72 | Black | 36 |  | Hardwired | 0 | 0 | 0 | 1 | 1 | 0 | 0 | 0 | 1 | 0 | 0 | 785652080425 | [16 empty] | cETL Damp | WILBURN 1L PEND-12 | One Light Outdoor Pendant Lantern |  | 6290901EN3-12.jpg | 6290901EN3.jpg
6290901EN3-71 | One Light Outdoor Pendant Lantern |  | OUTDOOR | Wilburn | Outdoor Lighting | Antique Bronze | 71 | Aluminum |  |  |  | Satin Etched Glass | 1 Medium A19 9.3w |  | 1 | Yes | [14 empty] | 0 | [12 empty] | 69.5 | 139 | 208.5 | D:8'' H:14'' |  | 8 |  |  | 14 | Center Lock-Up | [6 empty] | No |  | No | [20 empty] | D:5'' H:7/8'' Round |  |  |  |  | 72 | Brown | 36 |  | Hardwired | 0 | 0 | 0 | 1 | 1 | 0 | 0 | 0 | 1 | 0 | 0 | 785652080432 | [16 empty] | cETL Damp | WILBURN 1L PEND-71 | One Light Outdoor Pendant Lantern |  | 6290901EN3-71.jpg | 6290901EN3.jpg
6501801-04 | One Light Pendant | While hanging globes are one of lighting's hottest trends, Sea Gull's timeless Leo Collection has been around for 50 years! Constantly evolving with the times, these classic pendants are now offered with NEW Clear Seeded glass and in Satin Aluminum finish. Adjustable cloth cords allow for unlimited variations of hanging heights. All glass softly diffuse the light, each fixture comes with 54” of cuttable cord to customize the installation exactly to your needs. Easily convert every piece in the collection to LED by purchasing LED replacement lamps sold separately. All fixtures are qualified and California Title 24 compliant and damp rated for use in sheltered, damp environments like bathrooms, covered patios or porches. | LINE VOLTAGE PENDANT | Leo - Hanging Globe | Pendants | Satin Aluminum | 4 | Aluminum |  |  |  | Clear Seeded Glass | 1 Medium ST19 60w |  | 1 | No | [14 empty] | 0 | [12 empty] | 31.98 | 63.96 | 95.94 | D:8'' H:8 1/2'' O:56'' | 2 | 8 |  |  | 8.5 | Center Lock-Up |  |  | 56 |  |  |  | No |  | No | [20 empty] | D:5'' DP:1'' |  |  |  |  | 54 | Black |  |  | Hardwired | 0 | 0 | 0 | 0 | 1 | 0 | 0 | 1 | 0 | 0 | 0 | 785652057069 | 11.25 | 9.25 | 9.25 | 2.9 | 0.557 | 175 | Yes | 4 | 10785652057066 | 23.5 | 19.25 | 10 | 12.3 | 2.618 | Yes | UL Damp | cUL Damp | HANGING GLOBE 1L PEND-04 | One Light Pendant |  | 6501801-04.jpg | 6501801.jpg
6501801-848 | One Light Pendant | While hanging globes are one of lighting's hottest trends, Sea Gull's timeless Leo Collection has been around for 50 years! Constantly evolving with the times, these classic pendants are now offered with NEW Clear Seeded glass and in Satin Aluminum finish. Adjustable cloth cords allow for unlimited variations of hanging heights. All glass softly diffuse the light, each fixture comes with 54” of cuttable cord to customize the installation exactly to your needs. Easily convert every piece in the collection to LED by purchasing LED replacement lamps sold separately. All fixtures are qualified and California Title 24 compliant and damp rated for use in sheltered, damp environments like bathrooms, covered patios or porches. | LINE VOLTAGE PENDANT | Leo - Hanging Globe | Pendants | Satin Bronze | 848 | Steel | Clear Seeded Glass | D:8" H:7.25" |  |  | 1 Medium ST19 60w |  | 1 | No | [14 empty] | 0 | [12 empty] | 31.98 | 63.96 | 95.94 | D:8'' H:8 1/2'' O:56'' | 2 | 8 |  |  | 8.5 | Center Lock-Up |  |  | 56 |  |  |  | No |  | No | [20 empty] | D:5'' DP:1'' |  |  |  |  | 54 | Black |  |  | Hardwired | 0 | 0 | 0 | 0 | 1 | 0 | 0 | 1 | 0 | 0 | 0 | 785652070853 | 11.25 | 9.38 | 9.25 | 2.1 | 0.565 | 250 | Yes | 4 | 10785652070850 | 23.5 | 19.18 | 10 | 9.8 | 2.608 | Yes | UL Damp | cUL Damp | LEO H.G. 1L SM PEND-848 | One Light Pendant |  | 6501801-848.jpg | 6501801.jpg
6501801EN7-04 | One Light Pendant | While hanging globes are one of lighting's hottest trends, Sea Gull's timeless Leo Collection has been around for 50 years! Constantly evolving with the times, these classic pendants are now offered with NEW Clear Seeded glass and in Satin Aluminum finish. Adjustable cloth cords allow for unlimited variations of hanging heights. All glass softly diffuse the light, each fixture comes with 54” of cuttable cord to customize the installation exactly to your needs. Easily convert every piece in the collection to LED by purchasing LED replacement lamps sold separately. All fixtures are qualified and California Title 24 compliant and damp rated for use in sheltered, damp environments like bathrooms, covered patios or porches. | LINE VOLTAGE PENDANT | Leo - Hanging Globe | Pendants | Satin Aluminum | 4 | Aluminum |  |  |  | Clear Seeded Glass | 1 Medium A19 8.5w |  | 1 | Yes | [14 empty] | 0 | [12 empty] | 39.98 | 79.96 | 119.94 | D:8'' H:8 1/2'' O:56'' | 2 | 8 |  |  | 8.5 | Center Lock-Up |  |  | 56 |  |  |  | No |  | No | [20 empty] | D:5'' DP:1'' |  |  |  |  | 54 | Black |  |  | Hardwired | 0 | 0 | 0 | 1 | 1 | 0 | 0 | 0 | 0 | 0 | 0 | 785652069147 | 11.25 | 9.25 | 9.25 | 2.9 | 0.557 | 175 | Yes | 4 | 10785652069144 | 23.5 | 19.25 | 10 | 12.3 | 2.618 | Yes | UL Damp | cUL Damp | LEO H.G. 1L LED PEND-04 | One Light Pendant |  | 6501801EN7-04.jpg | 6501801.jpg
6501801EN7-848 | One Light Pendant | While hanging globes are one of lighting's hottest trends, Sea Gull's timeless Leo Collection has been around for 50 years! Constantly evolving with the times, these classic pendants are now offered with NEW Clear Seeded glass and in Satin Aluminum finish. Adjustable cloth cords allow for unlimited variations of hanging heights. All glass softly diffuse the light, each fixture comes with 54” of cuttable cord to customize the installation exactly to your needs. Easily convert every piece in the collection to LED by purchasing LED replacement lamps sold separately. All fixtures are qualified and California Title 24 compliant and damp rated for use in sheltered, damp environments like bathrooms, covered patios or porches. | LINE VOLTAGE PENDANT | Leo - Hanging Globe | Pendants | Satin Bronze | 848 | Steel |  |  |  | Clear Seeded Glass | 1 Medium A19 8.5w |  | 1 | Yes | [14 empty] | 0 | [12 empty] | 38.98 | 77.96 | 116.94 | D:8'' H:8 1/2'' O:56'' | 2 | 8 |  |  | 8.5 | Center Lock-Up |  |  | 56 |  |  |  | No |  | No | [20 empty] | D:5'' DP:1'' |  |  |  |  | 54 | Black |  |  | Hardwired | 0 | 0 | 0 | 1 | 1 | 0 | 0 | 0 | 0 | 0 | 0 | 785652072451 | 11.25 | 9.38 | 9.25 | 2.1 | 0.565 | 250 | Yes | 4 | 10785652072458 | 23.5 | 19.18 | 10 | 9.8 | 2.608 | Yes | UL Damp | cUL Damp | LEO H.G. 1L LED SM PEND-848 | One Light Pendant |  | 6501801EN7-848.jpg | 6501801.jpg
65046-715 | Three Light Pendant | The inverted bell jar silhouette of the Westminster lantern pendant collection by Sea Gull Lighting is universally familiar yet all together fresh. The perfect accent to a multitude of styles, the fixture has an Autumn Bronze finish with Clear Cloche glass and offers extreme versatility to can create a bold statement without upstaging the surrounding decor. In addition to their traditional application as an entryway light, lanterns of this style are increasingly used by top designers for lighting kitchen islands and dining rooms. The two-light pendant can be converted to a semi-flush ceiling mount, and the small and large three-light pendants round out the assortment. | LINE VOLTAGE PENDANT | Westminster | Pendants | Autumn Bronze | 715 | Steel | Clear Glass | D:11.75" H:13" |  |  | 3 Candelabra B Torpedo 60w |  | 3 | No | [14 empty] | 0 | [12 empty] | 169.98 | 339.96 | 509.94 | D:11 3/4'' H:24'' O:148'' | 6.8 | 11.75 |  |  | 24 | Center Lock-Up |  |  | 148 |  |  |  | No |  | No | [20 empty] | D:5'' H:2 1/4'' Round |  |  |  |  | 144 | Brown | 120 |  | Hardwired | 0 | 0 | 0 | 0 | 1 | 0 | 0 | 1 | 1 | 0 | 0 | 785652229015 | 16 | 13.5 | 13.5 | 9.1 | 1.688 | 175 | Yes | [9 empty] | cETL Dry | WESTMINSTER 3L PEND-715 | Three Light Pendant |  | 65046-715.jpg | 65046.jpg
65046EN-715 | Three Light Pendant | The inverted bell jar silhouette of the Westminster lantern pendant collection by Sea Gull Lighting is universally familiar yet all together fresh. The perfect accent to a multitude of styles, the fixture has an Autumn Bronze finish with Clear Cloche glass and offers extreme versatility to can create a bold statement without upstaging the surrounding decor. In addition to their traditional application as an entryway light, lanterns of this style are increasingly used by top designers for lighting kitchen islands and dining rooms. The two-light pendant can be converted to a semi-flush ceiling mount, and the small and large three-light pendants round out the assortment. | LINE VOLTAGE PENDANT | Westminster | Pendants | Autumn Bronze | 715 | Steel | Clear Glass | D:11.75" H:13" |  |  | 3 Candelabra Torpedo 3.5w |  | 3 | Yes | [14 empty] | 0 | [12 empty] | 183.98 | 367.96 | 551.94 | D:11 3/4'' H:24'' O:148'' | 6.8 | 11.75 |  |  | 24 | Center Lock-Up |  |  | 148 |  |  |  | No |  | No | [20 empty] | D:5'' H:2 1/4'' Round |  |  |  |  | 144 | Brown | 120 |  | Hardwired | 0 | 0 | 0 | 1 | 1 | 0 | 0 | 0 | 1 | 0 | 0 | 785652031441 | 16 | 13.5 | 13.5 | 9.1 | 1.688 | 175 | Yes | [9 empty] | cETL Dry | WESTMINSTER 3L PEND-715 | Three Light Pendant |  | 65046EN-715.jpg | 65046.jpg
65047-715 | Three Light Pendant | The inverted bell jar silhouette of the Westminster lantern pendant collection by Sea Gull Lighting is universally familiar yet all together fresh. The perfect accent to a multitude of styles, the fixture has an Autumn Bronze finish with Clear Cloche glass and offers extreme versatility to can create a bold statement without upstaging the surrounding decor. In addition to their traditional application as an entryway light, lanterns of this style are increasingly used by top designers for lighting kitchen islands and dining rooms. The two-light pendant can be converted to a semi-flush ceiling mount, and the small and large three-light pendants round out the assortment. | LINE VOLTAGE PENDANT | Westminster | Pendants | Autumn Bronze | 715 | Steel | Clear Glass | D:14" H:15" |  |  | 3 Candelabra B Torpedo 60w |  | 3 | No | [14 empty] | 0 | [12 empty] | 213.48 | 426.96 | 640.44 | D:14'' H:28 3/4'' O:152 3/4'' | 9 | 14 |  |  | 28.75 | Center Lock-Up |  |  | 152.75 |  |  |  | No |  | No | [20 empty] | D:5'' H:2 1/4'' Round |  |  |  |  | 144 | Brown | 120 |  | Hardwired | 0 | 0 | 0 | 0 | 1 | 0 | 0 | 1 | 1 | 0 | 0 | 785652228995 | 15.75 | 15.75 | 18 | 13.1 | 2.584 | 175 | Yes | [9 empty] | cETL Dry | WESTMINSTER 3L PEND-715 | Three Light Pendant |  | 65047-715.jpg | 65047.jpg
65047EN-715 | Three Light Pendant | The inverted bell jar silhouette of the Westminster lantern pendant collection by Sea Gull Lighting is universally familiar yet all together fresh. The perfect accent to a multitude of styles, the fixture has an Autumn Bronze finish with Clear Cloche glass and offers extreme versatility to can create a bold statement without upstaging the surrounding decor. In addition to their traditional application as an entryway light, lanterns of this style are increasingly used by top designers for lighting kitchen islands and dining rooms. The two-light pendant can be converted to a semi-flush ceiling mount, and the small and large three-light pendants round out the assortment. | LINE VOLTAGE PENDANT | Westminster | Pendants | Autumn Bronze | 715 | Steel | Undefined Glass | D:14" H:15" |  |  | 3 Candelabra Torpedo 3.5w |  | 3 | Yes | [14 empty] | 0 | [12 empty] | 224.98 | 449.96 | 674.94 | D:14'' H:28 3/4'' O:152 3/4'' | 9 | 14 |  |  | 28.75 | Center Lock-Up |  |  | 152.75 |  |  |  | No |  | No | [20 empty] | D:5'' H:2 1/4'' Round |  |  |  |  | 144 | Brown | 120 |  | Hardwired | 0 | 0 | 0 | 1 | 1 | 0 | 0 | 0 | 1 | 0 | 0 | 785652031458 | 18 | 15.75 | 15.75 | 13.1 | 2.584 | 175 | Yes | [9 empty] | cETL Dry | WESTMINSTER 3L PEND-715 | Three Light Pendant |  | 65047EN-715.jpg | 65047.jpg
65060-715 | One Light Pendant | Inspired by industrial lighting, the hard-working, large-scale Pratt Street prismatic pendants by Sea Gull Lighting put light where you need it, while making a significant design statement. Offered in a choice of Brushed Nickel or Autumn Bronze finishes, the one-light, two-light and three-light prismatic glass pendants are all fully enclosed with a prismatic diffusor at the bottom to spread light output evenly and alleviate glare. The pendants are available in incandescent and ENERGY STAR-qualified LED versions, and all can easily convert to LED by purchasing LED replacement lamps sold separately. | LINE VOLTAGE PENDANT | Pratt Street Prismatic | Pendants | Autumn Bronze | 715 | Steel | Clear Textured Glass | D:10" H:0.25" |  |  | 1 Medium A19 75w |  | 1 | No | [14 empty] | 0 | [12 empty] | 79.98 | 159.96 | 239.94 | D:11'' H:7 1/4'' O:52 1/4'' | 5.9 | 11 |  |  | 7.25 | Center Lock-Up |  |  | 52.25 |  |  |  | No |  | No | [20 empty] | D:5 1/2'' H:1 1/4'' Round |  |  |  |  | 120 | Brown |  |  | Hardwired | 0 | 0 | 0 | 0 | 1 | 0 | 0 | 1 | 0 | 0 | 0 | 785652229091 | 13.5 | 13.5 | 12.25 | 7.4 | 1.292 | 175 | Yes | [9 empty] | cETL Damp | PRATT ST GLASS 1L PEND-715 | One Light Pendant |  | 65060-715.jpg | 65060.jpg
65060-962 | One Light Pendant | Inspired by industrial lighting, the hard-working, large-scale Pratt Street prismatic pendants by Sea Gull Lighting put light where you need it, while making a significant design statement. Offered in a choice of Brushed Nickel or Autumn Bronze finishes, the one-light, two-light and three-light prismatic glass pendants are all fully enclosed with a prismatic diffusor at the bottom to spread light output evenly and alleviate glare. The pendants are available in incandescent and ENERGY STAR-qualified LED versions, and all can easily convert to LED by purchasing LED replacement lamps sold separately. | LINE VOLTAGE PENDANT | Pratt Street Prismatic | Pendants | Brushed Nickel | 962 | Steel | Clear Textured Glass | D:10" H:0.25" |  |  | 1 Medium A19 75w |  | 1 | No | [14 empty] | 0 | [12 empty] | 79.98 | 159.96 | 239.94 | D:11'' H:7 1/4'' O:52 1/4'' | 5.9 | 11 |  |  | 7.25 | Center Lock-Up |  |  | 52.25 |  |  |  | No |  | No | [20 empty] | D:5 1/2'' H:1 1/4'' Round |  |  |  |  | 120 | Clear Silver |  |  | Hardwired | 0 | 0 | 0 | 0 | 1 | 0 | 0 | 1 | 0 | 0 | 0 | 785652215711 | 13.8 | 13.4 | 12.4 | 7.4 | 1.327 | 175 | Yes | [9 empty] | cETL Damp | PRATT ST GLASS 1L PEND-962 | One Light Pendant |  | 65060-962.jpg | 65060.jpg
65060EN3-715 | One Light Pendant | Inspired by industrial lighting, the hard-working, large-scale Pratt Street prismatic pendants by Sea Gull Lighting put light where you need it, while making a significant design statement. Offered in a choice of Brushed Nickel or Autumn Bronze finishes, the one-light, two-light and three-light prismatic glass pendants are all fully enclosed with a prismatic diffusor at the bottom to spread light output evenly and alleviate glare. The pendants are available in incandescent and ENERGY STAR-qualified LED versions, and all can easily convert to LED by purchasing LED replacement lamps sold separately. | LINE VOLTAGE PENDANT | Pratt Street Prismatic | Pendants | Autumn Bronze | 715 | Steel | Clear Ribbed Glass | D:10" H:0.25" |  |  | 1 Medium A19 9.3w |  | 1 | Yes | [14 empty] | 0 | [12 empty] | 83.98 | 167.96 | 251.94 | D:11'' H:7 1/4'' O:52 1/4'' | 5.9 | 11 |  |  | 7.25 | Center Lock-Up |  |  | 52.25 |  |  |  | No |  | No | [20 empty] | D:5 1/2'' H:1 1/4'' Round |  |  |  |  | 120 | Brown |  |  | Hardwired | 0 | 0 | 0 | 1 | 1 | 0 | 0 | 0 | 0 | 0 | 0 | 785652050701 | 13.5 | 13.5 | 12.25 | 7.4 | 1.292 | 175 | Yes | [9 empty] | cETL Damp | PRATT ST GLASS 1L PEND-715 | One Light Pendant |  | 65060EN3-715.jpg | 65060.jpg
65060EN3-962 | One Light Pendant | Inspired by industrial lighting, the hard-working, large-scale Pratt Street prismatic pendants by Sea Gull Lighting put light where you need it, while making a significant design statement. Offered in a choice of Brushed Nickel or Autumn Bronze finishes, the one-light, two-light and three-light prismatic glass pendants are all fully enclosed with a prismatic diffusor at the bottom to spread light output evenly and alleviate glare. The pendants are available in incandescent and ENERGY STAR-qualified LED versions, and all can easily convert to LED by purchasing LED replacement lamps sold separately. | LINE VOLTAGE PENDANT | Pratt Street Prismatic | Pendants | Brushed Nickel | 962 | Steel | Clear Ribbed Glass | D:10" H:0.25" |  |  | 1 Medium A19 9.3w |  | 1 | Yes | [14 empty] | 0 | [12 empty] | 83.98 | 167.96 | 251.94 | D:11'' H:7 1/4'' O:52 1/4'' | 5.9 | 11 |  |  | 7.25 | Center Lock-Up |  |  | 52.25 |  |  |  | No |  | No | [20 empty] | D:5 1/2'' H:1 1/4'' Round |  |  |  |  | 120 | Clear Silver |  |  | Hardwired | 0 | 0 | 0 | 1 | 1 | 0 | 0 | 0 | 0 | 0 | 0 | 785652050718 | 13.8 | 13.4 | 12.4 | 7.4 | 1.327 | 175 | Yes | [9 empty] | cETL Damp | PRATT ST GLASS 1L PEND-962 | One Light Pendant |  | 65060EN3-962.jpg | 65060.jpg
65061-715 | Two Light Pendant | Inspired by industrial lighting, the hard-working, large-scale Pratt Street prismatic pendants by Sea Gull Lighting put light where you need it, while making a significant design statement. Offered in a choice of Brushed Nickel or Autumn Bronze finishes, the one-light, two-light and three-light prismatic glass pendants are all fully enclosed with a prismatic diffusor at the bottom to spread light output evenly and alleviate glare. The pendants are available in incandescent and ENERGY STAR-qualified LED versions, and all can easily convert to LED by purchasing LED replacement lamps sold separately. | LINE VOLTAGE PENDANT | Pratt Street Prismatic | Pendants | Autumn Bronze | 715 | Steel | Clear Ribbed Glass | D:12.75" H:8.5" |  | Clear Textured Glass | 2 Medium A19 75w |  | 2 | No | [14 empty] | 0 | [12 empty] | 112.98 | 225.96 | 338.94 | D:12 3/4'' H:8 1/2'' O:53 1/2'' | 8.9 | 12.75 |  |  | 8.5 | Center Lock-Up |  |  | 53.5 |  |  |  | No |  | No | [20 empty] | D:5 1/2'' H:1 1/4'' Round |  |  |  |  | 120 | Brown |  |  | Hardwired | 0 | 0 | 0 | 0 | 1 | 0 | 0 | 1 | 0 | 0 | 0 | 785652229107 | 15.75 | 5.5 | 13 | 11.2 | 0.652 | 70 | Yes | [9 empty] | cETL Damp | PRATT ST GLASS 2L PEND-715 | Two Light Pendant |  | 65061-715.jpg | 65061.jpg
65061-962 | Two Light Pendant | Inspired by industrial lighting, the hard-working, large-scale Pratt Street prismatic pendants by Sea Gull Lighting put light where you need it, while making a significant design statement. Offered in a choice of Brushed Nickel or Autumn Bronze finishes, the one-light, two-light and three-light prismatic glass pendants are all fully enclosed with a prismatic diffusor at the bottom to spread light output evenly and alleviate glare. The pendants are available in incandescent and ENERGY STAR-qualified LED versions, and all can easily convert to LED by purchasing LED replacement lamps sold separately. | LINE VOLTAGE PENDANT | Pratt Street Prismatic | Pendants | Brushed Nickel | 962 | Steel | Clear Ribbed Glass | D:12.75" H:8.5" |  | Clear Textured Glass | 2 Medium A19 75w |  | 2 | No | [14 empty] | 0 | [12 empty] | 112.98 | 225.96 | 338.94 | D:12 3/4'' H:8 1/2'' O:53 1/2'' | 8.9 | 12.75 |  |  | 8.5 | Center Lock-Up |  |  | 53.5 |  |  |  | No |  | No | [20 empty] | D:5 1/2'' H:1 1/4'' Round |  |  |  |  | 120 | Clear Silver |  |  | Hardwired | 0 | 0 | 0 | 0 | 1 | 0 | 0 | 1 | 0 | 0 | 0 | 785652215759 | 15.75 | 15.75 | 18 | 13.1 | 2.584 | 175 | Yes | [9 empty] | cETL Damp | PRATT ST GLASS 2L PEND-962 | Two Light Pendant |  | 65061-962.jpg | 65061.jpg
65061EN3-715 | Two Light Pendant | Inspired by industrial lighting, the hard-working, large-scale Pratt Street prismatic pendants by Sea Gull Lighting put light where you need it, while making a significant design statement. Offered in a choice of Brushed Nickel or Autumn Bronze finishes, the one-light, two-light and three-light prismatic glass pendants are all fully enclosed with a prismatic diffusor at the bottom to spread light output evenly and alleviate glare. The pendants are available in incandescent and ENERGY STAR-qualified LED versions, and all can easily convert to LED by purchasing LED replacement lamps sold separately. | LINE VOLTAGE PENDANT | Pratt Street Prismatic | Pendants | Autumn Bronze | 715 | Steel | Clear Ribbed Glass | D:12.75" H:8.5" |  | Clear Textured Glass | 2 Medium A19 9.3w |  | 2 | Yes | [14 empty] | 0 | [12 empty] | 122.98 | 245.96 | 368.94 | D:12 3/4'' H:8 1/2'' O:53 1/2'' | 8.9 | 12.75 |  |  | 8.5 | Center Lock-Up |  |  | 53.5 |  |  |  | No |  | No | [20 empty] | D:5 1/2'' H:1 1/4'' Round |  |  |  |  | 120 | Brown |  |  | Hardwired | 0 | 0 | 0 | 1 | 1 | 0 | 0 | 0 | 0 | 0 | 0 | 785652046674 | 15.75 | 5.5 | 13 | 11.2 | 0.652 | 70 | Yes | [9 empty] | cETL Damp | PRATT ST GLASS 2L PEND-715 | Two Light Pendant |  | 65061EN3-715.jpg | 65061.jpg
65061EN3-962 | Two Light Pendant | Inspired by industrial lighting, the hard-working, large-scale Pratt Street prismatic pendants by Sea Gull Lighting put light where you need it, while making a significant design statement. Offered in a choice of Brushed Nickel or Autumn Bronze finishes, the one-light, two-light and three-light prismatic glass pendants are all fully enclosed with a prismatic diffusor at the bottom to spread light output evenly and alleviate glare. The pendants are available in incandescent and ENERGY STAR-qualified LED versions, and all can easily convert to LED by purchasing LED replacement lamps sold separately. | LINE VOLTAGE PENDANT | Pratt Street Prismatic | Pendants | Brushed Nickel | 962 | Steel | Clear Ribbed Glass | D:12.75" H:8.5" |  | Clear Textured Glass | 2 Medium A19 9.3w |  | 2 | Yes | [14 empty] | 0 | [12 empty] | 122.98 | 245.96 | 368.94 | D:12 3/4'' H:8 1/2'' O:53 1/2'' | 8.9 | 12.75 |  |  | 8.5 | Center Lock-Up |  |  | 53.5 |  |  |  | No |  | No | [20 empty] | D:5 1/2'' H:1 1/4'' Round |  |  |  |  | 120 | Clear Silver |  |  | Hardwired | 0 | 0 | 0 | 1 | 1 | 0 | 0 | 0 | 0 | 0 | 0 | 785652046681 | 15.75 | 15.75 | 18 | 13.1 | 2.584 | 175 | Yes | [9 empty] | cETL Damp | PRATT ST GLASS 2L PEND-962 | Two Light Pendant |  | 65061EN3-962.jpg | 65061.jpg
65062-715 | Three Light Pendant | Inspired by industrial lighting, the hard-working, large-scale Pratt Street prismatic pendants by Sea Gull Lighting put light where you need it, while making a significant design statement. Offered in a choice of Brushed Nickel or Autumn Bronze finishes, the one-light, two-light and three-light prismatic glass pendants are all fully enclosed with a prismatic diffusor at the bottom to spread light output evenly and alleviate glare. The pendants are available in incandescent and ENERGY STAR-qualified LED versions, and all can easily convert to LED by purchasing LED replacement lamps sold separately. | LINE VOLTAGE PENDANT | Pratt Street Prismatic | Pendants | Autumn Bronze | 715 | Steel | Clear Ribbed Glass | D:16.25" H:10" |  | Clear Textured Glass | 3 Medium A19 75w |  | 3 | No | [14 empty] | 0 | [12 empty] | 140.48 | 280.96 | 421.44 | D:16 1/4'' H:10'' O:55'' | 12.4 | 16.25 |  |  | 10 | Center Lock-Up |  |  | 55 |  |  |  | No |  | No | [20 empty] | D:5 1/2'' H:1 1/4'' Rectangular |  |  |  |  | 120 | Brown |  |  | Hardwired | 0 | 0 | 0 | 0 | 1 | 0 | 0 | 1 | 0 | 0 | 0 | 785652229114 | 19.25 | 19.25 | 15.25 | 15.9 | 3.27 | 175 | Yes | [9 empty] | cETL Damp | PRATT ST GLASS 3L PEND-715 | Three Light Pendant |  | 65062-715.jpg | 65062.jpg
65062-962 | Three Light Pendant | Inspired by industrial lighting, the hard-working, large-scale Pratt Street prismatic pendants by Sea Gull Lighting put light where you need it, while making a significant design statement. Offered in a choice of Brushed Nickel or Autumn Bronze finishes, the one-light, two-light and three-light prismatic glass pendants are all fully enclosed with a prismatic diffusor at the bottom to spread light output evenly and alleviate glare. The pendants are available in incandescent and ENERGY STAR-qualified LED versions, and all can easily convert to LED by purchasing LED replacement lamps sold separately. | LINE VOLTAGE PENDANT | Pratt Street Prismatic | Pendants | Brushed Nickel | 962 | Steel | Clear Ribbed Glass | D:16.25" H:10" |  | Clear Textured Glass | 3 Medium A19 75w |  | 3 | No | [14 empty] | 0 | [12 empty] | 140.48 | 280.96 | 421.44 | D:16 1/4'' H:10'' O:55'' | 12.4 | 16.25 |  |  | 10 | Center Lock-Up |  |  | 55 |  |  |  | No |  | No | [20 empty] | D:5 1/2'' H:1 1/4'' Round |  |  |  |  | 120 | Clear Silver |  |  | Hardwired | 0 | 0 | 0 | 0 | 1 | 0 | 0 | 1 | 0 | 0 | 0 | 785652215773 | 19.25 | 19.25 | 15.25 | 15.9 | 3.27 | 175 | Yes | [9 empty] | cETL Damp | PRATT ST GLASS 3L PEND-962 | Three Light Pendant |  | 65062-962.jpg | 65062.jpg
65062EN3-715 | Three Light Pendant | Inspired by industrial lighting, the hard-working, large-scale Pratt Street prismatic pendants by Sea Gull Lighting put light where you need it, while making a significant design statement. Offered in a choice of Brushed Nickel or Autumn Bronze finishes, the one-light, two-light and three-light prismatic glass pendants are all fully enclosed with a prismatic diffusor at the bottom to spread light output evenly and alleviate glare. The pendants are available in incandescent and ENERGY STAR-qualified LED versions, and all can easily convert to LED by purchasing LED replacement lamps sold separately. | LINE VOLTAGE PENDANT | Pratt Street Prismatic | Pendants | Autumn Bronze | 715 | Steel | Clear Ribbed Glass | D:16.25" H:10" |  | Clear Textured Glass | 3 Medium A19 9.3w |  | 3 | Yes | [14 empty] | 0 | [12 empty] | 156.48 | 312.96 | 469.44 | D:16 1/4'' H:10'' O:55'' | 12.4 | 16.25 |  |  | 10 | Center Lock-Up |  |  | 55 |  |  |  | No |  | No | [20 empty] | D:5 1/2'' H:1 1/4'' Round |  |  |  |  | 120 | Brown |  |  | Hardwired | 0 | 0 | 0 | 1 | 1 | 0 | 0 | 0 | 0 | 0 | 0 | 785652046698 | 19.5 | 19.25 | 15.5 | 16.1 | 3.367 | 175 | Yes | [9 empty] | cETL Damp | PRATT ST GLASS 3L PEND-715 | Three Light Pendant |  | 65062EN3-715.jpg | 65062.jpg
65062EN3-962 | Three Light Pendant | Inspired by industrial lighting, the hard-working, large-scale Pratt Street prismatic pendants by Sea Gull Lighting put light where you need it, while making a significant design statement. Offered in a choice of Brushed Nickel or Autumn Bronze finishes, the one-light, two-light and three-light prismatic glass pendants are all fully enclosed with a prismatic diffusor at the bottom to spread light output evenly and alleviate glare. The pendants are available in incandescent and ENERGY STAR-qualified LED versions, and all can easily convert to LED by purchasing LED replacement lamps sold separately. | LINE VOLTAGE PENDANT | Pratt Street Prismatic | Pendants | Brushed Nickel | 962 | Steel | Clear Ribbed Glass | D:16.25" H:10" |  | Clear Textured Glass | 3 Medium A19 9.3w |  | 3 | Yes | [14 empty] | 0 | [12 empty] | 156.48 | 312.96 | 469.44 | D:16 1/4'' H:10'' O:55'' | 12.4 | 16.25 |  |  | 10 | Center Lock-Up |  |  | 55 |  |  |  | No |  | No | [20 empty] | D:5 1/2'' H:1 1/4'' Round |  |  |  |  | 120 | Clear Silver |  |  | Hardwired | 0 | 0 | 0 | 1 | 1 | 0 | 0 | 0 | 0 | 0 | 0 | 785652046704 | 19.25 | 19.25 | 15.25 | 15.9 | 3.27 | 175 | Yes | [9 empty] | cETL Damp | PRATT ST GLASS 3L PEND-962 | Three Light Pendant |  | 65062EN-962.jpg | 65062.jpg
65085-715 | One Light Pendant | Inspired by industrial lighting, the hard-working, large-scale Pratt Street metal pendants by Sea Gull Lighting put light where you need it, while making a significant design statement. Offered in a choice of Brushed Nickel, Satin Bronze or Autumn Bronze finishes, the one-light, two-light and three-light pendants are all fully enclosed with a prismatic diffusor at the bottom to spread light output evenly and alleviate glare. The pendants are available in incandescent and ENERGY STAR-qualified LED versions, and all can easily convert to LED by purchasing LED replacement lamps sold separately. | LINE VOLTAGE PENDANT | Pratt Street Metal | Pendants | Autumn Bronze | 715 | Steel |  |  |  |  | 1 Medium A19 75w |  | 1 | No | [14 empty] | 0 | [12 empty] | 99.98 | 199.96 | 299.94 | D:9 1/2'' H:8 1/2'' O:53 1/2'' | 4.65 | 9.5 |  |  | 8.5 | Center Lock-Up |  |  | 53.5 |  |  |  | No |  | No | [20 empty] | D:5 1/2'' H:1 1/4'' Round |  |  |  |  | 120 | Brown |  |  | Hardwired | 0 | 0 | 0 | 0 | 1 | 0 | 0 | 1 | 0 | 0 | 0 | 785652229039 | 12.875 | 12.625 | 9.625 | 5.8 | 0.905 | 125 | Yes | [9 empty] | cETL Damp | PRATT ST METAL 1L PEND-715 | One Light Pendant |  | 65085-715.jpg | 65085.jpg
65085-848 | One Light Pendant | Inspired by industrial lighting, the hard-working, large-scale Pratt Street metal pendants by Sea Gull Lighting put light where you need it, while making a significant design statement. Offered in a choice of Brushed Nickel, Satin Bronze or Autumn Bronze finishes, the one-light, two-light and three-light pendants are all fully enclosed with a prismatic diffusor at the bottom to spread light output evenly and alleviate glare. The pendants are available in incandescent and ENERGY STAR-qualified LED versions, and all can easily convert to LED by purchasing LED replacement lamps sold separately. | LINE VOLTAGE PENDANT | Pratt Street Metal | Pendants | Satin Bronze | 848 | Steel |  |  |  |  | 1 Medium A19 75w |  | 1 | No | [14 empty] | 0 | [12 empty] | 109.48 | 218.96 | 328.44 | D:9 1/2'' H:8 1/2'' O:53 1/2'' | 4.65 | 9.5 |  |  | 8.5 | Center Lock-Up |  |  | 53.5 |  |  |  | No |  | No | [20 empty] | D:5 1/2'' H:1 1/4'' Round |  |  |  |  | 120 | Gold |  |  | Hardwired | 0 | 0 | 0 | 0 | 1 | 0 | 0 | 1 | 0 | 0 | 0 | 785652060793 | 12.75 | 12.75 | 9.75 | 5.8 | 0.917 | 125 | Yes | [9 empty] | cETL Damp | PRATT ST METAL 1L PEND-848 | One Light Pendant |  | 65085-848_ALT.png | 65085.jpg
6508593S-715 | Small LED Pendant | Inspired by industrial lighting, the hard-working, large-scale Pratt Street metal pendants by Sea Gull Lighting put light where you need it, while making a significant design statement. Offered in a choice of Brushed Nickel, Satin Bronze or Autumn Bronze finishes, the one-light, two-light and three-light pendants are all fully enclosed with a prismatic diffusor at the bottom to spread light output evenly and alleviate glare. The pendants are available in incandescent and ENERGY STAR-qualified LED versions, and all can easily convert to LED by purchasing LED replacement lamps sold separately. | LINE VOLTAGE PENDANT | Pratt Street Metal | Pendants | Autumn Bronze | 715 | Steel | Clear Textured Glass | D:9.125" H:0.25" |  |  |  |  | 1 | No | 1000 | 3000 | 90 | 14 | 120 | 19 - Integrated | MODS - Modules |  | 5 | 100 | LED | 14 | 14 | 50000 | 0 | [12 empty] | 119.98 | 239.96 | 359.94 | D:9 1/2'' H:8 1/2'' O:53 1/2'' | 5 | 9.5 |  |  | 8.5 | Center Lock-Up |  |  | 53.5 |  |  |  | No |  | No | [20 empty] | D:5 1/2'' H:1 1/4'' Round |  |  |  |  | 120 | Brown |  |  | Hardwired | 0 | 0 | 0 | 0 | 1 | 0 | 0 | 0 | 0 | 0 | 0 | 785652064937 | 14.25 | 13 | 13 | 6.3 | 1.394 | 175 | Yes | [9 empty] | cETL Damp | PRATT ST METAL LED PEND-715 | Small LED Pendant |  | 6508593S-715_ALT.jpg | 65085.jpg
6508593S-848 | Small LED Pendant | Inspired by industrial lighting, the hard-working, large-scale Pratt Street metal pendants by Sea Gull Lighting put light where you need it, while making a significant design statement. Offered in a choice of Brushed Nickel, Satin Bronze or Autumn Bronze finishes, the one-light, two-light and three-light pendants are all fully enclosed with a prismatic diffusor at the bottom to spread light output evenly and alleviate glare. The pendants are available in incandescent and ENERGY STAR-qualified LED versions, and all can easily convert to LED by purchasing LED replacement lamps sold separately. | LINE VOLTAGE PENDANT | Pratt Street Metal | Pendants | Satin Bronze | 848 | Steel | Clear Textured Glass | D:9.125" H:0.25" |  |  |  |  | 1 | No | 1000 | 3000 | 90 | 14 | 120 | 19 - Integrated | MODS - Modules |  | 5 | 100 | LED | 14 | 14 | 50000 | 0 | [12 empty] | 133.98 | 267.96 | 401.94 | D:9 1/2'' H:8 1/2'' O:53 1/2'' | 5 | 9.5 |  |  | 8.5 | Center Lock-Up |  |  | 53.5 |  |  |  | No |  | No | [20 empty] | D:5 1/2'' H:1 1/4'' Round |  |  |  |  | 120 | Gold |  |  | Hardwired | 0 | 0 | 0 | 0 | 1 | 0 | 0 | 0 | 0 | 0 | 0 | 785652064944 | 14.5 | 13 | 13 | 6.4 | 1.418 | 175 | Yes | [9 empty] | cETL Damp | PRATT ST METAL LED PEND-848 | Small LED Pendant |  | 6508593S-848_ALT.png | 65085.jpg
6508593S-962 | Small LED Pendant | Inspired by industrial lighting, the hard-working, large-scale Pratt Street metal pendants by Sea Gull Lighting put light where you need it, while making a significant design statement. Offered in a choice of Brushed Nickel, Satin Bronze or Autumn Bronze finishes, the one-light, two-light and three-light pendants are all fully enclosed with a prismatic diffusor at the bottom to spread light output evenly and alleviate glare. The pendants are available in incandescent and ENERGY STAR-qualified LED versions, and all can easily convert to LED by purchasing LED replacement lamps sold separately. | LINE VOLTAGE PENDANT | Pratt Street Metal | Pendants | Brushed Nickel | 962 | Steel | Clear Textured Glass | D:9.125" H:0.25" |  |  |  |  | 1 | No | 1000 | 3000 | 90 | 14 | 120 | 19 - Integrated | MODS - Modules |  | 5 | 100 | LED | 14 | 14 | 50000 | 0 | [12 empty] | 119.98 | 239.96 | 359.94 | D:9 1/2'' H:8 1/2'' O:53 1/2'' | 5 | 9.5 |  |  | 8.5 | Center Lock-Up |  |  | 53.5 |  |  |  | No |  | No | [20 empty] | D:5 1/2'' H:1 1/4'' Round |  |  |  |  | 120 | Clear Silver |  |  | Hardwired | 0 | 0 | 0 | 0 | 1 | 0 | 0 | 0 | 0 | 0 | 0 | 785652064951 | 14.25 | 13 | 12.75 | 6.5 | 1.367 | 175 | Yes | [9 empty] | cETL Damp | PRATT ST METAL LED PEND-962 | Small LED Pendant |  | 6508593S-962.jpg | 65085.jpg
65085-962 | One Light Pendant | Inspired by industrial lighting, the hard-working, large-scale Pratt Street metal pendants by Sea Gull Lighting put light where you need it, while making a significant design statement. Offered in a choice of Brushed Nickel, Satin Bronze or Autumn Bronze finishes, the one-light, two-light and three-light pendants are all fully enclosed with a prismatic diffusor at the bottom to spread light output evenly and alleviate glare. The pendants are available in incandescent and ENERGY STAR-qualified LED versions, and all can easily convert to LED by purchasing LED replacement lamps sold separately. | LINE VOLTAGE PENDANT | Pratt Street Metal | Pendants | Brushed Nickel | 962 | Steel | Clear Textured Glass | D:9.125" H:0.25" |  |  | 1 Medium A19 75w |  | 1 | No | [14 empty] | 0 | [12 empty] | 99.98 | 199.96 | 299.94 | D:9 1/2'' H:8 1/2'' O:53 1/2'' | 4.65 | 9.5 |  |  | 8.5 | Center Lock-Up |  |  | 53.5 |  |  |  | No |  | No | [20 empty] | D:5 1/2'' H:1 1/4'' Round |  |  |  |  | 120 | Clear Silver |  |  | Hardwired | 0 | 0 | 0 | 0 | 1 | 0 | 0 | 1 | 0 | 0 | 0 | 785652225703 | 12.875 | 12.625 | 9.625 | 5.8 | 0.905 | 125 | Yes | [9 empty] | cETL Damp | PRATT ST METAL 1L PEND-962 | One Light Pendant |  | 65085-962.jpg | 65085.jpg
65085EN3-715 | One Light Pendant | Inspired by industrial lighting, the hard-working, large-scale Pratt Street metal pendants by Sea Gull Lighting put light where you need it, while making a significant design statement. Offered in a choice of Brushed Nickel, Satin Bronze or Autumn Bronze finishes, the one-light, two-light and three-light pendants are all fully enclosed with a prismatic diffusor at the bottom to spread light output evenly and alleviate glare. The pendants are available in incandescent and ENERGY STAR-qualified LED versions, and all can easily convert to LED by purchasing LED replacement lamps sold separately. | LINE VOLTAGE PENDANT | Pratt Street Metal | Pendants | Autumn Bronze | 715 | Steel | Clear Textured Glass | D:9.125" H:0.25" |  |  | 1 Medium A19 9.3w |  | 1 | Yes | [14 empty] | 0 | [12 empty] | 99.95 | 199.9 | 299.85 | D:9 1/2'' H:8 1/2'' O:53 1/2'' | 4.65 | 9.5 |  |  | 8.5 | Center Lock-Up |  |  | 53.5 |  |  |  | No |  | No | [20 empty] | D:5 1/2'' H:1 1/4'' Round |  |  |  |  | 120 | Brown |  |  | Hardwired | 0 | 0 | 0 | 1 | 1 | 0 | 0 | 0 | 0 | 0 | 0 | 785652046711 | 13 | 12.8 | 9.8 | 5.85 | 0.944 | 125 | Yes | [9 empty] | cETL Damp | PRATT ST METAL 1L PEND-715 | One Light Pendant |  | 65085EN3-715.jpg | 65085.jpg
65085EN3-848 | One Light Pendant | Inspired by industrial lighting, the hard-working, large-scale Pratt Street metal pendants by Sea Gull Lighting put light where you need it, while making a significant design statement. Offered in a choice of Brushed Nickel, Satin Bronze or Autumn Bronze finishes, the one-light, two-light and three-light pendants are all fully enclosed with a prismatic diffusor at the bottom to spread light output evenly and alleviate glare. The pendants are available in incandescent and ENERGY STAR-qualified LED versions, and all can easily convert to LED by purchasing LED replacement lamps sold separately. | LINE VOLTAGE PENDANT | Pratt Street Metal | Pendants | Satin Bronze | 848 | Steel | Clear Textured Glass | D:9.125" H:0.25" |  |  | 1 Medium A19 9.3w |  | 1 | Yes | [14 empty] | 0 | [12 empty] | 115.48 | 230.96 | 346.44 | D:9 1/2'' H:8 1/2'' O:53 1/2'' | 4.65 | 9.5 |  |  | 8.5 | Center Lock-Up |  |  | 53.5 |  |  |  | No |  | No | [20 empty] | D:5 1/2'' H:1 1/4'' Round |  |  |  |  | 120 | Gold |  |  | Hardwired | 0 | 0 | 0 | 1 | 1 | 0 | 0 | 0 | 0 | 0 | 0 | 785652061226 | 12.75 | 12.75 | 9.75 | 5.8 | 0.917 | 125 | Yes | [9 empty] | cETL Damp | PRATT ST METAL 1L PEND-848 | One Light Pendant |  | 65085EN3-848_ALT.png | 65085EN3.jpg
65085EN3-962 | One Light Pendant | Inspired by industrial lighting, the hard-working, large-scale Pratt Street metal pendants by Sea Gull Lighting put light where you need it, while making a significant design statement. Offered in a choice of Brushed Nickel, Satin Bronze or Autumn Bronze finishes, the one-light, two-light and three-light pendants are all fully enclosed with a prismatic diffusor at the bottom to spread light output evenly and alleviate glare. The pendants are available in incandescent and ENERGY STAR-qualified LED versions, and all can easily convert to LED by purchasing LED replacement lamps sold separately. | LINE VOLTAGE PENDANT | Pratt Street Metal | Pendants | Brushed Nickel | 962 | Steel | Clear Textured Glass | D:9.125" H:0.25" |  |  | 1 Medium A19 9.3w |  | 1 | Yes | [14 empty] | 0 | [12 empty] | 99.95 | 199.9 | 299.85 | D:9 1/2'' H:8 1/2'' O:53 1/2'' | 4.65 | 9.5 |  |  | 8.5 | Center Lock-Up |  |  | 53.5 |  |  |  | No |  | No | [20 empty] | D:5 1/2'' H:1 1/4'' Round |  |  |  |  | 120 | Clear Silver |  |  | Hardwired | 0 | 0 | 0 | 1 | 1 | 0 | 0 | 0 | 0 | 0 | 0 | 785652046728 | 12.9 | 12.7 | 9.7 | 5.8 | 0.92 | 125 | Yes | [9 empty] | cETL Damp | PRATT ST METAL 1L PEND-962 | One Light Pendant |  | 65085EN3-962.jpg | 65085.jpg
65086-715 | Two Light Pendant | Inspired by industrial lighting, the hard-working, large-scale Pratt Street metal pendants by Sea Gull Lighting put light where you need it, while making a significant design statement. Offered in a choice of Brushed Nickel, Satin Bronze or Autumn Bronze finishes, the one-light, two-light and three-light pendants are all fully enclosed with a prismatic diffusor at the bottom to spread light output evenly and alleviate glare. The pendants are available in incandescent and ENERGY STAR-qualified LED versions, and all can easily convert to LED by purchasing LED replacement lamps sold separately. | LINE VOLTAGE PENDANT | Pratt Street Metal | Pendants | Autumn Bronze | 715 | Steel |  |  |  | Clear Textured Glass | 2 Medium A19 75w |  | 2 | No | [14 empty] | 0 | [12 empty] | 140.48 | 280.96 | 421.44 | D:13'' H:9 3/4'' O:54 3/4'' | 7.3 | 13 |  |  | 9.75 | Center Lock-Up |  |  | 54.75 |  |  |  | No |  | No | [20 empty] | D:5 1/2'' H:1 1/4'' Round |  |  |  |  | 120 | Brown |  |  | Hardwired | 0 | 0 | 0 | 0 | 1 | 0 | 0 | 1 | 0 | 0 | 0 | 785652229053 | 15.75 | 15.5 | 15 | 9.6 | 2.119 | 175 | Yes | [9 empty] | cETL Damp | PRATT ST METAL 2L PEND-715 | Two Light Pendant |  | 65086-715.jpg | 65086.jpg
65086-848 | Two Light Pendant | Inspired by industrial lighting, the hard-working, large-scale Pratt Street metal pendants by Sea Gull Lighting put light where you need it, while making a significant design statement. Offered in a choice of Brushed Nickel, Satin Bronze or Autumn Bronze finishes, the one-light, two-light and three-light pendants are all fully enclosed with a prismatic diffusor at the bottom to spread light output evenly and alleviate glare. The pendants are available in incandescent and ENERGY STAR-qualified LED versions, and all can easily convert to LED by purchasing LED replacement lamps sold separately. | LINE VOLTAGE PENDANT | Pratt Street Metal | Pendants | Satin Bronze | 848 | Steel |  |  |  | Clear Textured Glass | 2 Medium A19 75w |  | 2 | No | [14 empty] | 0 | [12 empty] | 144.98 | 289.96 | 434.94 | D:13'' H:9 3/4'' O:54 3/4'' | 7.3 | 13 |  |  | 9.75 | Center Lock-Up |  |  | 54.75 |  |  |  | No |  | No | [20 empty] | D:5 1/2'' H:1 1/4'' Round |  |  |  |  | 120 | Gold |  |  | Hardwired | 0 | 0 | 0 | 0 | 1 | 0 | 0 | 1 | 0 | 0 | 0 | 785652060816 | 15.75 | 15.75 | 15 | 9 | 2.153 | 175 | Yes | [9 empty] | cETL Damp | PRATT ST METAL 2L PEND-848 | Two Light Pendant |  | 65086-848_ALT.png | 65086.jpg
6508693S-715 | Medium LED Pendant | Inspired by industrial lighting, the hard-working, large-scale Pratt Street metal pendants by Sea Gull Lighting put light where you need it, while making a significant design statement. Offered in a choice of Brushed Nickel, Satin Bronze or Autumn Bronze finishes, the one-light, two-light and three-light pendants are all fully enclosed with a prismatic diffusor at the bottom to spread light output evenly and alleviate glare. The pendants are available in incandescent and ENERGY STAR-qualified LED versions, and all can easily convert to LED by purchasing LED replacement lamps sold separately. | LINE VOLTAGE PENDANT | Pratt Street Metal | Pendants | Autumn Bronze | 715 | Steel | Clear Textured Glass | D:12.5" H:0.25" |  |  |  |  | 1 | No | 1000 | 3000 | 90 | 14 | 120 | 19 - Integrated | MODS - Modules |  | 5 | 100 | LED | 14 | 14 | 50000 | 0 | [12 empty] | 149.95 | 299.9 | 449.85 | D:13'' H:9 3/4'' O:54 3/4'' | 7.3 | 13 |  |  | 9.75 | Center Lock-Up |  |  | 54.75 |  |  |  | No |  | No | [20 empty] | D:5 1/2'' H:1 1/4'' Round |  |  |  |  | 120 | Brown |  |  | Hardwired | 0 | 0 | 0 | 0 | 1 | 0 | 0 | 0 | 0 | 0 | 0 | 785652064968 | 15.75 | 15.5 | 15 | 8.9 | 2.119 | 175 | Yes | [9 empty] | cETL Damp | PRATT ST METAL LED PEND-715 | Medium LED Pendant |  | 6508693S-715_ALT.jpg | 6508691S.jpg
6508693S-848 | Medium LED Pendant | Inspired by industrial lighting, the hard-working, large-scale Pratt Street metal pendants by Sea Gull Lighting put light where you need it, while making a significant design statement. Offered in a choice of Brushed Nickel, Satin Bronze or Autumn Bronze finishes, the one-light, two-light and three-light pendants are all fully enclosed with a prismatic diffusor at the bottom to spread light output evenly and alleviate glare. The pendants are available in incandescent and ENERGY STAR-qualified LED versions, and all can easily convert to LED by purchasing LED replacement lamps sold separately. | LINE VOLTAGE PENDANT | Pratt Street Metal | Pendants | Satin Bronze | 848 | Steel | Clear Textured Glass | D:12.5" H:0.25" |  |  |  |  | 1 | No | 1000 | 3000 | 90 | 14 | 120 | 19 - Integrated | MODS - Modules |  | 5 | 100 | LED | 14 | 14 | 50000 | 0 | [12 empty] | 164.48 | 328.96 | 493.44 | D:13'' H:9 3/4'' O:54 3/4'' | 7.3 | 13 |  |  | 9.75 | Center Lock-Up |  |  | 54.75 |  |  |  | No |  | No | [20 empty] | D:5 1/2'' H:1 1/4'' Round |  |  |  |  | 120 | Gold |  |  | Hardwired | 0 | 0 | 0 | 0 | 1 | 0 | 0 | 0 | 0 | 0 | 0 | 785652064975 | 15.75 | 15.5 | 15 | 8.9 | 2.119 | 175 | Yes | [9 empty] | cETL Damp | PRATT ST METAL LED PEND-848 | Medium LED Pendant |  | 6508693S-848_ALT.png | 6508691S.jpg
6508693S-962 | Medium LED Pendant | Inspired by industrial lighting, the hard-working, large-scale Pratt Street metal pendants by Sea Gull Lighting put light where you need it, while making a significant design statement. Offered in a choice of Brushed Nickel, Satin Bronze or Autumn Bronze finishes, the one-light, two-light and three-light pendants are all fully enclosed with a prismatic diffusor at the bottom to spread light output evenly and alleviate glare. The pendants are available in incandescent and ENERGY STAR-qualified LED versions, and all can easily convert to LED by purchasing LED replacement lamps sold separately. | LINE VOLTAGE PENDANT | Pratt Street Metal | Pendants | Brushed Nickel | 962 | Steel | Clear Textured Glass | D:12.5" H:0.25" |  |  |  |  | 1 | No | 1000 | 3000 | 90 | 14 | 120 | 19 - Integrated | MODS - Modules |  | 5 | 100 | LED | 14 | 14 | 50000 | 0 | [12 empty] | 149.95 | 299.9 | 449.85 | D:13'' H:9 3/4'' O:54 3/4'' | 7.3 | 13 |  |  | 9.75 | Center Lock-Up |  |  | 54.75 |  |  |  | No |  | No | [20 empty] | D:5 1/2'' H:1 1/4'' Round |  |  |  |  | 120 | Clear Silver |  |  | Hardwired | 0 | 0 | 0 | 0 | 1 | 0 | 0 | 0 | 0 | 0 | 0 | 785652064982 | 15.75 | 15.5 | 15 | 8.9 | 2.119 | 175 | Yes | [9 empty] | cETL Damp | PRATT ST METAL LED PEND-962 | Medium LED Pendant |  | 6508693S-962_ALTPB | 6508691S.jpg
65086-962 | Two Light Pendant | Inspired by industrial lighting, the hard-working, large-scale Pratt Street metal pendants by Sea Gull Lighting put light where you need it, while making a significant design statement. Offered in a choice of Brushed Nickel, Satin Bronze or Autumn Bronze finishes, the one-light, two-light and three-light pendants are all fully enclosed with a prismatic diffusor at the bottom to spread light output evenly and alleviate glare. The pendants are available in incandescent and ENERGY STAR-qualified LED versions, and all can easily convert to LED by purchasing LED replacement lamps sold separately. | LINE VOLTAGE PENDANT | Pratt Street Metal | Pendants | Brushed Nickel | 962 | Steel |  |  |  | Clear Textured Glass | 2 Medium A19 75w |  | 2 | No | [14 empty] | 0 | [12 empty] | 140.48 | 280.96 | 421.44 | D:13'' H:9 3/4'' O:54 3/4'' | 7.3 | 13 |  |  | 9.75 | Center Lock-Up |  |  | 54.75 |  |  |  | No |  | No | [20 empty] | D:5 1/2'' H:1 1/4'' Round |  |  |  |  | 120 | Clear Silver |  |  | Hardwired | 0 | 0 | 0 | 0 | 1 | 0 | 0 | 1 | 0 | 0 | 0 | 785652222429 | 15.75 | 15.5 | 15 | 9.6 | 2.119 | 175 | Yes | [9 empty] | cETL Damp | PRATT ST METAL 2L PEND-962 | Two Light Pendant |  | 65086-962.jpg | 65086.jpg
65086EN3-715 | Two Light Pendant | Inspired by industrial lighting, the hard-working, large-scale Pratt Street metal pendants by Sea Gull Lighting put light where you need it, while making a significant design statement. Offered in a choice of Brushed Nickel, Satin Bronze or Autumn Bronze finishes, the one-light, two-light and three-light pendants are all fully enclosed with a prismatic diffusor at the bottom to spread light output evenly and alleviate glare. The pendants are available in incandescent and ENERGY STAR-qualified LED versions, and all can easily convert to LED by purchasing LED replacement lamps sold separately. | LINE VOLTAGE PENDANT | Pratt Street Metal | Pendants | Autumn Bronze | 715 | Steel |  |  |  | Clear Textured Glass | 2 Medium A19 9.3w |  | 2 | Yes | [14 empty] | 0 | [12 empty] | 149.98 | 299.96 | 449.94 | D:13'' H:9 3/4'' O:54 3/4'' | 7.3 | 13 |  |  | 9.75 | Center Lock-Up |  |  | 54.75 |  |  |  | No |  | No | [20 empty] | D:5 1/2'' H:1 1/4'' Round |  |  |  |  | 120 | Brown |  |  | Hardwired | 0 | 0 | 0 | 1 | 1 | 0 | 0 | 0 | 0 | 0 | 0 | 785652046735 | 15.75 | 15.5 | 15 | 9.6 | 2.119 | 175 | Yes | [9 empty] | cETL Damp | PRATT ST METAL 2L PEND-715 | Two Light Pendant |  | 65086EN3-715.jpg | 65086.jpg
65086EN3-848 | Two Light Pendant | Inspired by industrial lighting, the hard-working, large-scale Pratt Street metal pendants by Sea Gull Lighting put light where you need it, while making a significant design statement. Offered in a choice of Brushed Nickel, Satin Bronze or Autumn Bronze finishes, the one-light, two-light and three-light pendants are all fully enclosed with a prismatic diffusor at the bottom to spread light output evenly and alleviate glare. The pendants are available in incandescent and ENERGY STAR-qualified LED versions, and all can easily convert to LED by purchasing LED replacement lamps sold separately. | LINE VOLTAGE PENDANT | Pratt Street Metal | Pendants | Satin Bronze | 848 | Steel |  |  |  | Clear Textured Glass | 2 Medium A19 9.3w |  | 2 | Yes | [14 empty] | 0 | [12 empty] | 158.48 | 316.96 | 475.44 | D:13'' H:9 3/4'' O:54 3/4'' | 7.3 | 13 |  |  | 9.75 | Center Lock-Up |  |  | 54.75 |  |  |  | No |  | No | [20 empty] | D:5 1/2'' H:1 1/4'' Round |  |  |  |  | 120 | Gold |  |  | Hardwired | 0 | 0 | 0 | 1 | 1 | 0 | 0 | 0 | 0 | 0 | 0 | 785652061233 | 15.75 | 15.75 | 15 | 9 | 2.153 | 175 | Yes | [9 empty] | cETL Damp | PRATT ST METAL 2L PEND-848 | Two Light Pendant |  | 65086EN3-848_ALT.png | 65086EN3.jpg
65086EN3-962 | Two Light Pendant | Inspired by industrial lighting, the hard-working, large-scale Pratt Street metal pendants by Sea Gull Lighting put light where you need it, while making a significant design statement. Offered in a choice of Brushed Nickel, Satin Bronze or Autumn Bronze finishes, the one-light, two-light and three-light pendants are all fully enclosed with a prismatic diffusor at the bottom to spread light output evenly and alleviate glare. The pendants are available in incandescent and ENERGY STAR-qualified LED versions, and all can easily convert to LED by purchasing LED replacement lamps sold separately. | LINE VOLTAGE PENDANT | Pratt Street Metal | Pendants | Brushed Nickel | 962 | Steel |  |  |  | Clear Textured Glass | 2 Medium A19 9.3w |  | 2 | Yes | [14 empty] | 0 | [12 empty] | 149.98 | 299.96 | 449.94 | D:13'' H:9 3/4'' O:54 3/4'' | 7.3 | 13 |  |  | 9.75 | Center Lock-Up |  |  | 54.75 |  |  |  | No |  | No | [20 empty] | D:5 1/2'' H:1 1/4'' Round |  |  |  |  | 120 | Clear Silver |  |  | Hardwired | 0 | 0 | 0 | 1 | 1 | 0 | 0 | 0 | 0 | 0 | 0 | 785652046742 | 15.75 | 15.5 | 15 | 9.6 | 2.119 | 175 | Yes | [9 empty] | cETL Damp | PRATT ST METAL 2L PEND-962 | Two Light Pendant |  | 65086EN3-962.jpg | 65086.jpg
65087-715 | Three Light Pendant | Inspired by industrial lighting, the hard-working, large-scale Pratt Street metal pendants by Sea Gull Lighting put light where you need it, while making a significant design statement. Offered in a choice of Brushed Nickel, Satin Bronze or Autumn Bronze finishes, the one-light, two-light and three-light pendants are all fully enclosed with a prismatic diffusor at the bottom to spread light output evenly and alleviate glare. The pendants are available in incandescent and ENERGY STAR-qualified LED versions, and all can easily convert to LED by purchasing LED replacement lamps sold separately. | LINE VOLTAGE PENDANT | Pratt Street Metal | Pendants | Autumn Bronze | 715 | Steel |  |  |  | Clear Textured Glass | 3 Medium A19 75w |  | 3 | No | [14 empty] | 0 | [12 empty] | 182.98 | 365.96 | 548.94 | D:16'' H:13 1/4'' O:58 1/4'' | 10.3 | 16 |  |  | 13.25 | Center Lock-Up |  |  | 58.25 |  |  |  | No |  | No | [20 empty] | D:5 1/2'' H:1 1/4'' Round |  |  |  |  | 120 | Brown |  |  | Hardwired | 0 | 0 | 0 | 0 | 1 | 0 | 0 | 1 | 0 | 0 | 0 | 785652229046 | 19.25 | 19 | 17.75 | 13.6 | 3.757 | 250 | Yes | [9 empty] | cETL Damp | PRATT ST METAL 3L PEND-715 | Three Light Pendant |  | 65087-715.jpg | 65087.jpg
65087-848 | Three Light Pendant | Inspired by industrial lighting, the hard-working, large-scale Pratt Street metal pendants by Sea Gull Lighting put light where you need it, while making a significant design statement. Offered in a choice of Brushed Nickel, Satin Bronze or Autumn Bronze finishes, the one-light, two-light and three-light pendants are all fully enclosed with a prismatic diffusor at the bottom to spread light output evenly and alleviate glare. The pendants are available in incandescent and ENERGY STAR-qualified LED versions, and all can easily convert to LED by purchasing LED replacement lamps sold separately. | LINE VOLTAGE PENDANT | Pratt Street Metal | Pendants | Satin Bronze | 848 | Steel |  |  |  | Clear Textured Glass | 3 Medium A19 75w |  | 3 | No | [14 empty] | 0 | [12 empty] | 199.98 | 399.96 | 599.94 | D:16'' H:13 1/4'' O:58 1/4'' | 10.3 | 16 |  |  | 13.25 | Center Lock-Up |  |  | 58.25 |  |  |  | No |  | No | [20 empty] | D:5 1/2'' H:1 1/4'' Round |  |  |  |  | 120 | Gold |  |  | Hardwired | 0 | 0 | 0 | 0 | 1 | 0 | 0 | 1 | 0 | 0 | 0 | 785652060830 | 19.25 | 17.25 | 18.25 | 13 | 3.507 | 250 | Yes | [9 empty] | cETL Damp | PRATT ST METAL 3L PEND-848 | Three Light Pendant |  | 65087-848_ALT.png | 65087.jpg
6508793S-715 | Large LED Pendant | Inspired by industrial lighting, the hard-working, large-scale Pratt Street metal pendants by Sea Gull Lighting put light where you need it, while making a significant design statement. Offered in a choice of Brushed Nickel, Satin Bronze or Autumn Bronze finishes, the one-light, two-light and three-light pendants are all fully enclosed with a prismatic diffusor at the bottom to spread light output evenly and alleviate glare. The pendants are available in incandescent and ENERGY STAR-qualified LED versions, and all can easily convert to LED by purchasing LED replacement lamps sold separately. | LINE VOLTAGE PENDANT | Pratt Street Metal | Pendants | Autumn Bronze | 715 | Steel | Clear Textured Glass | D:15.5" H:0.25" |  |  |  |  | 2 | No | 2000 | 3000 | 90 | 28 | 120 | 19 - Integrated | MODS - Modules |  | 5 | 100 | LED | 28 | 28 | 50000 | 0 | [12 empty] | 212.98 | 425.96 | 638.94 | D:16'' H:13 1/4'' O:58 1/4'' | 10.3 | 16 |  |  | 13.25 | Center Lock-Up |  |  | 58.25 |  |  |  | No |  | No | [20 empty] | D:5 1/2'' H:1 1/4'' Round |  |  |  |  | 120 | Brown |  |  | Hardwired | 0 | 0 | 0 | 0 | 1 | 0 | 0 | 0 | 0 | 0 | 0 | 785652064999 | 19.5 | 19 | 18.25 | 13.2 | 3.913 | 250 | Yes | [9 empty] | cETL Damp | PRATT ST METAL LED PEND-715 | Large LED Pendant |  | 6508793S-715_ALT.jpg | 6508791S.jpg
6508793S-848 | Large LED Pendant | Inspired by industrial lighting, the hard-working, large-scale Pratt Street metal pendants by Sea Gull Lighting put light where you need it, while making a significant design statement. Offered in a choice of Brushed Nickel, Satin Bronze or Autumn Bronze finishes, the one-light, two-light and three-light pendants are all fully enclosed with a prismatic diffusor at the bottom to spread light output evenly and alleviate glare. The pendants are available in incandescent and ENERGY STAR-qualified LED versions, and all can easily convert to LED by purchasing LED replacement lamps sold separately. | LINE VOLTAGE PENDANT | Pratt Street Metal | Pendants | Satin Bronze | 848 | Steel | Clear Textured Glass | D:15.5" H:0.25" |  |  |  |  | 2 | No | 2000 | 3000 | 90 | 28 | 120 | 19 - Integrated | MODS - Modules |  | 5 | 100 | LED | 28 | 28 | 50000 | 0 | [12 empty] | 238.48 | 476.96 | 715.44 | D:16'' H:13 1/4'' O:58 1/4'' | 10.3 | 16 |  |  | 13.25 | Center Lock-Up |  |  | 58.25 |  |  |  | No |  | No | [20 empty] | D:5 1/2'' H:1 1/4'' Round |  |  |  |  | 120 | Gold |  |  | Hardwired | 0 | 0 | 0 | 0 | 1 | 0 | 0 | 0 | 0 | 0 | 0 | 785652065002 | 19.5 | 19.5 | 18.25 | 13 | 4.016 | 250 | Yes | [9 empty] | cETL Damp | PRATT ST METAL LED PEND-848 | Large LED Pendant |  | 6508793S-848_ALT.png | 6508791S.jpg
6508793S-962 | Large LED Pendant | Inspired by industrial lighting, the hard-working, large-scale Pratt Street metal pendants by Sea Gull Lighting put light where you need it, while making a significant design statement. Offered in a choice of Brushed Nickel, Satin Bronze or Autumn Bronze finishes, the one-light, two-light and three-light pendants are all fully enclosed with a prismatic diffusor at the bottom to spread light output evenly and alleviate glare. The pendants are available in incandescent and ENERGY STAR-qualified LED versions, and all can easily convert to LED by purchasing LED replacement lamps sold separately. | LINE VOLTAGE PENDANT | Pratt Street Metal | Pendants | Brushed Nickel | 962 | Steel | Clear Textured Glass | D:15.5" H:0.25" |  |  |  |  | 2 | No | 2000 | 3000 | 90 | 28 | 120 | 19 - Integrated | MODS - Modules |  | 5 | 100 | LED | 28 | 28 | 50000 | 0 | [12 empty] | 212.98 | 425.96 | 638.94 | D:16'' H:13 1/4'' O:58 1/4'' | 10.3 | 16 |  |  | 13.25 | Center Lock-Up |  |  | 58.25 |  |  |  | No |  | No | [20 empty] | D:5 1/2'' H:1 1/4'' Round |  |  |  |  | 120 | Clear Silver |  |  | Hardwired | 0 | 0 | 0 | 0 | 1 | 0 | 0 | 0 | 0 | 0 | 0 | 785652065019 | 19.5 | 19 | 18.25 | 13.1 | 3.913 | 250 | Yes | [9 empty] | cETL Damp | PRATT ST METAL LED PEND-962 | Large LED Pendant |  | 6508793S-962_ALT.jpg | 6508791S.jpg
65087-962 | Three Light Pendant | Inspired by industrial lighting, the hard-working, large-scale Pratt Street metal pendants by Sea Gull Lighting put light where you need it, while making a significant design statement. Offered in a choice of Brushed Nickel, Satin Bronze or Autumn Bronze finishes, the one-light, two-light and three-light pendants are all fully enclosed with a prismatic diffusor at the bottom to spread light output evenly and alleviate glare. The pendants are available in incandescent and ENERGY STAR-qualified LED versions, and all can easily convert to LED by purchasing LED replacement lamps sold separately. | LINE VOLTAGE PENDANT | Pratt Street Metal | Pendants | Brushed Nickel | 962 | Steel |  |  |  | Clear Textured Glass | 3 Medium A19 75w |  | 3 | No | [14 empty] | 0 | [12 empty] | 182.98 | 365.96 | 548.94 | D:16'' H:13 1/4'' O:58 1/4'' | 10.3 | 16 |  |  | 13.25 | Center Lock-Up |  |  | 58.25 |  |  |  | No |  | No | [20 empty] | D:5 1/2'' H:1 1/4'' Round |  |  |  |  | 120 | Clear Silver |  |  | Hardwired | 0 | 0 | 0 | 0 | 1 | 0 | 0 | 1 | 0 | 0 | 0 | 785652218095 | 19.25 | 19.25 | 18 | 12.9 | 3.86 | 250 | Yes | [9 empty] | cETL Damp | PRATT ST METAL 3L PEND-962 | Three Light Pendant |  | 65087-962.jpg | 65087.jpg
65087EN3-715 | Three Light Pendant | Inspired by industrial lighting, the hard-working, large-scale Pratt Street metal pendants by Sea Gull Lighting put light where you need it, while making a significant design statement. Offered in a choice of Brushed Nickel, Satin Bronze or Autumn Bronze finishes, the one-light, two-light and three-light pendants are all fully enclosed with a prismatic diffusor at the bottom to spread light output evenly and alleviate glare. The pendants are available in incandescent and ENERGY STAR-qualified LED versions, and all can easily convert to LED by purchasing LED replacement lamps sold separately. | LINE VOLTAGE PENDANT | Pratt Street Metal | Pendants | Autumn Bronze | 715 | Steel |  |  |  | Clear Textured Glass | 3 Medium A19 9.3w |  | 3 | Yes | [14 empty] | 0 | [12 empty] | 199.98 | 399.96 | 599.94 | D:16'' H:13 1/4'' O:58 1/4'' | 10.3 | 16 |  |  | 13.25 | Center Lock-Up |  |  | 58.25 |  |  |  | No |  | No | [20 empty] | D:5 1/2'' H:1 1/4'' Round |  |  |  |  | 120 | Brown |  |  | Hardwired | 0 | 0 | 0 | 1 | 1 | 0 | 0 | 0 | 0 | 0 | 0 | 785652046759 | 19.25 | 19 | 17.75 | 13.6 | 3.757 | 250 | Yes | [9 empty] | cETL Damp | PRATT ST METAL 3L PEND-715 | Three Light Pendant |  | 65087EN3-715.jpg | 65087.jpg
65087EN3-848 | Three Light Pendant | Inspired by industrial lighting, the hard-working, large-scale Pratt Street metal pendants by Sea Gull Lighting put light where you need it, while making a significant design statement. Offered in a choice of Brushed Nickel, Satin Bronze or Autumn Bronze finishes, the one-light, two-light and three-light pendants are all fully enclosed with a prismatic diffusor at the bottom to spread light output evenly and alleviate glare. The pendants are available in incandescent and ENERGY STAR-qualified LED versions, and all can easily convert to LED by purchasing LED replacement lamps sold separately. | LINE VOLTAGE PENDANT | Pratt Street Metal | Pendants | Satin Bronze | 848 | Steel |  |  |  | Clear Textured Glass | 3 Medium A19 9.3w |  | 3 | Yes | [14 empty] | 0 | [12 empty] | 219.98 | 439.96 | 659.94 | D:16'' H:13 1/4'' O:58 1/4'' | 10.3 | 16 |  |  | 13.25 | Center Lock-Up |  |  | 58.25 |  |  |  | No |  | No | [20 empty] | D:5 1/2'' H:1 1/4'' Round |  |  |  |  | 120 | Gold |  |  | Hardwired | 0 | 0 | 0 | 1 | 1 | 0 | 0 | 0 | 0 | 0 | 0 | 785652061240 | 19.25 | 19 | 17.75 | 13.6 | 3.757 | 250 | Yes | [9 empty] | cETL Damp | PRATT ST METAL 3L PEND-848 | Three Light Pendant |  | 65087EN3-848_ALT.png | 65087EN3.jpg
65087EN3-962 | Three Light Pendant | Inspired by industrial lighting, the hard-working, large-scale Pratt Street metal pendants by Sea Gull Lighting put light where you need it, while making a significant design statement. Offered in a choice of Brushed Nickel, Satin Bronze or Autumn Bronze finishes, the one-light, two-light and three-light pendants are all fully enclosed with a prismatic diffusor at the bottom to spread light output evenly and alleviate glare. The pendants are available in incandescent and ENERGY STAR-qualified LED versions, and all can easily convert to LED by purchasing LED replacement lamps sold separately. | LINE VOLTAGE PENDANT | Pratt Street Metal | Pendants | Brushed Nickel | 962 | Steel |  |  |  | Clear Textured Glass | 3 Medium A19 9.3w |  | 3 | Yes | [14 empty] | 0 | [12 empty] | 199.98 | 399.96 | 599.94 | D:16'' H:13 1/4'' O:58 1/4'' | 10.3 | 16 |  |  | 13.25 | Center Lock-Up |  |  | 58.25 |  |  |  | No |  | No | [20 empty] | D:5 1/2'' H:1 1/4'' Round |  |  |  |  | 120 | Clear Silver |  |  | Hardwired | 0 | 0 | 0 | 1 | 1 | 0 | 0 | 0 | 0 | 0 | 0 | 785652046766 | 19.25 | 19.25 | 18 | 12.9 | 3.86 | 250 | Yes | [9 empty] | cETL Damp | PRATT ST METAL 3L PEND-962 | Three Light Pendant |  | 65087EN3-962.jpg | 65087.jpg
6511904-05 | Four Light Pendant | The Havenwood pendant collection by Sea Gull Lighting takes a modern twist on the traditional interior lantern, using a glass sphere instead of the classic cylindrical cloche profile. The clean lines and elegantly simple style make a statement, whether installed as a single pendant or in multiples. The decorative chain reaching from the canopy to the central frame adds visual interest. Offered in Chrome and Autumn Bronze finishes, the pendant light collection offers 12” in diameter by 26-3/4” tall, 15” in diameter by 34-1/4” tall and 18” in diameter by 41-1/2” tall versions. Incandescent and ENERGY STAR-qualified LED lamping are available; all fixtures are California Title 24 compliant. | LINE VOLTAGE PENDANT | Havenwood | Pendants | Chrome | 5 | Steel | Clear Glass |  |  |  | 4 Candelabra B10 Torpedo 60w |  | 4 | No | [14 empty] | 0 | [12 empty] | 185.45 | 370.9 | 556.35 | D:17 1/2'' H:34 1/4'' O:156 1/4'' | 14.3 | 17.5 |  |  | 34.25 | Center Lock-Up |  |  | 156.25 |  |  |  | No |  | No | [20 empty] | D:5 1/2'' H:1 1/4'' Round |  |  |  |  | 144 | Clear | 120 |  | Hardwired | 0 | 0 | 0 | 0 | 1 | 0 | 0 | 1 | 1 | 0 | 0 | 785652251740 | 22.5 | 19.75 | 19.25 | 16.9 | 4.95 | 250 | Yes | [9 empty] | cETL Damp | HAVENWOOD 4L PEND-05 | Four Light Pendant |  | 6511904-05.jpg | 6511904.jpg
6511904-715 | Four Light Pendant | The Havenwood pendant collection by Sea Gull Lighting takes a modern twist on the traditional interior lantern, using a glass sphere instead of the classic cylindrical cloche profile. The clean lines and elegantly simple style make a statement, whether installed as a single pendant or in multiples. The decorative chain reaching from the canopy to the central frame adds visual interest. Offered in Chrome and Autumn Bronze finishes, the pendant light collection offers 12” in diameter by 26-3/4” tall, 15” in diameter by 34-1/4” tall and 18” in diameter by 41-1/2” tall versions. Incandescent and ENERGY STAR-qualified LED lamping are available; all fixtures are California Title 24 compliant. | LINE VOLTAGE PENDANT | Havenwood | Pendants | Autumn Bronze | 715 | Steel | Clear Glass |  |  |  | 4 Candelabra B10 Torpedo 60w |  | 4 | No | [14 empty] | 0 | [12 empty] | 185.45 | 370.9 | 556.35 | D:17 1/2'' H:34 1/4'' O:156 1/4'' | 14.3 | 17.5 |  |  | 34.25 | Center Lock-Up |  |  | 156.25 |  |  |  | No |  | No | [20 empty] | D:5 1/2'' H:1 1/4'' Round |  |  |  |  | 144 | Brown | 120 |  | Hardwired | 0 | 0 | 0 | 0 | 1 | 0 | 0 | 1 | 1 | 0 | 0 | 785652251757 | 22.5 | 19.75 | 19.25 | 16.9 | 4.95 | 250 | Yes | [9 empty] | cETL Damp | HAVENWOOD 4L PEND-715 | Four Light Pendant |  | 6511904-715.jpg | 6511904.jpg
6511906-05 | Six Light Pendant | The Havenwood pendant collection by Sea Gull Lighting takes a modern twist on the traditional interior lantern, using a glass sphere instead of the classic cylindrical cloche profile. The clean lines and elegantly simple style make a statement, whether installed as a single pendant or in multiples. The decorative chain reaching from the canopy to the central frame adds visual interest. Offered in Chrome and Autumn Bronze finishes, the pendant light collection offers 12” in diameter by 26-3/4” tall, 15” in diameter by 34-1/4” tall and 18” in diameter by 41-1/2” tall versions. Incandescent and ENERGY STAR-qualified LED lamping are available; all fixtures are California Title 24 compliant. | LINE VOLTAGE PENDANT | Havenwood | Pendants | Chrome | 5 | Steel | Clear Glass |  |  |  | 6 Candelabra B10 Torpedo 60w |  | 6 | No | [14 empty] | 0 | [12 empty] | 231.45 | 462.9 | 694.35 | D:21'' H:41 1/4'' O:163 1/4'' | 21.5 | 21 |  |  | 41.25 | Center Lock-Up |  |  | 163.25 |  |  |  | No |  | No | [20 empty] | D:5 1/2'' H:1 1/4'' Round |  |  |  |  | 144 | Clear | 120 |  | Hardwired | 0 | 0 | 0 | 0 | 1 | 0 | 0 | 1 | 1 | 0 | 0 | 785652274312 | 26 | 22.75 | 22.75 | 25.5 | 7.787 | 250 | Yes | [9 empty] | cETL Damp | HAVENWOOD 6L PEND-05 | Six Light Pendant |  | 6511906-05.jpg | 6511906.jpg
6513001-845 | One Light Pendant | The subtle details of the Parkfield lighting collection by Sea Gull Lighting make this transitional design perfect for a wide range of décor. The four-sided, glass shades and the supporting sockets feature a graduated step detail which gives each fixture a slightly more masculine and tailored look. Available in both a casual Flemish Bronze finish with Crème Parchment glass or the elegantly modern Brushed Nickel finish with Opal Etched glass, the full lighting collection offers a nine-light or five-light chandelier, a three-light down chandelier; a two-light semi-flush mount; a three-light up pendant; and one-light, two-light, three-light and four-light bath fixture (all of which can mount up or down). Incandescent and ENERGY STAR-qualified LED lamping are available. | LINE VOLTAGE PENDANT | Parkfield | Pendants | Flemish Bronze | 845 | Steel | Creme Parchment Glass | D:15" H:4.5" |  |  | 1 Medium A19 75w |  | 1 | No | [14 empty] | 0 | [12 empty] | 87.45 | 174.9 | 262.35 | D:15'' H:5 7/8'' O:52'' | 4.9 | 15 |  |  | 5.875 | Dual Mount |  |  | 52 | 15.9375 - 51.9375 |  |  | No |  | No | [20 empty] | D:5'' H:5/8'' Round |  |  |  |  | 72 | Brown |  |  | Hardwired | 0 | 0 | 0 | 0 | 1 | 0 | 0 | 1 | 0 | 0 | 0 | 785652274237 | 18 | 18 | 9 | 7.2 | 1.688 | 175 | Yes | [9 empty] | cETL Damp | PARKFIELD 1L PEND-845 | One Light Pendant |  | 6513001-845.jpg | 6513001.jpg
6513001-962 | One Light Pendant | The subtle details of the Parkfield lighting collection by Sea Gull Lighting make this transitional design perfect for a wide range of décor. The four-sided, glass shades and the supporting sockets feature a graduated step detail which gives each fixture a slightly more masculine and tailored look. Available in both a casual Flemish Bronze finish with Crème Parchment glass or the elegantly modern Brushed Nickel finish with Opal Etched glass, the full lighting collection offers a nine-light or five-light chandelier, a three-light down chandelier; a two-light semi-flush mount; a three-light up pendant; and one-light, two-light, three-light and four-light bath fixture (all of which can mount up or down). Incandescent and ENERGY STAR-qualified LED lamping are available. | LINE VOLTAGE PENDANT | Parkfield | Pendants | Brushed Nickel | 962 | Steel | Etched / White Inside Glass | D:15" H:4.5" |  |  | 1 Medium A19 75w |  | 1 | No | [14 empty] | 0 | [12 empty] | 87.45 | 174.9 | 262.35 | D:15'' H:5 7/8'' O:52'' | 4.9 | 15 |  |  | 5.875 | Dual Mount |  |  | 52 | 15.9375 - 51.9375 |  |  | No |  | No | [20 empty] | D:5'' H:5/8'' Round |  |  |  |  | 72 | Clear |  |  | Hardwired | 0 | 0 | 0 | 0 | 1 | 0 | 0 | 1 | 0 | 0 | 0 | 785652274244 | 18 | 18 | 8.5 | 6.8 | 1.594 | 175 | Yes | [9 empty] | cETL Damp | PARKFIELD 1L PEND-962 | One Light Pendant |  | 6513001-962.jpg | 6513001.jpg
6513001EN3-845 | One Light Pendant | The subtle details of the Parkfield lighting collection by Sea Gull Lighting make this transitional design perfect for a wide range of décor. The four-sided, glass shades and the supporting sockets feature a graduated step detail which gives each fixture a slightly more masculine and tailored look. Available in both a casual Flemish Bronze finish with Crème Parchment glass or the elegantly modern Brushed Nickel finish with Opal Etched glass, the full lighting collection offers a nine-light or five-light chandelier, a three-light down chandelier; a two-light semi-flush mount; a three-light up pendant; and one-light, two-light, three-light and four-light bath fixture (all of which can mount up or down). Incandescent and ENERGY STAR-qualified LED lamping are available. | LINE VOLTAGE PENDANT | Parkfield | Pendants | Flemish Bronze | 845 | Steel | Creme Parchment Glass | D:15" H:4.5" |  |  | 1 Medium A19 9.3w |  | 1 | Yes | [14 empty] | 0 | [12 empty] | 90.95 | 181.9 | 272.85 | D:15'' H:5 7/8'' O:52'' | 4.9 | 15 |  |  | 5.875 | Dual Mount |  |  | 52 |  |  |  | No |  | No | [20 empty] | D:5'' H:5/8'' Round |  |  |  |  | 72 | Clear |  |  | Hardwired | 0 | 0 | 0 | 1 | 1 | 0 | 0 | 0 | 0 | 0 | 0 | 785652050725 | 18 | 18 | 9 | 7.2 | 1.688 | 175 | Yes | [9 empty] | cETL Damp | PARKFIELD 1L PEND-845 | One Light Pendant |  | 6513001EN3-845.jpg | 6513001.jpg
6513001EN3-962 | One Light Pendant | The subtle details of the Parkfield lighting collection by Sea Gull Lighting make this transitional design perfect for a wide range of décor. The four-sided, glass shades and the supporting sockets feature a graduated step detail which gives each fixture a slightly more masculine and tailored look. Available in both a casual Flemish Bronze finish with Crème Parchment glass or the elegantly modern Brushed Nickel finish with Opal Etched glass, the full lighting collection offers a nine-light or five-light chandelier, a three-light down chandelier; a two-light semi-flush mount; a three-light up pendant; and one-light, two-light, three-light and four-light bath fixture (all of which can mount up or down). Incandescent and ENERGY STAR-qualified LED lamping are available. | LINE VOLTAGE PENDANT | Parkfield | Pendants | Brushed Nickel | 962 | Steel | Etched / White Inside Glass | D:15" H:4.5" |  |  | 1 Medium A19 9.3w |  | 1 | Yes | [14 empty] | 0 | [12 empty] | 90.95 | 181.9 | 272.85 | D:15'' H:5 7/8'' O:52'' | 4.9 | 15 |  |  | 5.875 | Dual Mount |  |  | 52 |  |  |  | No |  | No | [20 empty] | D:5'' H:5/8'' Round |  |  |  |  | 72 | Clear |  |  | Hardwired | 0 | 0 | 0 | 1 | 1 | 0 | 0 | 0 | 0 | 0 | 0 | 785652050732 | 18 | 18 | 8.5 | 6.8 | 1.594 | 175 | Yes | [9 empty] | cETL Damp | PARKFIELD 1L PEND-962 | One Light Pendant |  | 6513001EN3-962.jpg | 6513001.jpg
6513201-715 | One Light Pendant | The soft curves give the transitional Metcalf lighting collection by Sea Gull Lighting its clean, subtle look. The modern silhouette of the Satin Etched glass shades reinforces the easy and casual lines of this design. Equally at home in a contemporary, urban setting or a transitional décor in the suburbs, the full lighting collection is offered in Autumn Bronze and Brushed Nickel finishes and is comprised of nine-, five- and three-light chandeliers; one- and three-light pendants, mini pendant, two-light semi-flush mount; and one-, two-, three- and four-light bath fixtures. Incandescent and ENERGY STAR-qualified LED lamping are available; all fixtures are California Title 24 compliant. | LINE VOLTAGE PENDANT | Metcalf | Pendants | Autumn Bronze | 715 | Steel | Satin Etched Glass | D:15" H:5.75" |  |  | 1 Medium A19 75w |  | 1 | No | [14 empty] | 0 | [12 empty] | 74.98 | 149.96 | 224.94 | D:15'' H:7 1/2'' O:52'' | 4.9 | 15 |  |  | 7.5 | Dual Mount |  |  | 52 | 29.75 - 59.75 |  |  | No |  | No | [20 empty] | D:5 1/8'' H:1'' Round |  |  |  |  | 96 | Brown |  |  | Hardwired | 0 | 0 | 0 | 0 | 1 | 0 | 0 | 1 | 0 | 0 | 0 | 785652275180 | 18.25 | 18.25 | 9.75 | 6.7 | 1.879 | 250 | Yes | [9 empty] | cETL Damp | METCALF 1L PEND-715 | One Light Pendant |  | 6513201-715.jpg | 6513201.jpg
6513201-962 | One Light Pendant | The soft curves give the transitional Metcalf lighting collection by Sea Gull Lighting its clean, subtle look. The modern silhouette of the Satin Etched glass shades reinforces the easy and casual lines of this design. Equally at home in a contemporary, urban setting or a transitional décor in the suburbs, the full lighting collection is offered in Autumn Bronze and Brushed Nickel finishes and is comprised of nine-, five- and three-light chandeliers; one- and three-light pendants, mini pendant, two-light semi-flush mount; and one-, two-, three- and four-light bath fixtures. Incandescent and ENERGY STAR-qualified LED lamping are available; all fixtures are California Title 24 compliant. | LINE VOLTAGE PENDANT | Metcalf | Pendants | Brushed Nickel | 962 | Steel | Satin Etched Glass | D:15" H:5.75" |  |  | 1 Medium A19 75w |  | 1 | No | [14 empty] | 0 | [12 empty] | 74.98 | 149.96 | 224.94 | D:15'' H:7 1/2'' O:59 3/4'' | 4.9 | 15 |  |  | 7.5 | Dual Mount |  |  | 59.75 | 29.75 - 59.75 |  |  | No |  | No | [20 empty] | D:5 1/8'' H:1'' Round |  |  |  |  | 96 | Clear Silver |  |  | Hardwired | 0 | 0 | 0 | 0 | 1 | 0 | 0 | 1 | 0 | 0 | 0 | 785652275197 | 18.25 | 18.25 | 9.75 | 6.7 | 1.879 | 250 | Yes | [9 empty] | cETL Damp | METCALF 1L PEND-962 | One Light Pendant |  | 6513201-962.jpg | 6513201.jpg
6513201EN3-715 | One Light Pendant | The soft curves give the transitional Metcalf lighting collection by Sea Gull Lighting its clean, subtle look. The modern silhouette of the Satin Etched glass shades reinforces the easy and casual lines of this design. Equally at home in a contemporary, urban setting or a transitional décor in the suburbs, the full lighting collection is offered in Autumn Bronze and Brushed Nickel finishes and is comprised of nine-, five- and three-light chandeliers; one- and three-light pendants, mini pendant, two-light semi-flush mount; and one-, two-, three- and four-light bath fixtures. Incandescent and ENERGY STAR-qualified LED lamping are available; all fixtures are California Title 24 compliant. | LINE VOLTAGE PENDANT | Metcalf | Pendants | Autumn Bronze | 715 | Steel | Satin Etched Glass | D:15" H:5.75" |  |  | 1 Medium A19 9.3w |  | 1 | Yes | [14 empty] | 0 | [12 empty] | 82.48 | 164.96 | 247.44 | D:15'' H:7 1/2'' O:52'' | 4.9 | 15 |  |  | 7.5 | Dual Mount |  |  | 52 |  |  |  | No |  | No | [20 empty] | D:5 1/8'' H:1'' Round |  |  |  |  | 96 | Brown |  |  | Hardwired | 0 | 0 | 0 | 1 | 1 | 0 | 0 | 0 | 0 | 0 | 0 | 785652050749 | 18.25 | 18.25 | 9.75 | 6.7 | 1.879 | 250 | Yes | [9 empty] | cETL Damp | METCALF 1L PEND-715 | One Light Pendant |  | 6513201EN3-715.jpg | 6513201.jpg
6513201EN3-962 | One Light Pendant | The soft curves give the transitional Metcalf lighting collection by Sea Gull Lighting its clean, subtle look. The modern silhouette of the Satin Etched glass shades reinforces the easy and casual lines of this design. Equally at home in a contemporary, urban setting or a transitional décor in the suburbs, the full lighting collection is offered in Autumn Bronze and Brushed Nickel finishes and is comprised of nine-, five- and three-light chandeliers; one- and three-light pendants, mini pendant, two-light semi-flush mount; and one-, two-, three- and four-light bath fixtures. Incandescent and ENERGY STAR-qualified LED lamping are available; all fixtures are California Title 24 compliant. | LINE VOLTAGE PENDANT | Metcalf | Pendants | Brushed Nickel | 962 | Steel | Satin Etched Glass | D:15" H:5.75" |  |  | 1 Medium A19 9.3w |  | 1 | Yes | [14 empty] | 0 | [12 empty] | 82.48 | 164.96 | 247.44 | D:15'' H:7 1/2'' O:59 3/4'' | 4.9 | 15 |  |  | 7.5 | Dual Mount |  |  | 59.75 |  |  |  | No |  | No | [20 empty] | D:5 1/8'' H:1'' Round |  |  |  |  | 96 | Clear Silver |  |  | Hardwired | 0 | 0 | 0 | 1 | 1 | 0 | 0 | 0 | 0 | 0 | 0 | 785652050756 | 18.25 | 18.25 | 9.75 | 6.7 | 1.879 | 250 | Yes | [9 empty] | cETL Damp | METCALF 1L PEND-962 | One Light Pendant |  | 6513201EN3-962.jpg | 6513201.jpg
6513703-778 | Three Light Pendant | Ellis Harper has an Arts and Crafts pedigree with a Modernist twist. The array of fixtures showcases Sea Gull's commitment to high style with robust construction and craftsmanship at an exceptional price. The subtle detail allows this transitional design to easily fit into any décor. The sleek, geometric arms and square Satin Etched glass shades add touches of elegance to its streamlined profile. The assortment includes: four- and eight-light chandeliers, a six-light linear, one-light mini-pendant, and one-, two-, three- and four-light bath fixtures. All fixtures are offered in either a Brushed Nickel or Brushed Oil Rubbed Bronze. | LINE VOLTAGE PENDANT | Ellis Harper | Pendants | Brushed Oil Rubbed Bronze | 778 | Steel | Etched / White Inside Glass | L:14.75" W:14.75" H:4.125" |  |  | 3 Medium A19 75w |  | 3 | No | [14 empty] | 0 | [12 empty] | 124.5 | 249 | 373.5 | L:16'' W:16'' H:16 1/8'' O:62 1/2'' |  |  | 16 | 16 | 16.125 | Screw Collar - Stem |  |  | 62.5 |  |  |  | No |  | No | [20 empty] | DP:5'' W:5'' H:1'' Square |  |  |  |  | 120 | Brown |  |  | Hardwired | 0 | 0 | 0 | 0 | 1 | 0 | 0 | 1 | 0 | 0 | 0 | 785652079139 | [16 empty] | cETL Damp | ELLIS HARPER 3L PEND-778 | Three Light Pendant |  | 6513703-778.jpg | 6513703.jpg
6513703-962 | Three Light Pendant | Ellis Harper has an Arts and Crafts pedigree with a Modernist twist. The array of fixtures showcases Sea Gull's commitment to high style with robust construction and craftsmanship at an exceptional price. The subtle detail allows this transitional design to easily fit into any décor. The sleek, geometric arms and square Satin Etched glass shades add touches of elegance to its streamlined profile. The assortment includes: four- and eight-light chandeliers, a six-light linear, one-light mini-pendant, and one-, two-, three- and four-light bath fixtures. All fixtures are offered in either a Brushed Nickel or Brushed Oil Rubbed Bronze. | LINE VOLTAGE PENDANT | Ellis Harper | Pendants | Brushed Nickel | 962 | Steel | Etched / White Inside Glass | L:14.75" W:14.75" H:4.125" |  |  | 3 Medium A19 75w |  | 3 | No | [14 empty] | 0 | [12 empty] | 124.5 | 249 | 373.5 | L:16'' W:16'' H:16 1/8'' O:62 1/2'' |  |  | 16 | 16 | 16.125 | Screw Collar - Stem |  |  | 62.5 |  |  |  | No |  | No | [20 empty] | DP:5'' W:5'' H:1'' Square |  |  |  |  | 120 | Clear Silver |  |  | Hardwired | 0 | 0 | 0 | 0 | 1 | 0 | 0 | 1 | 0 | 0 | 0 | 785652079153 | [16 empty] | cETL Damp | ELLIS HARPER 3L PEND-962 | Three Light Pendant |  | 6513703-962.jpg | 6513703.jpg
6513703EN3-778 | Three Light Pendant | Ellis Harper has an Arts and Crafts pedigree with a Modernist twist. The array of fixtures showcases Sea Gull's commitment to high style with robust construction and craftsmanship at an exceptional price. The subtle detail allows this transitional design to easily fit into any décor. The sleek, geometric arms and square Satin Etched glass shades add touches of elegance to its streamlined profile. The assortment includes: four- and eight-light chandeliers, a six-light linear, one-light mini-pendant, and one-, two-, three- and four-light bath fixtures. All fixtures are offered in either a Brushed Nickel or Brushed Oil Rubbed Bronze. | LINE VOLTAGE PENDANT | Ellis Harper | Pendants | Brushed Oil Rubbed Bronze | 778 | Steel | Etched / White Inside Glass | L:14.75" W:14.75" H:4.125" |  |  | 3 Medium A19 9.3w |  | 3 | Yes | [14 empty] | 0 | [12 empty] | 139.5 | 279 | 418.5 | L:16'' W:16'' H:16 1/8'' O:62 1/2'' |  |  | 16 | 16 | 16.125 | Screw Collar - Stem |  |  | 62.5 |  |  |  | No |  | No | [20 empty] | DP:5'' W:5'' H:1'' Square |  |  |  |  | 120 | Brown |  |  | Hardwired | 0 | 0 | 0 | 1 | 1 | 0 | 0 | 0 | 0 | 0 | 0 | 785652082146 | [16 empty] | cETL Damp | ELLIS HARPER 3L PEND-778 | Three Light Pendant |  | 6513703EN3-778.jpg | 6513703EN3.jpg
6513703EN3-962 | Three Light Pendant | Ellis Harper has an Arts and Crafts pedigree with a Modernist twist. The array of fixtures showcases Sea Gull's commitment to high style with robust construction and craftsmanship at an exceptional price. The subtle detail allows this transitional design to easily fit into any décor. The sleek, geometric arms and square Satin Etched glass shades add touches of elegance to its streamlined profile. The assortment includes: four- and eight-light chandeliers, a six-light linear, one-light mini-pendant, and one-, two-, three- and four-light bath fixtures. All fixtures are offered in either a Brushed Nickel or Brushed Oil Rubbed Bronze. | LINE VOLTAGE PENDANT | Ellis Harper | Pendants | Brushed Nickel | 962 | Steel | Etched / White Inside Glass | L:14.75" W:14.75" H:4.125" |  |  | 3 Medium A19 9.3w |  | 3 | Yes | [14 empty] | 0 | [12 empty] | 139.5 | 279 | 418.5 | L:16'' W:16'' H:16 1/8'' O:62 1/2'' |  |  | 16 | 16 | 16.125 | Screw Collar - Stem |  |  | 62.5 |  |  |  | No |  | No | [20 empty] | DP:5'' W:5'' H:1'' Square |  |  |  |  | 120 | Clear Silver |  |  | Hardwired | 0 | 0 | 0 | 1 | 1 | 0 | 0 | 0 | 0 | 0 | 0 | 785652082153 | [16 empty] | cETL Damp | ELLIS HARPER 3L PEND-962 | Three Light Pendant |  | 6513703EN3-962.jpg | 6513703EN3.jpg
6514301-848 | One Light Pendant | Bronzeville brings a daring, upscale element of mid-century modern design to any space. Hand blown, Seeded Glass globes encircle warm, glowing, filament lamps, diffusing the light to create a serene ambiance of light and shadow. Available in two finishes. | LINE VOLTAGE PENDANT | Bronzeville | Pendants | Satin Bronze | 848 | Steel | Clear Seeded Glass | D:3.875" H:4.125" |  |  | 1 Medium ST19 60w |  | 1 | No | [14 empty] | 0 | [12 empty] | 136.48 | 272.96 | 409.44 | D:14 1/4'' H:17 5/8'' O:62 1/8'' | 8 | 14.25 |  |  | 17.625 | Center Lock-Up |  |  | 62.125 |  |  |  | No |  | No | [20 empty] | D:5'' H:3/4'' Round |  |  |  |  | 72 | Gold |  |  | Hardwired | 0 | 0 | 0 | 0 | 1 | 0 | 0 | 0 | 0 | 0 | 0 | 785652069505 | 20.25 | 10 | 20.5 | 8.3 | 2.402 | 250 | Yes | [9 empty] | cETL Damp | BRONZEVILLE 1L PEND-848 | One Light Pendant |  | 6514301-848.jpg | 6514301.jpg
6514301-962 | One Light Pendant | Bronzeville brings a daring, upscale element of mid-century modern design to any space. Hand blown, Seeded Glass globes encircle warm, glowing, filament lamps, diffusing the light to create a serene ambiance of light and shadow. Available in two finishes. | LINE VOLTAGE PENDANT | Bronzeville | Pendants | Brushed Nickel | 962 | Steel | Clear Seeded Glass | D:3.875" H:4.125" |  |  | 1 Medium ST19 60w |  | 1 | No | [14 empty] | 0 | [12 empty] | 136.48 | 272.96 | 409.44 | D:14 1/4'' H:17 5/8'' O:62 1/8'' | 8 | 14.25 |  |  | 17.625 | Center Lock-Up |  |  | 62.125 |  |  |  | No |  | No | [20 empty] | D:5'' H:3/4'' Round |  |  |  |  | 72 | Clear Silver |  |  | Hardwired | 0 | 0 | 0 | 0 | 1 | 0 | 0 | 0 | 0 | 0 | 0 | 785652069512 | 20.5 | 20.25 | 9.75 | 8.3 | 2.342 | 250 | Yes | [9 empty] | cETL Damp | BRONZEVILLE 1L PEND-962 | One Light Pendant |  | 6514301-962.jpg | 6514301.jpg
6514303-848 | Three Light Pendant | Bronzeville brings a daring, upscale element of mid-century modern design to any space. Hand blown, Seeded Glass globes encircle warm, glowing, filament lamps, diffusing the light to create a serene ambiance of light and shadow. Available in two finishes. | LINE VOLTAGE PENDANT | Bronzeville | Pendants | Satin Bronze | 848 | Steel | Clear Seeded Glass | D:3.875" H:4.125" |  |  | 3 Medium ST19 60w |  | 3 | No | [14 empty] | 0 | [12 empty] | 285.48 | 570.96 | 856.44 | D:21 3/4'' H:22 1/2'' O:67'' | 19.2 | 21.75 |  |  | 22.5 | Center Lock-Up |  |  | 67 |  |  |  | No |  | No | [20 empty] | D:5'' H:3/4'' Round |  |  |  |  | 72 | Gold |  |  | Hardwired | 0 | 0 | 0 | 0 | 1 | 0 | 0 | 0 | 0 | 0 | 0 | 785652069529 | 30 | 20 | 24.75 | 23.1 | 8.594 | 250 | Yes | [9 empty] | cETL Damp | BRONZEVILLE 3L PEND-848 | Three Light Pendant |  | 6514303-848.jpg | 6514303.jpg
6514303-962 | Three Light Pendant | Bronzeville brings a daring, upscale element of mid-century modern design to any space. Hand blown, Seeded Glass globes encircle warm, glowing, filament lamps, diffusing the light to create a serene ambiance of light and shadow. Available in two finishes. | LINE VOLTAGE PENDANT | Bronzeville | Pendants | Brushed Nickel | 962 | Steel | Clear Seeded Glass | D:3.875" H:4.125" |  |  | 3 Medium ST19 60w |  | 3 | No | [14 empty] | 0 | [12 empty] | 285.48 | 570.96 | 856.44 | D:21 3/4'' H:22 1/2'' O:67'' | 19.2 | 21.75 |  |  | 22.5 | Center Lock-Up |  |  | 67 |  |  |  | No |  | No | [20 empty] | D:5'' H:3/4'' Round |  |  |  |  | 72 | Clear Silver |  |  | Hardwired | 0 | 0 | 0 | 0 | 1 | 0 | 0 | 0 | 0 | 0 | 0 | 785652069536 | 20.5 | 24.5 | 20.25 | 23.7 | 5.886 | 175 | Yes | [9 empty] | cETL Damp | BRONZEVILLE 3L PEND-962 | Three Light Pendant |  | 6514303-962.jpg | 6514303.jpg
6514401-710 | One Light Pendant | The authentic details of the Stone Street pendant collection by Sea Gull Lighting give these oversized pendants an industrial look contrasted nicely by the soft, flared curves of the overall silhouette. Offered in a Brushed Nickel, Satin Bronze or Burnt Sienna finish, the pendant light collection includes three sizes: A 13” diameter by 12” tall, a 17” diameter by 15-3/8” tall, and a 21-1/2” diameter by 19-1/4” tall. All feature a bottom diffuser to soften the light’s glow. Both incandescent lamping and ENERGY STAR-qualified LED lamping are available. | LINE VOLTAGE PENDANT | Stone Street | Pendants | Burnt Sienna | 710 | Steel |  |  |  | Satin Etched Glass | 1 Medium A19 75w |  | 1 | No | [14 empty] | 0 | [12 empty] | 124.98 | 249.96 | 374.94 | D:13 1/4'' H:12'' O:56'' | 5.8 | 13.25 |  |  | 12 | Dual Mount |  |  | 56 | 21.15625 - 56 |  |  | No |  | No | [20 empty] | D:6'' H:1'' Round |  |  |  |  | 120 | Brown |  |  | Hardwired | 0 | 0 | 0 | 0 | 1 | 0 | 0 | 1 | 0 | 0 | 0 | 785652238932 | 15 | 15 | 10.5 | 8.2 | 1.367 | 125 | Yes | [9 empty] | cETL Dry | STONE ST 1L PEND-710 | One Light Pendant |  | 6514401-710.jpg
6514401-848 | One Light Pendant | The authentic details of the Stone Street pendant collection by Sea Gull Lighting give these oversized pendants an industrial look contrasted nicely by the soft, flared curves of the overall silhouette. Offered in a Brushed Nickel, Satin Bronze or Burnt Sienna finish, the pendant light collection includes three sizes: A 13” diameter by 12” tall, a 17” diameter by 15-3/8” tall, and a 21-1/2” diameter by 19-1/4” tall. All feature a bottom diffuser to soften the light’s glow. Both incandescent lamping and ENERGY STAR-qualified LED lamping are available. | LINE VOLTAGE PENDANT | Stone Street | Pendants | Satin Bronze | 848 | Steel |  |  |  | Satin Etched Glass | 1 Medium A19 75w |  | 1 | No | [14 empty] | 0 | [12 empty] | 139.98 | 279.96 | 419.94 | D:13 1/4'' H:12'' O:56'' | 5.8 | 13.25 |  |  | 12 | Dual Mount |  |  | 56 |  |  |  | No |  | No | [20 empty] | D:6'' H:1'' Round |  |  |  |  | 120 | Gold |  |  | Hardwired | 0 | 0 | 0 | 0 | 1 | 0 | 0 | 1 | 0 | 0 | 0 | 785652061189 | 15.25 | 15.25 | 11 | 7.4 | 1.48 | 175 | Yes | [9 empty] | cETL Dry | STONE ST 1L PEND-848 | One Light Pendant |  | 6514401-848.png | 6514401.jpg
6514401-962 | One Light Pendant | The authentic details of the Stone Street pendant collection by Sea Gull Lighting give these oversized pendants an industrial look contrasted nicely by the soft, flared curves of the overall silhouette. Offered in a Brushed Nickel, Satin Bronze or Burnt Sienna finish, the pendant light collection includes three sizes: A 13” diameter by 12” tall, a 17” diameter by 15-3/8” tall, and a 21-1/2” diameter by 19-1/4” tall. All feature a bottom diffuser to soften the light’s glow. Both incandescent lamping and ENERGY STAR-qualified LED lamping are available. | LINE VOLTAGE PENDANT | Stone Street | Pendants | Brushed Nickel | 962 | Steel |  |  |  | Satin Etched Glass | 1 Medium A19 75w |  | 1 | No | [14 empty] | 0 | [12 empty] | 124.98 | 249.96 | 374.94 | D:13 1/4'' H:12'' O:56'' | 5.8 | 13.25 |  |  | 12 | Dual Mount |  |  | 56 | 21.15625 - 56 |  |  | No |  | No | [20 empty] | D:6'' H:1'' Round |  |  |  |  | 120 | Clear Silver |  |  | Hardwired | 0 | 0 | 0 | 0 | 1 | 0 | 0 | 1 | 0 | 0 | 0 | 785652238949 | 15 | 15 | 10.5 | 8.2 | 1.367 | 125 | Yes | [9 empty] | cETL Dry | STONE ST 1L PEND-962 | One Light Pendant |  | 6514401-962.jpg
6514401EN3-710 | One Light Pendant | The authentic details of the Stone Street pendant collection by Sea Gull Lighting give these oversized pendants an industrial look contrasted nicely by the soft, flared curves of the overall silhouette. Offered in a Brushed Nickel, Satin Bronze or Burnt Sienna finish, the pendant light collection includes three sizes: A 13” diameter by 12” tall, a 17” diameter by 15-3/8” tall, and a 21-1/2” diameter by 19-1/4” tall. All feature a bottom diffuser to soften the light’s glow. Both incandescent lamping and ENERGY STAR-qualified LED lamping are available. | LINE VOLTAGE PENDANT | Stone Street | Pendants | Burnt Sienna | 710 | Steel |  |  |  | Satin Etched Glass | 1 Medium A19 9.3w |  | 1 | Yes | [14 empty] | 0 | [12 empty] | 132.48 | 264.96 | 397.44 | D:13 1/4'' H:12'' O:56'' | 5.8 | 13.25 |  |  | 12 | Dual Mount |  |  | 56 |  |  |  | No |  | No | [20 empty] | D:6'' H:1'' Round |  |  |  |  | 120 | Brown |  |  | Hardwired | 0 | 0 | 0 | 1 | 1 | 0 | 0 | 0 | 0 | 0 | 0 | 785652050763 | 15 | 15 | 10.5 | 8.2 | 1.367 | 125 | Yes | [9 empty] | cETL Dry | STONE ST 1L PEND-710 | One Light Pendant |  | 6514401EN3-710.jpg | 6514401.jpg
6514401EN3-848 | One Light Pendant | The authentic details of the Stone Street pendant collection by Sea Gull Lighting give these oversized pendants an industrial look contrasted nicely by the soft, flared curves of the overall silhouette. Offered in a Brushed Nickel, Satin Bronze or Burnt Sienna finish, the pendant light collection includes three sizes: A 13” diameter by 12” tall, a 17” diameter by 15-3/8” tall, and a 21-1/2” diameter by 19-1/4” tall. All feature a bottom diffuser to soften the light’s glow. Both incandescent lamping and ENERGY STAR-qualified LED lamping are available. | LINE VOLTAGE PENDANT | Stone Street | Pendants | Satin Bronze | 848 | Steel |  |  |  | Satin Etched Glass | 1 Medium A19 9.3w |  | 1 | Yes | [14 empty] | 0 | [12 empty] | 144.98 | 289.96 | 434.94 | D:13 1/4'' H:12'' O:56'' | 5.8 | 13.25 |  |  | 12 | Dual Mount |  |  | 56 |  |  |  | No |  | No | [20 empty] | D:6'' H:1'' Round |  |  |  |  | 120 | Gold |  |  | Hardwired | 0 | 0 | 0 | 1 | 1 | 0 | 0 | 0 | 0 | 0 | 0 | 785652061295 | 15 | 15 | 10.5 | 8.2 | 1.367 | 125 | Yes | [9 empty] | cETL Dry | STONE ST 1L PEND-848 | One Light Pendant |  | 6514401EN3-848.png | 6514401EN3.jpg
6514401EN3-962 | One Light Pendant | The authentic details of the Stone Street pendant collection by Sea Gull Lighting give these oversized pendants an industrial look contrasted nicely by the soft, flared curves of the overall silhouette. Offered in a Brushed Nickel, Satin Bronze or Burnt Sienna finish, the pendant light collection includes three sizes: A 13” diameter by 12” tall, a 17” diameter by 15-3/8” tall, and a 21-1/2” diameter by 19-1/4” tall. All feature a bottom diffuser to soften the light’s glow. Both incandescent lamping and ENERGY STAR-qualified LED lamping are available. | LINE VOLTAGE PENDANT | Stone Street | Pendants | Brushed Nickel | 962 | Steel |  |  |  | Satin Etched Glass | 1 Medium A19 9.3w |  | 1 | Yes | [14 empty] | 0 | [12 empty] | 132.48 | 264.96 | 397.44 | D:13 1/4'' H:12'' O:56'' | 5.8 | 13.25 |  |  | 12 | Dual Mount |  |  | 56 |  |  |  | No |  | No | [20 empty] | D:6'' H:1'' Round |  |  |  |  | 120 | Clear Silver |  |  | Hardwired | 0 | 0 | 0 | 1 | 1 | 0 | 0 | 0 | 0 | 0 | 0 | 785652050770 | 15 | 15 | 10.5 | 8.2 | 1.367 | 125 | Yes | [9 empty] | cETL Dry | STONE ST 1L PEND-962 | One Light Pendant |  | 6514401EN3-962.jpg | 6514401.jpg
6514402-710 | Two Light Pendant | The authentic details of the Stone Street pendant collection by Sea Gull Lighting give these oversized pendants an industrial look contrasted nicely by the soft, flared curves of the overall silhouette. Offered in a Brushed Nickel, Satin Bronze or Burnt Sienna finish, the pendant light collection includes three sizes: A 13” diameter by 12” tall, a 17” diameter by 15-3/8” tall, and a 21-1/2” diameter by 19-1/4” tall. All feature a bottom diffuser to soften the light’s glow. Both incandescent lamping and ENERGY STAR-qualified LED lamping are available. | LINE VOLTAGE PENDANT | Stone Street | Pendants | Burnt Sienna | 710 | Steel |  |  |  | Satin Etched Glass | 2 Medium A19 60w |  | 2 | No | [14 empty] | 0 | [12 empty] | 199.95 | 399.9 | 599.85 | D:17 1/4'' H:15 1/2'' O:59 1/2'' | 9.3 | 17.25 |  |  | 15.5 | Dual Mount |  |  | 59.5 | 24.75 - 59.5 |  |  | No |  | No | [20 empty] | D:6'' H:1'' Round |  |  |  |  | 120 | Brown |  |  | Hardwired | 0 | 0 | 0 | 0 | 1 | 0 | 0 | 1 | 0 | 0 | 0 | 785652257247 | 19 | 19 | 15.5 | 13.1 | 3.238 | 175 | Yes | [9 empty] | cETL Dry | STONE ST 2L PEND-710 | Two Light Pendant |  | 6514402-710.jpg | 6514402.jpg
6514402-848 | Two Light Pendant | The authentic details of the Stone Street pendant collection by Sea Gull Lighting give these oversized pendants an industrial look contrasted nicely by the soft, flared curves of the overall silhouette. Offered in a Brushed Nickel, Satin Bronze or Burnt Sienna finish, the pendant light collection includes three sizes: A 13” diameter by 12” tall, a 17” diameter by 15-3/8” tall, and a 21-1/2” diameter by 19-1/4” tall. All feature a bottom diffuser to soften the light’s glow. Both incandescent lamping and ENERGY STAR-qualified LED lamping are available. | LINE VOLTAGE PENDANT | Stone Street | Pendants | Satin Bronze | 848 | Steel |  |  |  | Satin Etched Glass | 2 Medium A19 60w |  | 2 | No | [14 empty] | 0 | [12 empty] | 219.98 | 439.96 | 659.94 | D:17 1/4'' H:15 1/2'' O:59 1/2'' | 9.3 | 17.25 |  |  | 15.5 | Dual Mount |  |  | 59.5 |  |  |  | No |  | No | [20 empty] | D:6'' H:1'' Round |  |  |  |  | 120 | Gold |  |  | Hardwired | 0 | 0 | 1 | 0 | 1 | 0 | 0 | 1 | 0 | 0 | 0 | 785652061196 | 19.25 | 19 | 15.75 | 11.6 | 3.334 | 250 | Yes | [9 empty] | cETL Dry | STONE ST 2L PEND-848 | Two Light Pendant |  | 6514402-848.png | 6514402.jpg
6514402-962 | Two Light Pendant | The authentic details of the Stone Street pendant collection by Sea Gull Lighting give these oversized pendants an industrial look contrasted nicely by the soft, flared curves of the overall silhouette. Offered in a Brushed Nickel, Satin Bronze or Burnt Sienna finish, the pendant light collection includes three sizes: A 13” diameter by 12” tall, a 17” diameter by 15-3/8” tall, and a 21-1/2” diameter by 19-1/4” tall. All feature a bottom diffuser to soften the light’s glow. Both incandescent lamping and ENERGY STAR-qualified LED lamping are available. | LINE VOLTAGE PENDANT | Stone Street | Pendants | Brushed Nickel | 962 | Steel |  |  |  | Satin Etched Glass | 2 Medium A19 60w |  | 2 | No | [14 empty] | 0 | [12 empty] | 199.95 | 399.9 | 599.85 | D:17 1/4'' H:15 1/2'' O:59 1/2'' | 9.3 | 17.25 |  |  | 15.5 | Dual Mount |  |  | 59.5 | 24.75 - 59.5 |  |  | No |  | No | [20 empty] | D:6'' H:1'' Round |  |  |  |  | 120 | Clear Silver |  |  | Hardwired | 0 | 0 | 0 | 0 | 1 | 0 | 0 | 1 | 0 | 0 | 0 | 785652257278 | 19 | 19 | 15.5 | 13.1 | 3.238 | 175 | Yes | [9 empty] | cETL Dry | STONE ST 2L PEND-962 | Two Light Pendant |  | 6514402-962.jpg | 6514402.jpg
6514402EN3-710 | Two Light Pendant | The authentic details of the Stone Street pendant collection by Sea Gull Lighting give these oversized pendants an industrial look contrasted nicely by the soft, flared curves of the overall silhouette. Offered in a Brushed Nickel, Satin Bronze or Burnt Sienna finish, the pendant light collection includes three sizes: A 13” diameter by 12” tall, a 17” diameter by 15-3/8” tall, and a 21-1/2” diameter by 19-1/4” tall. All feature a bottom diffuser to soften the light’s glow. Both incandescent lamping and ENERGY STAR-qualified LED lamping are available. | LINE VOLTAGE PENDANT | Stone Street | Pendants | Burnt Sienna | 710 | Steel |  |  |  | Satin Etched Glass | 2 Medium A19 9.3w |  | 2 | Yes | [14 empty] | 0 | [12 empty] | 219.98 | 439.96 | 659.94 | D:17 1/4'' H:15 1/2'' O:59 1/2'' | 9.3 | 17.25 |  |  | 15.5 | Dual Mount |  |  | 59.5 |  |  |  | No |  | No | [20 empty] | D:6'' H:1'' Round |  |  |  |  | 120 | Brown |  |  | Hardwired | 0 | 0 | 0 | 1 | 1 | 0 | 0 | 0 | 0 | 0 | 0 | 785652050787 | 19 | 19 | 15.5 | 13.1 | 3.238 | 175 | Yes | [9 empty] | cETL Dry | STONE ST 2L PEND-710 | Two Light Pendant |  | 6514402EN3-710.jpg | 6514402.jpg
6514402EN3-848 | Two Light Pendant | The authentic details of the Stone Street pendant collection by Sea Gull Lighting give these oversized pendants an industrial look contrasted nicely by the soft, flared curves of the overall silhouette. Offered in a Brushed Nickel, Satin Bronze or Burnt Sienna finish, the pendant light collection includes three sizes: A 13” diameter by 12” tall, a 17” diameter by 15-3/8” tall, and a 21-1/2” diameter by 19-1/4” tall. All feature a bottom diffuser to soften the light’s glow. Both incandescent lamping and ENERGY STAR-qualified LED lamping are available. | LINE VOLTAGE PENDANT | Stone Street | Pendants | Satin Bronze | 848 | Steel |  |  |  | Satin Etched Glass | 2 Medium A19 9.3w |  | 2 | Yes | [14 empty] | 0 | [12 empty] | 224.98 | 449.96 | 674.94 | D:17 1/4'' H:15 1/2'' O:59 1/2'' | 9.3 | 17.25 |  |  | 15.5 | Dual Mount |  |  | 59.5 |  |  |  | No |  | No | [20 empty] | D:6'' H:1'' Round |  |  |  |  | 120 | Gold |  |  | Hardwired | 0 | 0 | 0 | 1 | 1 | 0 | 0 | 0 | 0 | 0 | 0 | 785652061301 | 19.25 | 19 | 15.75 | 11.6 | 3.334 | 250 | Yes | [9 empty] | cETL Dry | STONE ST 2L PEND-848 | Two Light Pendant |  | 6514402EN3-848.png | 6514402EN3.jpg
6514402EN3-962 | Two Light Pendant | The authentic details of the Stone Street pendant collection by Sea Gull Lighting give these oversized pendants an industrial look contrasted nicely by the soft, flared curves of the overall silhouette. Offered in a Brushed Nickel, Satin Bronze or Burnt Sienna finish, the pendant light collection includes three sizes: A 13” diameter by 12” tall, a 17” diameter by 15-3/8” tall, and a 21-1/2” diameter by 19-1/4” tall. All feature a bottom diffuser to soften the light’s glow. Both incandescent lamping and ENERGY STAR-qualified LED lamping are available. | LINE VOLTAGE PENDANT | Stone Street | Pendants | Brushed Nickel | 962 | Steel |  |  |  | Satin Etched Glass | 2 Medium A19 9.3w |  | 2 | Yes | [14 empty] | 0 | [12 empty] | 219.98 | 439.96 | 659.94 | D:17 1/4'' H:15 1/2'' O:59 1/2'' | 9.3 | 17.25 |  |  | 15.5 | Dual Mount |  |  | 59.5 |  |  |  | No |  | No | [20 empty] | D:6'' H:1'' Round |  |  |  |  | 120 | Clear Silver |  |  | Hardwired | 0 | 0 | 0 | 1 | 1 | 0 | 0 | 0 | 0 | 0 | 0 | 785652050794 | 19 | 19 | 15.5 | 13.1 | 3.238 | 175 | Yes | [9 empty] | cETL Dry | STONE ST 2L PEND-962 | Two Light Pendant |  | 6514402EN3-962.jpg | 6514402.jpg
6514403-710 | Three Light Pendant | The authentic details of the Stone Street pendant collection by Sea Gull Lighting give these oversized pendants an industrial look contrasted nicely by the soft, flared curves of the overall silhouette. Offered in a Brushed Nickel, Satin Bronze or Burnt Sienna finish, the pendant light collection includes three sizes: A 13” diameter by 12” tall, a 17” diameter by 15-3/8” tall, and a 21-1/2” diameter by 19-1/4” tall. All feature a bottom diffuser to soften the light’s glow. Both incandescent lamping and ENERGY STAR-qualified LED lamping are available. | LINE VOLTAGE PENDANT | Stone Street | Pendants | Burnt Sienna | 710 | Steel |  |  |  | Satin Etched Glass | 3 Medium A19 60w |  | 3 | No | [14 empty] | 0 | [12 empty] | 294.98 | 589.96 | 884.94 | D:21 3/4'' H:19 1/2'' O:63 1/2'' | 13.6 | 21.75 |  |  | 19.5 | Dual Mount |  |  | 63.5 | 28.65625 - 63.5 |  |  | No |  | No | [20 empty] | D:6'' H:1'' Round |  |  |  |  | 120 | Brown |  |  | Hardwired | 0 | 0 | 0 | 0 | 1 | 0 | 0 | 1 | 0 | 0 | 0 | 785652238918 | 23 | 23 | 19 | 18.7 | 5.817 | 250 | Yes | [9 empty] | cETL Dry | STONE ST 3L PEND-710 | Three Light Pendant |  | 6514403-710.jpg
6514403-848 | Three Light Pendant | The authentic details of the Stone Street pendant collection by Sea Gull Lighting give these oversized pendants an industrial look contrasted nicely by the soft, flared curves of the overall silhouette. Offered in a Brushed Nickel, Satin Bronze or Burnt Sienna finish, the pendant light collection includes three sizes: A 13” diameter by 12” tall, a 17” diameter by 15-3/8” tall, and a 21-1/2” diameter by 19-1/4” tall. All feature a bottom diffuser to soften the light’s glow. Both incandescent lamping and ENERGY STAR-qualified LED lamping are available. | LINE VOLTAGE PENDANT | Stone Street | Pendants | Satin Bronze | 848 | Steel |  |  |  | Polished Nickel Glass | 3 Medium A19 60w |  | 3 | No | [14 empty] | 0 | [12 empty] | 319.98 | 639.96 | 959.94 | D:21 3/4'' H:19 1/2'' O:63 1/2'' | 13.6 | 21.75 |  |  | 19.5 | Dual Mount |  |  | 63.5 |  |  |  | No |  | No | [20 empty] | D:6'' H:1'' Round |  |  |  |  | 120 | Gold |  |  | Hardwired | 0 | 0 | 0 | 0 | 1 | 0 | 0 | 1 | 0 | 0 | 0 | 785652061202 | 23.25 | 23.25 | 19.5 | 17.6 | 6.1 | 250 | Yes | [9 empty] | cETL Dry | STONE ST 3L PEND-848 | Three Light Pendant |  | 6514403-848.png | 6514403.jpg
6514403-962 | Three Light Pendant | The authentic details of the Stone Street pendant collection by Sea Gull Lighting give these oversized pendants an industrial look contrasted nicely by the soft, flared curves of the overall silhouette. Offered in a Brushed Nickel, Satin Bronze or Burnt Sienna finish, the pendant light collection includes three sizes: A 13” diameter by 12” tall, a 17” diameter by 15-3/8” tall, and a 21-1/2” diameter by 19-1/4” tall. All feature a bottom diffuser to soften the light’s glow. Both incandescent lamping and ENERGY STAR-qualified LED lamping are available. | LINE VOLTAGE PENDANT | Stone Street | Pendants | Brushed Nickel | 962 | Steel |  |  |  | Satin Etched Glass | 3 Medium A19 60w |  | 3 | No | [14 empty] | 0 | [12 empty] | 294.98 | 589.96 | 884.94 | D:21 3/4'' H:19 1/2'' O:63 1/2'' | 13.6 | 21.75 |  |  | 19.5 | Dual Mount |  |  | 63.5 | 28.65625 - 63.5 |  |  | No |  | No | [20 empty] | D:6'' H:1'' Round |  |  |  |  | 120 | Clear Silver |  |  | Hardwired | 0 | 0 | 0 | 0 | 1 | 0 | 0 | 1 | 0 | 0 | 0 | 785652238925 | 23 | 23 | 19 | 18.7 | 5.817 | 250 | Yes | [9 empty] | cETL Dry | STONE ST 3L PEND-962 | Three Light Pendant |  | 6514403-962.jpg
6514403EN3-710 | Three Light Pendant | The authentic details of the Stone Street pendant collection by Sea Gull Lighting give these oversized pendants an industrial look contrasted nicely by the soft, flared curves of the overall silhouette. Offered in a Brushed Nickel, Satin Bronze or Burnt Sienna finish, the pendant light collection includes three sizes: A 13” diameter by 12” tall, a 17” diameter by 15-3/8” tall, and a 21-1/2” diameter by 19-1/4” tall. All feature a bottom diffuser to soften the light’s glow. Both incandescent lamping and ENERGY STAR-qualified LED lamping are available. | LINE VOLTAGE PENDANT | Stone Street | Pendants | Burnt Sienna | 710 | Steel |  |  |  | Satin Etched Glass | 3 Medium A19 9.3w |  | 3 | Yes | [14 empty] | 0 | [12 empty] | 299.98 | 599.96 | 899.94 | D:21 3/4'' H:19 1/2'' O:63 1/2'' | 13.6 | 21.75 |  |  | 19.5 | Dual Mount |  |  | 63.5 |  |  |  | No |  | No | [20 empty] | D:6'' H:1'' Round |  |  |  |  | 120 | Brown |  |  | Hardwired | 0 | 0 | 0 | 1 | 1 | 0 | 0 | 0 | 0 | 0 | 0 | 785652050800 | 23 | 23 | 19 | 18.7 | 5.817 | 250 | Yes | [9 empty] | cETL Dry | STONE ST 3L PEND-710 | Three Light Pendant |  | 6514403EN3-710.jpg | 6514403.jpg
6514403EN3-848 | Three Light Pendant | The authentic details of the Stone Street pendant collection by Sea Gull Lighting give these oversized pendants an industrial look contrasted nicely by the soft, flared curves of the overall silhouette. Offered in a Brushed Nickel, Satin Bronze or Burnt Sienna finish, the pendant light collection includes three sizes: A 13” diameter by 12” tall, a 17” diameter by 15-3/8” tall, and a 21-1/2” diameter by 19-1/4” tall. All feature a bottom diffuser to soften the light’s glow. Both incandescent lamping and ENERGY STAR-qualified LED lamping are available. | LINE VOLTAGE PENDANT | Stone Street | Pendants | Satin Bronze | 848 | Steel |  |  |  | Satin Etched Glass | 3 Medium A19 9.3w |  | 3 | Yes | [14 empty] | 0 | [12 empty] | 335.48 | 670.96 | 1006.44 | D:21 3/4'' H:19 1/2'' O:63 1/2'' | 13.6 | 21.75 |  |  | 19.5 | Dual Mount |  |  | 63.5 |  |  |  | No |  | No | [20 empty] | D:6'' H:1'' Round |  |  |  |  | 120 | Gold |  |  | Hardwired | 0 | 0 | 0 | 1 | 1 | 0 | 0 | 0 | 0 | 0 | 0 | 785652061318 | 23.25 | 23.25 | 19.5 | 17.6 | 6.1 | 250 | Yes | [9 empty] | cETL Dry | STONE ST 3L PEND-848 | Three Light Pendant |  | 6514403EN3-848.png | 6514403EN3.jpg
6514403EN3-962 | Three Light Pendant | The authentic details of the Stone Street pendant collection by Sea Gull Lighting give these oversized pendants an industrial look contrasted nicely by the soft, flared curves of the overall silhouette. Offered in a Brushed Nickel, Satin Bronze or Burnt Sienna finish, the pendant light collection includes three sizes: A 13” diameter by 12” tall, a 17” diameter by 15-3/8” tall, and a 21-1/2” diameter by 19-1/4” tall. All feature a bottom diffuser to soften the light’s glow. Both incandescent lamping and ENERGY STAR-qualified LED lamping are available. | LINE VOLTAGE PENDANT | Stone Street | Pendants | Brushed Nickel | 962 | Steel |  |  |  | Satin Etched Glass | 3 Medium A19 9.3w |  | 3 | Yes | [14 empty] | 0 | [12 empty] | 299.98 | 599.96 | 899.94 | D:21 3/4'' H:19 1/2'' O:63 1/2'' | 13.6 | 21.75 |  |  | 19.5 | Dual Mount |  |  | 63.5 |  |  |  | No |  | No | [20 empty] | D:6'' H:1'' Round |  |  |  |  | 120 | Clear Silver |  |  | Hardwired | 0 | 0 | 0 | 1 | 1 | 0 | 0 | 0 | 0 | 0 | 0 | 785652050817 | 23 | 23 | 19 | 18.7 | 5.817 | 250 | Yes | [9 empty] | cETL Dry | STONE ST 3L PEND-962 | Three Light Pendant |  | 6514403EN3-962.jpg | 6514403.jpg
6514501-782 | One Light Pendant | Influenced by the vintage industrial designs of early 20th Century America, the transitional Belton lighting collection by Sea Gull Lighting has Seeded glass shades that highlight the classic Edison bulbs. The rich Heirloom Bronze and Brushed Nickel finishes adds to the layer of retro design to the warm look. The assortment includes three- and five- down light chandeliers; five-light upright chandelier; a four-light island pendant; one-light pendant; one-light mini pendant; and one-, two-, three- and four-light bath fixtures. All fixtures are California Title 24 compliant and easily convert to LED by purchasing LED lamps sold separately. | LINE VOLTAGE PENDANT | Belton | Pendants | Heirloom Bronze | 782 | Steel | Clear Seeded Glass | D:12.625" H:8.375" |  |  | 1 Medium A19 100w |  | 1 | No | [14 empty] | 0 | [12 empty] | 85.98 | N/A | 257.94 | D:12 5/8'' H:11 3/8'' O:55 7/8'' | 5 | 12.625 |  |  | 11.375 | Center Lock-Up |  |  | 55.875 |  |  |  | No |  | No | [20 empty] | D:5'' H:3/4'' Round |  |  |  |  | 72 | Brown |  |  | Hardwired | 0 | 0 | 0 | 0 | 1 | 0 | 0 | 0 | 0 | 0 | 0 | 785652108778 | 16.25 | 16.25 | 11.25 | 6.7 | 1.719 | 250 | Yes | [9 empty] | cETL Dry | BELTON 1L PEND-782 | One Light Pendant |  | 6514501-782.jpg | 6514501.jpg
6514501-962 | One Light Pendant | Influenced by the vintage industrial designs of early 20th Century America, the transitional Belton lighting collection by Sea Gull Lighting has Seeded glass shades that highlight the classic Edison bulbs. The rich Heirloom Bronze and Brushed Nickel finishes adds to the layer of retro design to the warm look. The assortment includes three- and five- down light chandeliers; five-light upright chandelier; a four-light island pendant; one-light pendant; one-light mini pendant; and one-, two-, three- and four-light bath fixtures. All fixtures are California Title 24 compliant and easily convert to LED by purchasing LED lamps sold separately. | LINE VOLTAGE PENDANT | Belton | Pendants | Brushed Nickel | 962 | Steel | Clear Seeded Glass | D:12.625" H:8.375" |  |  | 1 Medium A19 100w |  | 1 | No | [14 empty] | 0 | [12 empty] | 80.48 | N/A | 241.44 | D:12 5/8'' H:11 3/8'' O:55 7/8'' | 5 | 12.625 |  |  | 11.375 | Center Lock-Up |  |  | 55.875 |  |  |  | No |  | No | [20 empty] | D:5'' H:3/4'' Round |  |  |  |  | 72 | Clear Silver |  |  | Hardwired | 0 | 0 | 0 | 0 | 1 | 0 | 0 | 0 | 0 | 0 | 0 | 785652003462 | 16.25 | 11.25 | 16 | 6.8 | 1.693 | 175 | Yes | [9 empty] | cETL Dry | BELTON 1L PEND-962 | One Light Pendant |  | 6514501-962.jpg | 6514501.jpg
6514501EN7-782 | One Light Pendant | Influenced by the vintage industrial designs of early 20th Century America, the transitional Belton lighting collection by Sea Gull Lighting has Seeded glass shades that highlight the classic Edison bulbs. The rich Heirloom Bronze and Brushed Nickel finishes adds to the layer of retro design to the warm look. The assortment includes three- and five- down light chandeliers; five-light upright chandelier; a four-light island pendant; one-light pendant; one-light mini pendant; and one-, two-, three- and four-light bath fixtures. All fixtures are California Title 24 compliant and easily convert to LED by purchasing LED lamps sold separately. | LINE VOLTAGE PENDANT | Belton | Pendants | Heirloom Bronze | 782 | Steel | Clear Seeded Glass | D:12.625" H:8.375" |  |  | 1 Medium A19 8.5w |  | 1 | Yes | [14 empty] | 0 | [12 empty] | 93.48 | N/A | 280.44 | D:12 5/8'' H:11 3/8'' O:55 7/8'' | 5 | 12.625 |  |  | 11.375 | Center Lock-Up |  |  | 55.875 |  |  |  | No |  | No | [20 empty] | D:5'' H:3/4'' Round |  |  |  |  | 72 | Brown |  |  | Hardwired | 0 | 0 | 0 | 1 | 1 | 0 | 0 | 0 | 0 | 0 | 0 | 785652069109 | 16.25 | 16.25 | 11.25 | 6.7 | 1.719 | 250 | Yes | [9 empty] | cETL Dry | BELTON 1L LED PEND-782 | One Light Pendant |  | 6514501EN7-782.jpg | 6514501.jpg
6514501EN7-962 | One Light Pendant | Influenced by the vintage industrial designs of early 20th Century America, the transitional Belton lighting collection by Sea Gull Lighting has Seeded glass shades that highlight the classic Edison bulbs. The rich Heirloom Bronze and Brushed Nickel finishes adds to the layer of retro design to the warm look. The assortment includes three- and five- down light chandeliers; five-light upright chandelier; a four-light island pendant; one-light pendant; one-light mini pendant; and one-, two-, three- and four-light bath fixtures. All fixtures are California Title 24 compliant and easily convert to LED by purchasing LED lamps sold separately. | LINE VOLTAGE PENDANT | Belton | Pendants | Brushed Nickel | 962 | Steel | Clear Seeded Glass | D:12.625" H:8.375" |  |  | 1 Medium A19 8.5w |  | 1 | Yes | [14 empty] | 0 | [12 empty] | 87.48 | N/A | 262.44 | D:12 5/8'' H:11 3/8'' O:55 7/8'' | 5 | 12.625 |  |  | 11.375 | Center Lock-Up |  |  | 55.875 |  |  |  | No |  | No | [20 empty] | D:5'' H:3/4'' Round |  |  |  |  | 72 | Clear Silver |  |  | Hardwired | 0 | 0 | 0 | 1 | 1 | 0 | 0 | 0 | 0 | 0 | 0 | 785652069116 | 16.25 | 11.25 | 16 | 6.8 | 1.693 | 175 | Yes | [9 empty] | cETL Dry | BELTON 1L LED PEND-962 | One Light Pendant |  | 6514501EN7-962.jpg | 6514501.jpg
6515201-05 | One Light Pendant | With a simple, airy appearance, the Kerrville lighting collection by Sea Gull Lighting embraces its modern design roots while enhancing virtually any home’s decor. Tubular steel arms extend outward and curve to present beautiful tapered, Satin Etched glass shades. The collection has a Brushed Nickel, Burnt Sienna or Chrome finish and offers three-, five- and nine-light chandeliers, a one-light mini pendant, one- and three-light pendants, a two-light semi-flush mount which can convert to a pendant, and one-, two-, three- and four-light bath fixtures. Incandescent and ENERGY STAR-qualified LED lamping are available; all fixtures are California Title 24 compliant. | LINE VOLTAGE PENDANT | Kerrville | Pendants | Chrome | 5 | Steel | Satin Etched Glass | D:15" H:5" |  |  | 1 Medium A19 100w |  | 1 | No | [14 empty] | 0 | [12 empty] | 57.98 | 115.96 | 173.94 | D:15'' H:8'' O:45 3/4'' | 4.9 | 15 |  |  | 8 | Center Lock-Up |  |  | 45.75 |  |  |  | No |  | No | [20 empty] | D:5'' H:3/4'' Round |  |  |  |  | 72 | Clear Silver | 36 |  | Hardwired | 0 | 0 | 0 | 0 | 1 | 0 | 0 | 1 | 1 | 0 | 0 | 785652041549 | 18.5 | 18.5 | 8 | 6.2 | 1.584 | 250 | Yes | [9 empty] | cETL Damp | KERRVILLE 1L PEND-05 | One Light Pendant |  | 6515201-05.png | 6515201.jpg
6515201-782 | One Light Pendant | With a simple, airy appearance, the Kerrville lighting collection by Sea Gull Lighting embraces its modern design roots while enhancing virtually any home’s decor. Tubular steel arms extend outward and curve to present beautiful tapered, Satin Etched glass shades. The collection has a Brushed Nickel, Burnt Sienna or Chrome finish and offers three-, five- and nine-light chandeliers, a one-light mini pendant, one- and three-light pendants, a two-light semi-flush mount which can convert to a pendant, and one-, two-, three- and four-light bath fixtures. Incandescent and ENERGY STAR-qualified LED lamping are available; all fixtures are California Title 24 compliant. | LINE VOLTAGE PENDANT | Kerrville | Pendants | Heirloom Bronze | 782 | Steel | Satin Etched Glass | D:15" H:5" |  |  | 1 Medium A19 100w |  | 1 | No | [14 empty] | 0 | [12 empty] | 60.48 | 120.96 | 181.44 | D:15'' H:8'' O:45 3/4'' | 4.9 | 15 |  |  | 8 | Center Lock-Up |  |  | 45.75 |  |  |  | No |  | No | [20 empty] | D:5'' H:3/4'' Round |  |  |  |  | 72 | Brown | 36 |  | Hardwired | 0 | 0 | 0 | 0 | 1 | 0 | 0 | 1 | 1 | 0 | 0 | 785652111747 | 18.5 | 18.5 | 8 | 6.2 | 1.584 | 250 | Yes | [9 empty] | cETL Damp | KERRVILLE 1L PEND-782 | One Light Pendant |  | 6515201-782.jpg | 6515201.jpg
6515201-962 | One Light Pendant | With a simple, airy appearance, the Kerrville lighting collection by Sea Gull Lighting embraces its modern design roots while enhancing virtually any home’s decor. Tubular steel arms extend outward and curve to present beautiful tapered, Satin Etched glass shades. The collection has a Brushed Nickel, Burnt Sienna or Chrome finish and offers three-, five- and nine-light chandeliers, a one-light mini pendant, one- and three-light pendants, a two-light semi-flush mount which can convert to a pendant, and one-, two-, three- and four-light bath fixtures. Incandescent and ENERGY STAR-qualified LED lamping are available; all fixtures are California Title 24 compliant. | LINE VOLTAGE PENDANT | Kerrville | Pendants | Brushed Nickel | 962 | Steel | Satin Etched Glass | D:15" H:5" |  |  | 1 Medium A19 100w |  | 1 | No | [14 empty] | 0 | [12 empty] | 60.48 | 120.96 | 181.44 | D:15'' H:8'' O:45 3/4'' | 4.9 | 15 |  |  | 8 | Center Lock-Up |  |  | 45.75 |  |  |  | No |  | No | [20 empty] | D:5'' H:3/4'' Round |  |  |  |  | 72 | Clear Silver | 36 |  | Hardwired | 0 | 0 | 0 | 0 | 1 | 0 | 0 | 1 | 1 | 0 | 0 | 785652111754 | 18.5 | 18.5 | 8 | 6.2 | 1.584 | 250 | Yes | [9 empty] | cETL Damp | KERRVILLE 1L PEND-962 | One Light Pendant |  | 6515201-962.jpg | 6515201.jpg
6515201EN3-05 | One Light Pendant | With a simple, airy appearance, the Kerrville lighting collection by Sea Gull Lighting embraces its modern design roots while enhancing virtually any home’s decor. Tubular steel arms extend outward and curve to present beautiful tapered, Satin Etched glass shades. The collection has a Brushed Nickel, Burnt Sienna or Chrome finish and offers three-, five- and nine-light chandeliers, a one-light mini pendant, one- and three-light pendants, a two-light semi-flush mount which can convert to a pendant, and one-, two-, three- and four-light bath fixtures. Incandescent and ENERGY STAR-qualified LED lamping are available; all fixtures are California Title 24 compliant. | LINE VOLTAGE PENDANT | Kerrville | Pendants | Chrome | 5 | Steel | Satin Etched Glass | D:15" H:5" |  |  | 1 Medium A19 9.3w |  | 1 | Yes | [14 empty] | 0 | [12 empty] | 64.48 | 128.96 | 193.44 | D:15'' H:8'' O:45 3/4'' | 4.9 | 15 |  |  | 8 | Center Lock-Up |  |  | 45.75 |  |  |  | No |  | No | [20 empty] | D:5'' H:3/4'' Round |  |  |  |  | 72 | Clear Silver | 36 |  | Hardwired | 0 | 0 | 0 | 1 | 1 | 0 | 0 | 0 | 1 | 0 | 0 | 785652061523 | 18.5 | 18.5 | 8 | 6.2 | 1.584 | 250 | Yes | [9 empty] | cETL Damp | KERRVILLE 1L PEND-05 | One Light Pendant |  | 6515201EN3-05.jpg | 6515201.jpg
6515201EN3-782 | One Light Pendant | With a simple, airy appearance, the Kerrville lighting collection by Sea Gull Lighting embraces its modern design roots while enhancing virtually any home’s decor. Tubular steel arms extend outward and curve to present beautiful tapered, Satin Etched glass shades. The collection has a Brushed Nickel, Burnt Sienna or Chrome finish and offers three-, five- and nine-light chandeliers, a one-light mini pendant, one- and three-light pendants, a two-light semi-flush mount which can convert to a pendant, and one-, two-, three- and four-light bath fixtures. Incandescent and ENERGY STAR-qualified LED lamping are available; all fixtures are California Title 24 compliant. | LINE VOLTAGE PENDANT | Kerrville | Pendants | Heirloom Bronze | 782 | Steel | Satin Etched Glass | D:15" H:5" |  |  | 1 Medium A19 9.3w |  | 1 | Yes | [14 empty] | 0 | [12 empty] | 64.48 | 128.96 | 193.44 | D:15'' H:8'' O:45 3/4'' | 4.9 | 15 |  |  | 8 | Center Lock-Up |  |  | 45.75 |  |  |  | No |  | No | [20 empty] | D:5'' H:3/4'' Round |  |  |  |  | 72 | Brown | 36 |  | Hardwired | 0 | 0 | 0 | 1 | 1 | 0 | 0 | 0 | 1 | 0 | 0 | 785652050824 | 18.5 | 18.5 | 8 | 6.2 | 1.584 | 250 | Yes | [9 empty] | cETL Damp | KERRVILLE 1L PEND-782 | One Light Pendant |  | 6515201EN3-782.jpg | 6515201.jpg
6515201EN3-962 | One Light Pendant | With a simple, airy appearance, the Kerrville lighting collection by Sea Gull Lighting embraces its modern design roots while enhancing virtually any home’s decor. Tubular steel arms extend outward and curve to present beautiful tapered, Satin Etched glass shades. The collection has a Brushed Nickel, Burnt Sienna or Chrome finish and offers three-, five- and nine-light chandeliers, a one-light mini pendant, one- and three-light pendants, a two-light semi-flush mount which can convert to a pendant, and one-, two-, three- and four-light bath fixtures. Incandescent and ENERGY STAR-qualified LED lamping are available; all fixtures are California Title 24 compliant. | LINE VOLTAGE PENDANT | Kerrville | Pendants | Brushed Nickel | 962 | Steel | Satin Etched Glass | D:15" H:5" |  |  | 1 Medium A19 9.3w |  | 1 | Yes | [14 empty] | 0 | [12 empty] | 64.48 | 128.96 | 193.44 | D:15'' H:8'' O:45 3/4'' | 4.9 | 15 |  |  | 8 | Center Lock-Up |  |  | 45.75 |  |  |  | No |  | No | [20 empty] | D:5'' H:3/4'' Round |  |  |  |  | 72 | Clear Silver | 36 |  | Hardwired | 0 | 0 | 0 | 1 | 1 | 0 | 0 | 0 | 1 | 0 | 0 | 785652050831 | 18.5 | 18.5 | 8 | 6.2 | 1.584 | 250 | Yes | [9 empty] | cETL Damp | KERRVILLE 1L PEND-962 | One Light Pendant |  | 6515201EN3-962.jpg | 6515201.jpg
6515503-962 | Three Light Pendant | The Jourdanton lighting collection by Sea Gull Lighting features perforated metal outer shades with a classic Ogee design detail surrounding faux silk inner shades. Frosted glass diffusers evenly distribute the light, and the versatile Brushed Nickel finish highlights the transitional design. The collection includes a four-light island pendant, a three-light pendant, a four-light pendant, a one-light mini-pendant, and a two-light semi-flush mount that can convert into a chain hanging pendant. Incandescent and ENERGY STAR-qualified LED lamping are available. All fixtures are California Title 24 compliant. | LINE VOLTAGE PENDANT | Jourdanton | Pendants | Brushed Nickel | 962 | Steel | Satin Etched Glass / Faux Silk Fabric | D:17" / D:17.625" H:7.875" |  |  | 3 Medium A19 60w |  | 3 | No | [14 empty] | 0 | [12 empty] | 190.98 | 381.96 | 572.94 | D:20 5/8'' H:8 1/4'' O:52 1/4'' | 10.6 | 20.625 |  |  | 8.25 | Center Lock-Up |  |  | 52.25 |  |  |  | No |  | No | [20 empty] | D:5'' H:1'' Round |  |  |  |  | 120 | Clear Silver |  |  | Hardwired | 0 | 0 | 0 | 0 | 1 | 0 | 0 | 1 | 0 | 0 | 0 | 785652107542 | 23.25 | 23.25 | 13.5 | 13.3 | 4.223 | 250 | Yes | [9 empty] | cETL Damp | JOURDANTON 3L PEND-962 | Three Light Pendant |  | 6515503-962.jpg | 6515503.jpg
6515503EN3-962 | Three Light Pendant | The Jourdanton lighting collection by Sea Gull Lighting features perforated metal outer shades with a classic Ogee design detail surrounding faux silk inner shades. Frosted glass diffusers evenly distribute the light, and the versatile Brushed Nickel finish highlights the transitional design. The collection includes a four-light island pendant, a three-light pendant, a four-light pendant, a one-light mini-pendant, and a two-light semi-flush mount that can convert into a chain hanging pendant. Incandescent and ENERGY STAR-qualified LED lamping are available. All fixtures are California Title 24 compliant. | LINE VOLTAGE PENDANT | Jourdanton | Pendants | Brushed Nickel | 962 | Steel | Satin Etched Glass / Stainless Stainless Steel | D:17" / D:20.625" H:8.25" |  |  | 3 Medium A19 9.3w |  | 3 | Yes | [14 empty] | 0 | [12 empty] | 199.98 | 399.96 | 599.94 | D:20 5/8'' H:8 1/4'' O:52 1/4'' | 10.6 | 20.625 |  |  | 8.25 | Center Lock-Up |  |  | 52.25 |  |  |  | No |  | No | [20 empty] | D:5'' H:1'' Round |  |  |  |  | 120 | Clear Silver |  |  | Hardwired | 0 | 0 | 0 | 1 | 1 | 0 | 0 | 0 | 0 | 0 | 0 | 785652046131 | 23.25 | 23.25 | 13.5 | 13.3 | 4.223 | 250 | Yes | [9 empty] | cETL Damp | JOURDANTON 3L PEND-962 | Three Light Pendant |  | 6515503EN3-962.jpg | 6515503.jpg
6515504-962 | Four Light Pendant | The Jourdanton lighting collection by Sea Gull Lighting features perforated metal outer shades with a classic Ogee design detail surrounding faux silk inner shades. Frosted glass diffusers evenly distribute the light, and the versatile Brushed Nickel finish highlights the transitional design. The collection includes a four-light island pendant, a three-light pendant, a four-light pendant, a one-light mini-pendant, and a two-light semi-flush mount that can convert into a chain hanging pendant. Incandescent and ENERGY STAR-qualified LED lamping are available. All fixtures are California Title 24 compliant. | LINE VOLTAGE PENDANT | Jourdanton | Pendants | Brushed Nickel | 962 | Steel | Satin Etched Glass / Faux Silk Fabric | D:20.75" / D:21.375" H:7.25" |  |  | 4 Medium A19 60w |  | 4 | No | [14 empty] | 0 | [12 empty] | 249.98 | 499.96 | 749.94 | D:24 3/8'' H:8 1/4'' O:52 1/4'' | 12.2 | 24.375 |  |  | 8.25 | Center Lock-Up |  |  | 52.25 |  |  |  | No |  | No | [20 empty] | D:5'' H:1'' Round |  |  |  |  | 120 | Clear Silver |  |  | Hardwired | 0 | 0 | 0 | 0 | 1 | 0 | 0 | 1 | 0 | 0 | 0 | 785652107559 | 27.5 | 27.25 | 12.5 | 15.3 | 5.421 | 250 | Yes | [9 empty] | cETL Damp | JOURDANTON 4L PEND-962 | Four Light Pendant |  | 6515504-962.jpg | 6515504.jpg
6515504EN3-962 | Four Light Pendant | The Jourdanton lighting collection by Sea Gull Lighting features perforated metal outer shades with a classic Ogee design detail surrounding faux silk inner shades. Frosted glass diffusers evenly distribute the light, and the versatile Brushed Nickel finish highlights the transitional design. The collection includes a four-light island pendant, a three-light pendant, a four-light pendant, a one-light mini-pendant, and a two-light semi-flush mount that can convert into a chain hanging pendant. Incandescent and ENERGY STAR-qualified LED lamping are available. All fixtures are California Title 24 compliant. | LINE VOLTAGE PENDANT | Jourdanton | Pendants | Brushed Nickel | 962 | Steel | Satin Etched Glass / Stainless Stainless Steel | D:17" / D:20.625" H:8.25" |  |  | 4 Medium A19 9.3w |  | 4 | Yes | [14 empty] | 0 | [12 empty] | 274.98 | 549.96 | 824.94 | D:24 3/8'' H:8 1/4'' O:52 1/4'' | 12.2 | 24.375 |  |  | 8.25 | Center Lock-Up |  |  | 52.25 |  |  |  | No |  | No | [20 empty] | D:5'' H:1'' Round |  |  |  |  | 120 | Clear Silver |  |  | Hardwired | 0 | 0 | 0 | 1 | 1 | 0 | 0 | 0 | 0 | 0 | 0 | 785652050848 | 27.5 | 27.25 | 12.5 | 15.3 | 5.421 | 250 | Yes | [9 empty] | cETL Damp | JOURDANTON 4L PEND-962 | Four Light Pendant |  | 6515504EN3-962.jpg | 6515504.jpg
65160-05 | One Light Pendant | The Oslo lighting collection by Sea Gull Lighting is a sleek design, with smooth and clean lines. The Opal Etched glass adds to this collection's contemporary and minimalist character. Offered in Chrome, Brushed Nickel and textured Blacksmith finishes, the collection includes nine-, five-, and three-light chandeliers, pendants in four sizes, both flush and semi-flush ceiling fixtures, as well as one-, two-, three- and four-light wall/bath fixtures. Both incandescent lamping and ENERGY STAR-qualified LED lamping are available. All fixtures are California Title 24 compliant. | LINE VOLTAGE PENDANT | Oslo | Pendants | Chrome | 5 | Steel | Etched / White Inside Glass | D:15.71875" |  |  | 1 Medium A19 150w |  | 1 | No | [14 empty] | 0 | [12 empty] | 70.48 | 140.96 | 211.44 | W:15 3/4'' H:8 3/4'' O:131 1/4'' | 6.6 |  |  | 15.75 | 8.75 | Center Lock-Up |  |  | 131.25 |  |  |  | No |  | No | [20 empty] | D:5 1/2'' H:13/16'' Round |  |  |  |  | 144 | Clear Silver | 120 | N/A |  | 0 | 0 | 0 | 0 | 1 | 0 | 0 | 1 | 1 | 0 | 0 | 785652171543 | 18 | 18 | 7.5 | 8.3 | 1.406 | 175 | Yes | [9 empty] | cETL Dry | OSLO 1L PEND-05 | One Light Pendant |  | 65160-05.jpg | 65160.jpg
65160-710 | One Light Pendant | The Oslo lighting collection by Sea Gull Lighting is a sleek design, with smooth and clean lines. The Opal Etched glass adds to this collection's contemporary and minimalist character. Offered in Chrome, Brushed Nickel and textured Blacksmith finishes, the collection includes nine-, five-, and three-light chandeliers, pendants in four sizes, both flush and semi-flush ceiling fixtures, as well as one-, two-, three- and four-light wall/bath fixtures. Both incandescent lamping and ENERGY STAR-qualified LED lamping are available. All fixtures are California Title 24 compliant. | LINE VOLTAGE PENDANT | Oslo | Pendants | Burnt Sienna | 710 | Steel | Etched / White Inside Glass |  |  |  | 1 Medium A19 150w |  | 1 | No | [14 empty] | 0 | [12 empty] | 67.45 | 134.9 | 202.35 | W:15 3/4'' H:8 3/4'' O:131 1/4'' | 6.6 |  |  | 15.75 | 8.75 |  |  |  | 131.25 |  |  |  | No |  | No | [20 empty] | D:5 1/2'' H:13/16'' Round |  |  |  |  | 144 | Brown | 120 |  |  | 0 | 0 | 0 | 0 | 1 | 0 | 0 | 1 | 1 | 0 | 0 | 785652077876 | 18 | 18 | 7.5 | 8.3 | 1.406 | 150 | Yes | [9 empty] | cETL Dry | OSLO 1L PEND-710 | One Light Pendant |  | 65160-710.jpg | 65160.jpg
65160-839 | One Light Pendant | The Oslo lighting collection by Sea Gull Lighting is a sleek design, with smooth and clean lines. The Opal Etched glass adds to this collection's contemporary and minimalist character. Offered in Chrome, Brushed Nickel and textured Blacksmith finishes, the collection includes nine-, five-, and three-light chandeliers, pendants in four sizes, both flush and semi-flush ceiling fixtures, as well as one-, two-, three- and four-light wall/bath fixtures. Both incandescent lamping and ENERGY STAR-qualified LED lamping are available. All fixtures are California Title 24 compliant. | LINE VOLTAGE PENDANT | Oslo | Pendants | Blacksmith | 839 | Steel | Etched / White Inside Glass |  |  |  | 1 Medium A19 150w |  | 1 | No | [14 empty] | 0 | [12 empty] | 70.48 | 140.96 | 211.44 | W:15 3/4'' H:8 3/4'' O:131 1/4'' | 6.6 |  |  | 15.75 | 8.75 |  |  |  | 131.25 |  |  |  | No |  | No | [20 empty] | D:5 1/2'' H:13/16'' Round |  |  |  |  | 144 | Brown | 120 | N/A |  | 0 | 0 | 0 | 0 | 1 | 0 | 0 | 1 | 1 | 0 | 0 | 785652171611 | 18 | 18 | 7.5 | 8.3 | 1.406 | 175 | Yes | [9 empty] | cETL Dry | OSLO 1L PEND-839 | One Light Pendant |  | 65160-839.jpg | 65160.jpg
65160-962 | One Light Pendant | The Oslo lighting collection by Sea Gull Lighting is a sleek design, with smooth and clean lines. The Opal Etched glass adds to this collection's contemporary and minimalist character. Offered in Chrome, Brushed Nickel and textured Blacksmith finishes, the collection includes nine-, five-, and three-light chandeliers, pendants in four sizes, both flush and semi-flush ceiling fixtures, as well as one-, two-, three- and four-light wall/bath fixtures. Both incandescent lamping and ENERGY STAR-qualified LED lamping are available. All fixtures are California Title 24 compliant. | LINE VOLTAGE PENDANT | Oslo | Pendants | Brushed Nickel | 962 | Steel | Etched / White Inside Glass | D:15.71875" |  |  | 1 Medium A19 150w |  | 1 | No | [14 empty] | 0 | [12 empty] | 65.98 | 131.96 | 197.94 | W:15 3/4'' H:8 3/4'' O:131 1/4'' | 6.6 |  |  | 15.75 | 8.75 | Center Lock-Up |  |  | 131.25 |  |  |  | No |  | No | [20 empty] | D:5 1/2'' H:13/16'' Round |  |  |  |  | 144 | Clear Silver | 120 |  | Hardwired | 0 | 0 | 0 | 0 | 1 | 0 | 0 | 1 | 1 | 0 | 0 | 785652003028 | 18 | 18 | 7.5 | 8.3 | 1.406 | 175 | Yes | [9 empty] | cETL Dry | OSLO 1L PEND-962 | One Light Pendant |  | 65160-962.jpg | 65160.jpg
65160EN3-05 | One Light Pendant | The Oslo lighting collection by Sea Gull Lighting is a sleek design, with smooth and clean lines. The Opal Etched glass adds to this collection's contemporary and minimalist character. Offered in Chrome, Brushed Nickel and textured Blacksmith finishes, the collection includes nine-, five-, and three-light chandeliers, pendants in four sizes, both flush and semi-flush ceiling fixtures, as well as one-, two-, three- and four-light wall/bath fixtures. Both incandescent lamping and ENERGY STAR-qualified LED lamping are available. All fixtures are California Title 24 compliant. | LINE VOLTAGE PENDANT | Oslo | Pendants | Chrome | 5 | Steel | Etched / White Inside Glass | D:15.71875" |  |  | 1 Medium A19 9.3w |  | 1 | Yes | [14 empty] | 0 | [12 empty] | 74.98 | 149.96 | 224.94 | D:15 3/4'' H:8 3/4'' O:131 1/4'' | 6.6 | 15.75 |  |  | 8.75 | Center Lock-Up |  |  | 131.25 |  |  |  | No |  | No | [20 empty] | D:5 1/2'' H:13/16'' Round |  |  |  |  | 144 | Clear Silver | 120 |  | Hardwired | 0 | 0 | 0 | 1 | 1 | 0 | 0 | 0 | 1 | 0 | 0 | 785652050855 | 18 | 18 | 7.5 | 8.3 | 1.406 | 175 | Yes | [9 empty] | cETL Dry | OSLO 1L PEND-05 | One Light Pendant |  | 65160EN3-05.jpg | 65160.jpg
65160EN3-710 | One Light Pendant | The Oslo lighting collection by Sea Gull Lighting is a sleek design, with smooth and clean lines. The Opal Etched glass adds to this collection's contemporary and minimalist character. Offered in Chrome, Brushed Nickel and textured Blacksmith finishes, the collection includes nine-, five-, and three-light chandeliers, pendants in four sizes, both flush and semi-flush ceiling fixtures, as well as one-, two-, three- and four-light wall/bath fixtures. Both incandescent lamping and ENERGY STAR-qualified LED lamping are available. All fixtures are California Title 24 compliant. | LINE VOLTAGE PENDANT | Oslo | Pendants | Burnt Sienna | 710 | Steel | Etched / White Inside Glass | D:15.71875" |  |  | 1 Medium A19 9.3w |  | 1 | Yes | [14 empty] | 0 | [12 empty] | 71.95 | 143.9 | 215.85 | D:15 3/4'' H:8 3/4'' O:131 1/4'' | 6.6 | 15.75 |  |  | 8.75 | Center Lock-Up |  |  | 131.25 |  |  |  | No |  | No | [20 empty] | D:5 1/2'' H:13/16'' |  |  |  |  | 144 | Brown | 120 |  | Hardwired | 0 | 0 | 0 | 1 | 1 | 0 | 0 | 0 | 1 | 0 | 0 | 785652082023 | 18 | 18 | 7.5 | 8.3 | 1.406 | 175 | Yes | [9 empty] | cETL Dry | OSLO 1L PEND-710 | One Light Pendant |  | 65160EN3-710.jpg | 65160EN3.jpg
65160EN3-839 | One Light Pendant | The Oslo lighting collection by Sea Gull Lighting is a sleek design, with smooth and clean lines. The Opal Etched glass adds to this collection's contemporary and minimalist character. Offered in Chrome, Brushed Nickel and textured Blacksmith finishes, the collection includes nine-, five-, and three-light chandeliers, pendants in four sizes, both flush and semi-flush ceiling fixtures, as well as one-, two-, three- and four-light wall/bath fixtures. Both incandescent lamping and ENERGY STAR-qualified LED lamping are available. All fixtures are California Title 24 compliant. | LINE VOLTAGE PENDANT | Oslo | Pendants | Blacksmith | 839 | Steel | Etched / White Inside Glass | D:15.71875" |  |  | 1 Medium A19 9.3w |  | 1 | Yes | [14 empty] | 0 | [12 empty] | 74.98 | 149.96 | 224.94 | D:15 3/4'' H:8 3/4'' O:131 1/4'' | 6.6 | 15.75 |  |  | 8.75 | Center Lock-Up |  |  | 131.25 |  |  |  | No |  | No | [20 empty] | D:5 1/2'' H:13/16'' |  |  |  |  | 144 | Brown | 120 |  | Hardwired | 0 | 0 | 0 | 1 | 1 | 0 | 0 | 0 | 1 | 0 | 0 | 785652050862 | 18 | 18 | 7.5 | 8.3 | 1.406 | 175 | Yes | [9 empty] | cETL Dry | OSLO 1L PEND-839 | One Light Pendant |  | 65160EN3-839.jpg | 65160.jpg
65160EN3-962 | One Light Pendant | The Oslo lighting collection by Sea Gull Lighting is a sleek design, with smooth and clean lines. The Opal Etched glass adds to this collection's contemporary and minimalist character. Offered in Chrome, Brushed Nickel and textured Blacksmith finishes, the collection includes nine-, five-, and three-light chandeliers, pendants in four sizes, both flush and semi-flush ceiling fixtures, as well as one-, two-, three- and four-light wall/bath fixtures. Both incandescent lamping and ENERGY STAR-qualified LED lamping are available. All fixtures are California Title 24 compliant. | LINE VOLTAGE PENDANT | Oslo | Pendants | Brushed Nickel | 962 | Steel | Etched / White Inside Glass | D:15.71875" |  |  | 1 Medium A19 9.3w |  | 1 | Yes | [14 empty] | 0 | [12 empty] | 71.48 | 142.96 | 214.44 | D:15 3/4'' H:8 3/4'' O:131 1/4'' | 6.6 | 15.75 |  |  | 8.75 | Center Lock-Up |  |  | 131.25 |  |  |  | No |  | No | [20 empty] | D:5 1/2'' H:13/16'' Round |  |  |  |  | 144 | Clear Silver | 120 |  | Hardwired | 0 | 0 | 0 | 1 | 1 | 0 | 0 | 0 | 1 | 0 | 0 | 785652050879 | 18 | 18 | 7.5 | 8.3 | 1.406 | 175 | Yes | [9 empty] | cETL Dry | OSLO 1L PEND-962 | One Light Pendant |  | 65160EN3-962.jpg | 65160.jpg
6517401-710 | One Light Pendant | The ultimate in industrial chic, the Division Street pendant by Sea Gull Lighting delivers the on-trend, warehouse look in a sleek and subtle profile. The over-scaled proportions make it an impactful focal point whether installed as a single pendant or in multiples. Available in Burnt Sienna, Stardust and Brushed Nickel finishes. Incandescent, integrated LED, and ENERGY STAR-qualified LED lamping are all available. | LINE VOLTAGE PENDANT | Division Street | Pendants | Burnt Sienna | 710 | [5 empty] | 1 Medium A19 100w |  | 1 | No | [14 empty] | 0 | [12 empty] | 74.98 | 149.96 | 224.94 | D:15'' H:14'' O:160 19/32'' | 4.4 | 15 |  |  | 14 | Center Lock-Up |  |  | 160.5938 |  |  |  | No |  | No | [20 empty] | D:5 1/4'' H:1'' Round |  |  |  |  | 144 | Black |  |  | Hardwired | 0 | 0 | 0 | 0 | 1 | 0 | 0 | 1 | 0 | 0 | 0 | 785652275272 | 17.75 | 17.75 | 11.5 | 7.4 | 2.097 | 250 | Yes | [9 empty] | cETL Damp | DIVISION ST 1L PEND-710 | One Light Pendant |  | 6517401-710.jpg | 6517401.jpg
6517401-846 | One Light Pendant | The ultimate in industrial chic, the Division Street pendant by Sea Gull Lighting delivers the on-trend, warehouse look in a sleek and subtle profile. The over-scaled proportions make it an impactful focal point whether installed as a single pendant or in multiples. Available in Burnt Sienna, Stardust and Brushed Nickel finishes. Incandescent, integrated LED, and ENERGY STAR-qualified LED lamping are all available. | LINE VOLTAGE PENDANT | Division Street | Pendants | Stardust | 846 | [5 empty] | 1 Medium A19 100w |  | 1 | No | [14 empty] | 0 | [12 empty] | 74.98 | 149.96 | 224.94 | D:15'' H:14'' O:160 19/32'' | 4.4 | 15 |  |  | 14 | Center Lock-Up |  |  | 160.5938 |  |  |  | No |  | No | [20 empty] | D:5 1/4'' H:1'' Round |  |  |  |  | 144 | Black |  |  | Hardwired | 0 | 0 | 0 | 0 | 1 | 0 | 0 | 1 | 0 | 0 | 0 | 785652275289 | 17.75 | 17.75 | 11.5 | 7.4 | 2.097 | 250 | Yes | [9 empty] | cETL Damp | DIVISION ST 1L PEND-846 | One Light Pendant |  | 6517401-846.jpg | 6517401.jpg
6517401-962 | One Light Pendant | The ultimate in industrial chic, the Division Street pendant by Sea Gull Lighting delivers the on-trend, warehouse look in a sleek and subtle profile. The over-scaled proportions make it an impactful focal point whether installed as a single pendant or in multiples. Available in Burnt Sienna, Stardust and Brushed Nickel finishes. Incandescent, integrated LED, and ENERGY STAR-qualified LED lamping are all available. | LINE VOLTAGE PENDANT | Division Street | Pendants | Brushed Nickel | 962 | [5 empty] | 1 Medium A19 100w |  | 1 | No | [14 empty] | 0 | [12 empty] | 74.98 | 149.96 | 224.94 | D:15'' H:14'' O:160 19/32'' | 4.4 | 15 |  |  | 14 | Center Lock-Up |  |  | 160.5938 |  |  |  | No |  | No | [20 empty] | D:5 1/4'' H:1'' Round |  |  |  |  | 144 | Black |  |  | Hardwired | 0 | 0 | 0 | 0 | 1 | 0 | 0 | 1 | 0 | 0 | 0 | 785652238840 | 17.5 | 17.75 | 11.5 | 7.3 | 2.067 | 250 | Yes | [9 empty] | cETL Damp | DIVISION ST 1L PEND-962 | One Light Pendant |  | 6517401-962.jpg | 6517401.jpg
6517401EN3-710 | One Light Pendant | The ultimate in industrial chic, the Division Street pendant by Sea Gull Lighting delivers the on-trend, warehouse look in a sleek and subtle profile. The over-scaled proportions make it an impactful focal point whether installed as a single pendant or in multiples. Available in Burnt Sienna, Stardust and Brushed Nickel finishes. Incandescent, integrated LED, and ENERGY STAR-qualified LED lamping are all available. | LINE VOLTAGE PENDANT | Division Street | Pendants | Burnt Sienna | 710 | Steel |  |  |  |  | 1 Medium A19 9.3w |  | 1 | Yes | [14 empty] | 0 | [12 empty] | 82.48 | 164.96 | 247.44 | D:15'' H:14'' O:160 19/32'' | 4.4 | 15 |  |  | 14 | Cap Nuts |  |  | 160.5938 |  |  |  | No |  | No | [20 empty] | D:4 3/4'' H:1'' Round |  |  |  |  | 144 | Black |  |  | Hardwired | 0 | 0 | 0 | 1 | 1 | 0 | 0 | 0 | 0 | 0 | 0 | 785652045301 | 17.75 | 17.75 | 11.5 | 7.4 | 2.097 | 250 | Yes | [9 empty] | cETL Damp | DIVISION ST 1L PEND-710 | One Light Pendant |  | 6517401EN3-710.jpg | 6517401.jpg
6517401EN3-846 | One Light Pendant | The ultimate in industrial chic, the Division Street pendant by Sea Gull Lighting delivers the on-trend, warehouse look in a sleek and subtle profile. The over-scaled proportions make it an impactful focal point whether installed as a single pendant or in multiples. Available in Burnt Sienna, Stardust and Brushed Nickel finishes. Incandescent, integrated LED, and ENERGY STAR-qualified LED lamping are all available. | LINE VOLTAGE PENDANT | Division Street | Pendants | Stardust | 846 | Steel |  |  |  |  | 1 Medium A19 9.3w |  | 1 | Yes | [14 empty] | 0 | [12 empty] | 82.48 | 164.96 | 247.44 | D:15'' H:14'' O:160 19/32'' | 4.4 | 15 |  |  | 14 | Cap Nuts |  |  | 160.5938 |  |  |  | No |  | No | [20 empty] | D:4 3/4'' H:1'' Round |  |  |  |  | 144 | Black |  |  | Hardwired | 0 | 0 | 0 | 1 | 1 | 0 | 0 | 0 | 0 | 0 | 0 | 785652045318 | 17.75 | 17.75 | 11.5 | 7.4 | 2.097 | 250 | Yes | [9 empty] | cETL Damp | DIVISION ST 1L PEND-846 | One Light Pendant |  | 6517401EN3-846.jpg | 6517401.jpg
6517401EN3-962 | One Light Pendant | The ultimate in industrial chic, the Division Street pendant by Sea Gull Lighting delivers the on-trend, warehouse look in a sleek and subtle profile. The over-scaled proportions make it an impactful focal point whether installed as a single pendant or in multiples. Available in Burnt Sienna, Stardust and Brushed Nickel finishes. Incandescent, integrated LED, and ENERGY STAR-qualified LED lamping are all available. | LINE VOLTAGE PENDANT | Division Street | Pendants | Brushed Nickel | 962 | Steel |  |  |  |  | 1 Medium A19 9.3w |  | 1 | Yes | [14 empty] | 0 | [12 empty] | 82.48 | 164.96 | 247.44 | D:15'' H:14'' O:160 19/32'' | 4.4 | 15 |  |  | 14 | Cap Nuts |  |  | 160.5938 |  |  |  | No |  | No | [20 empty] | D:4 3/4'' H:1'' Round |  |  |  |  | 144 | Black |  |  | Hardwired | 0 | 0 | 0 | 1 | 1 | 0 | 0 | 0 | 0 | 0 | 0 | 785652045325 | 17.75 | 17.75 | 11.5 | 7.4 | 2.097 | 250 | Yes | [9 empty] | cETL Damp | DIVISION ST 1L PEND-962 | One Light Pendant |  | 6517401EN3-962.jpg | 6517401.jpg
65174-710 | One Light Pendant | The aviation-inspired Brockton collection from Sea Gull Lighting will elevate your style quotient. The prominent design features flow together effortlessly, creating a profile with flair. With a truly transitional design, these pieces are equally at home in a traditional or contemporary setting. Offered in a Brush Nickel finish with White Alabaster glass shades or in a Burnt Sienna finish with Amber Scavo glass shades. The assortment includes nine-light, five-light and three-light chandeliers, pendants in four sizes, both flush and semi-flush ceiling fixtures, and one-light, two-light, and three-light wall/bath fixtures. Brockton features both incandescent and ENERGY STAR-qualified LED lighting fixtures; all fixtures are California Title 24 compliant. | LINE VOLTAGE PENDANT | Brockton | Pendants | Burnt Sienna | 710 | Steel | Amber Scavo Glass | D:16" H:5.625" | D:16" |  | 1 Medium A19 100w |  | 1 | No | [14 empty] | 0 | [12 empty] | 64.5 | 129 | 193.5 | D:16'' H:8'' O:48 1/2'' | 6.1 | 16 |  |  | 8 | Screw Collar - Stem |  |  | 48.5 |  |  |  | No |  | No | [20 empty] | D:5 5/16'' H:2 3/4'' Round |  |  |  |  | 120 | Brown |  |  | Hardwired | 0 | 0 | 0 | 0 | 1 | 0 | 0 | 1 | 0 | 0 | 0 | 785652221415 | 18.5 | 18.5 | 11 | 8.2 | 2.179 | 250 | Yes | [8 empty] | UL Dry | cUL Dry | BROCKTON 1L PEND-710 | One Light Pendant |  | 65174-710.jpg | 65174.jpg
6517493S-710 | LED Pendant | The ultimate in industrial chic, the Division Street pendant by Sea Gull Lighting delivers the on-trend, warehouse look in a sleek and subtle profile. The over-scaled proportions make it an impactful focal point whether installed as a single pendant or in multiples. Available in Burnt Sienna, Stardust and Brushed Nickel finishes. Incandescent, integrated LED, and ENERGY STAR-qualified LED lamping are all available. | LINE VOLTAGE PENDANT | Division Street | Pendants | Burnt Sienna | 710 |  | Antique Bronze Steel | D:15.25" H:8.8125" |  |  |  |  | 1 | No | 1000 | 3000 | 90 | 14 | 120 | 19 - Integrated | MODS - Modules |  | 5 | 100 | LED | 14 | 14 | 50000 | 0 | [12 empty] | 93.48 | 186.96 | 280.44 | D:15'' H:14'' O:160 19/32'' | 5.6 | 15 |  |  | 14 | Center Lock-Up |  |  | 160.5938 |  |  |  | No |  | No | [20 empty] | D:5 1/4'' H:1'' Round |  |  |  |  | 144 | Black |  |  | Hardwired | 0 | 0 | 0 | 0 | 1 | 0 | 0 | 0 | 0 | 0 | 0 | 785652064326 | 17.75 | 17.75 | 17.5 | 7.5 | 3.191 | 250 | Yes | [9 empty] | cETL Damp | DIVISION ST LED PEND-710 | LED Pendant |  | 6517493S-710_ALT.jpg | 6517401.jpg
6517493S-846 | LED Pendant | The ultimate in industrial chic, the Division Street pendant by Sea Gull Lighting delivers the on-trend, warehouse look in a sleek and subtle profile. The over-scaled proportions make it an impactful focal point whether installed as a single pendant or in multiples. Available in Burnt Sienna, Stardust and Brushed Nickel finishes. Incandescent, integrated LED, and ENERGY STAR-qualified LED lamping are all available. | LINE VOLTAGE PENDANT | Division Street | Pendants | Stardust | 846 |  | Polished Nickel Steel | D:15.25" H:8.8125" |  |  |  |  | 1 | No | 1000 | 3000 | 90 | 14 | 120 | 19 - Integrated | MODS - Modules |  | 5 | 100 | LED | 14 | 14 | 50000 | 0 | [12 empty] | 93.48 | 186.96 | 280.44 | D:15'' H:14'' O:160 19/32'' | 5.6 | 15 |  |  | 14 | Center Lock-Up |  |  | 160.5938 |  |  |  | No |  | No | [20 empty] | D:5 1/4'' H:1'' Round |  |  |  |  | 144 | Black |  |  | Hardwired | 0 | 0 | 0 | 0 | 1 | 0 | 0 | 0 | 0 | 0 | 0 | 785652064333 | 17.75 | 17.75 | 17.5 | 7.6 | 3.191 | 250 | Yes | [9 empty] | cETL Damp | DIVISION ST LED PEND-846 | LED Pendant |  | 6517493S-846_ALT.jpg | 6517401.jpg
6517493S-962 | LED Pendant | The ultimate in industrial chic, the Division Street pendant by Sea Gull Lighting delivers the on-trend, warehouse look in a sleek and subtle profile. The over-scaled proportions make it an impactful focal point whether installed as a single pendant or in multiples. Available in Burnt Sienna, Stardust and Brushed Nickel finishes. Incandescent, integrated LED, and ENERGY STAR-qualified LED lamping are all available. | LINE VOLTAGE PENDANT | Division Street | Pendants | Brushed Nickel | 962 |  | Brushed Nickel Steel | D:15.25" H:8.8125" |  |  |  |  | 1 | No | 1000 | 3000 | 90 | 14 | 120 | 19 - Integrated | MODS - Modules |  | 5 | 100 | LED | 14 | 14 | 50000 | 0 | [12 empty] | 93.48 | 186.96 | 280.44 | D:15'' H:14'' O:160 19/32'' | 5.6 | 15 |  |  | 14 | Center Lock-Up |  |  | 160.5938 |  |  |  | No |  | No | [20 empty] | D:5 1/4'' H:1'' Round |  |  |  |  | 144 | Black |  |  | Hardwired | 0 | 0 | 0 | 0 | 1 | 0 | 0 | 0 | 0 | 0 | 0 | 785652064340 | 17.75 | 17.75 | 17.5 | 7.4 | 3.191 | 250 | Yes | [9 empty] | cETL Damp | DIVISION ST LED PEND-962 | LED Pendant |  | 6517493S-962_ALT.jpg | 6517401.jpg
65174EN3-710 | One Light Pendant | The aviation-inspired Brockton collection from Sea Gull Lighting will elevate your style quotient. The prominent design features flow together effortlessly, creating a profile with flair. With a truly transitional design, these pieces are equally at home in a traditional or contemporary setting. Offered in a Brush Nickel finish with White Alabaster glass shades or in a Burnt Sienna finish with Amber Scavo glass shades. The assortment includes nine-light, five-light and three-light chandeliers, pendants in four sizes, both flush and semi-flush ceiling fixtures, and one-light, two-light, and three-light wall/bath fixtures. Brockton features both incandescent and ENERGY STAR-qualified LED lighting fixtures; all fixtures are California Title 24 compliant. | LINE VOLTAGE PENDANT | Brockton | Pendants | Burnt Sienna | 710 | Steel | Amber Scavo Glass | D:16" H:5.625" | D:16" |  | 1 Medium A19 9.3w |  | 1 | Yes | [14 empty] | 0 | [12 empty] | 67.5 | 135 | 202.5 | D:16'' H:8'' O:48 1/2'' | 6.1 | 16 |  |  | 8 | Screw Collar - Stem |  |  | 48.5 |  |  |  | No |  | No | [20 empty] | D:5 5/16'' H:2 3/4'' Round |  |  |  |  | 120 | Brown |  |  | Hardwired | 0 | 0 | 0 | 1 | 1 | 0 | 0 | 0 | 0 | 0 | 0 | 785652055119 | 18.5 | 18.5 | 11 | 8.2 | 2.179 | 250 | Yes | [8 empty] | UL Dry | cUL Dry | BROCKTON 1L PEND-710 | One Light Pendant |  | 65174EN3-710.jpg | 65174EN3.jpg
6519-21 | One Light Pendant | The Painted Shade pendant collection by Sea Gull Lighting features steel construction and is available in five outer colors including White, Red, Painted Brushed Stainless, Emerald Green and Painted Antique Brushed Copper – all with a White interior. Inspired by a classic warehouse light, they use globe shaped bulbs for increased light output and a finished look. 54” of cuttable cord is included for customizing the installation. Incandescent, Integrated LED, and ENERGY STAR-qualified LED lamping are all available. | LINE VOLTAGE PENDANT | Painted Shade Pendants | Pendants | Red | 21 | Steel |  |  |  |  | 1 Medium G40 150w |  | 1 | No | [14 empty] | 0 | [12 empty] | 49.95 | 99.9 | 149.85 | D:15 3/4'' H:8 1/4'' O:62 1/4'' | 3.9 | 15.75 |  |  | 8.25 | Center Lock-Up |  |  | 62.25 |  |  |  | No |  | No | [20 empty] | D:5'' H:1'' Round |  |  |  |  | 54 | White |  | N/A | Hardwired | 0 | 0 | 0 | 0 | 1 | 0 | 0 | 1 | 0 | 0 | 0 | 785652651977 | 17.25 | 17.25 | 11 | 5 | 1.894 | 250 | Yes | [9 empty] | cETL Dry | PAINTED SHADE 1L PEND-21 | One Light Pendant |  | 6519-21.jpg | 6519XBLE.jpg
6519-63 | One Light Pendant | The Painted Shade pendant collection by Sea Gull Lighting features steel construction and is available in five outer colors including White, Red, Painted Brushed Stainless, Emerald Green and Painted Antique Brushed Copper – all with a White interior. Inspired by a classic warehouse light, they use globe shaped bulbs for increased light output and a finished look. 54” of cuttable cord is included for customizing the installation. Incandescent, Integrated LED, and ENERGY STAR-qualified LED lamping are all available. | LINE VOLTAGE PENDANT | Painted Shade Pendants | Pendants | Antique Brushed Copper | 63 | Steel |  |  |  |  | 1 Medium G40 150w |  | 1 | No | [14 empty] | 0 | [12 empty] | 49.95 | 99.9 | 149.85 | D:15 3/4'' H:8 1/4'' O:62 1/4'' | 3.9 | 15.75 |  |  | 8.25 | Center Lock-Up |  |  | 62.25 |  |  |  | No |  | No | [20 empty] | D:5'' H:1'' Round |  |  |  |  | 54 | Black |  | N/A | Hardwired | 0 | 0 | 0 | 0 | 1 | 0 | 0 | 1 | 0 | 0 | 0 | 785652246203 | 17 | 17 | 9.5 | 4.7 | 1.589 | 250 | Yes | [9 empty] | cETL Dry | PAINTED SHADE 1L PEND-63 | One Light Pendant |  | 6519-63.jpg | 6519XBLE.jpg
6519-98 | One Light Pendant | The Painted Shade pendant collection by Sea Gull Lighting features steel construction and is available in five outer colors including White, Red, Painted Brushed Stainless, Emerald Green and Painted Antique Brushed Copper – all with a White interior. Inspired by a classic warehouse light, they use globe shaped bulbs for increased light output and a finished look. 54” of cuttable cord is included for customizing the installation. Incandescent, Integrated LED, and ENERGY STAR-qualified LED lamping are all available. | LINE VOLTAGE PENDANT | Painted Shade Pendants | Pendants | Brushed Stainless | 98 | Steel |  |  |  |  | 1 Medium G40 150w |  | 1 | No | [14 empty] | 0 | [12 empty] | 49.95 | 99.9 | 149.85 | D:15 3/4'' H:8 1/4'' O:62 1/4'' | 3.9 | 15.75 |  |  | 8.25 | Center Lock-Up |  |  | 62.25 |  |  |  | No |  | No | [20 empty] | D:5'' H:1'' Round |  |  |  |  | 54 | Black |  | N/A | Hardwired | 0 | 0 | 0 | 0 | 1 | 0 | 0 | 1 | 0 | 0 | 0 | 785652651984 | 17 | 17 | 9.75 | 5 | 1.631 | 250 | Yes | [9 empty] | cETL Dry | PAINTED SHADE 1L PEND-98 | One Light Pendant |  | 6519-98.jpg | 6519XBLE.jpg
6519EN3-21 | One Light Pendant | The Painted Shade pendant collection by Sea Gull Lighting features steel construction and is available in five outer colors including White, Red, Painted Brushed Stainless, Emerald Green and Painted Antique Brushed Copper – all with a White interior. Inspired by a classic warehouse light, they use globe shaped bulbs for increased light output and a finished look. 54” of cuttable cord is included for customizing the installation. Incandescent, Integrated LED, and ENERGY STAR-qualified LED lamping are all available. | LINE VOLTAGE PENDANT | Painted Shade Pendants | Pendants | Red | 21 | Steel |  |  |  |  | 1 Medium A19 9.3w |  | 1 | Yes | [14 empty] | 0 | [12 empty] | 55.98 | 111.96 | 167.94 | D:15 3/4'' H:8 1/4'' O:62 1/4'' | 3.9 | 15.75 |  |  | 8.25 | Center Lock-Up |  |  | 62.25 |  |  |  | No |  | No | [20 empty] | D:5'' H:1'' Round |  |  |  |  | 54 | White |  | N/A | Hardwired | 0 | 0 | 0 | 1 | 1 | 0 | 0 | 0 | 0 | 0 | 0 | 785652050893 | 17.25 | 17.25 | 11 | 5 | 1.894 | 250 | Yes | [9 empty] | cETL Dry | PAINTED SHADE 1L PEND-21 | One Light Pendant |  | 6519EN3-21.jpg | 6519.jpg
6519EN3-63 | One Light Pendant | The Painted Shade pendant collection by Sea Gull Lighting features steel construction and is available in five outer colors including White, Red, Painted Brushed Stainless, Emerald Green and Painted Antique Brushed Copper – all with a White interior. Inspired by a classic warehouse light, they use globe shaped bulbs for increased light output and a finished look. 54” of cuttable cord is included for customizing the installation. Incandescent, Integrated LED, and ENERGY STAR-qualified LED lamping are all available. | LINE VOLTAGE PENDANT | Painted Shade Pendants | Pendants | Antique Brushed Copper | 63 | Steel |  |  |  |  | 1 Medium A19 9.3w |  | 1 | Yes | [14 empty] | 0 | [12 empty] | 55.98 | 111.96 | 167.94 | D:15 3/4'' H:8 1/4'' O:62 1/4'' | 3.9 | 15.75 |  |  | 8.25 | Center Lock-Up |  |  | 62.25 |  |  |  | No |  | No | [20 empty] | D:5'' H:1'' Round |  |  |  |  | 54 | Black |  | N/A | Hardwired | 0 | 0 | 0 | 1 | 1 | 0 | 0 | 0 | 0 | 0 | 0 | 785652050909 | 17 | 17 | 9.5 | 4.7 | 1.589 | 250 | Yes | [9 empty] | cETL Dry | PAINTED SHADE 1L PEND-63 | One Light Pendant |  | 6519EN3-63.jpg | 6519.jpg
6519EN3-98 | One Light Pendant | The Painted Shade pendant collection by Sea Gull Lighting features steel construction and is available in five outer colors including White, Red, Painted Brushed Stainless, Emerald Green and Painted Antique Brushed Copper – all with a White interior. Inspired by a classic warehouse light, they use globe shaped bulbs for increased light output and a finished look. 54” of cuttable cord is included for customizing the installation. Incandescent, Integrated LED, and ENERGY STAR-qualified LED lamping are all available. | LINE VOLTAGE PENDANT | Painted Shade Pendants | Pendants | Brushed Stainless | 98 | Steel |  |  |  |  | 1 Medium A19 9.3w |  | 1 | Yes | [14 empty] | 0 | [12 empty] | 55.98 | 111.96 | 167.94 | D:15 3/4'' H:8 1/4'' O:62 1/4'' | 3.9 | 15.75 |  |  | 8.25 | Center Lock-Up |  |  | 62.25 |  |  |  | No |  | No | [20 empty] | D:5'' H:1'' Round |  |  |  |  | 54 | Black |  | N/A | Hardwired | 0 | 0 | 0 | 1 | 1 | 0 | 0 | 0 | 0 | 0 | 0 | 785652050923 | 17 | 17 | 9.75 | 5 | 1.631 | 250 | Yes | [9 empty] | cETL Dry | PAINTED SHADE 1L PEND-98 | One Light Pendant |  | 6519EN3-98.jpg | 6519.jpg
6525401-04 | One Light Pendant | Simple, yet bold, the Hudson Street pendant by Sea Gull Lighting complements a wide array of décor from shabby chic to country farmhouse to sleek contemporary. As if salvaged directly from a turn of the 19th century factory, this “industrial artifact” will add a rich ambience to any 21st century setting. Available in Burnt Sienna, Stardust and Satin Aluminum finishes, the deep dome pendant light offers a choice of incandescent or ENERGY STAR-qualified LED lamping. All fixtures are California Title 24 compliant. | LINE VOLTAGE PENDANT | Hudson Street | Pendants | Satin Aluminum | 4 |  | Undefined Aluminum | D:15.34375" H:14.96875" |  |  | 1 Medium A19 100w |  | 1 | No | [14 empty] | 0 | [12 empty] | 89.98 | 179.96 | 269.94 | D:15 3/4'' H:14 7/8'' O:161 23/32'' | 2.7 | 15.75 |  |  | 14.875 | Center Lock-Up |  |  | 161.7188 |  |  |  | No |  | No | [20 empty] | D:5 1/8'' H:1'' Round |  |  |  |  | 144 | Black |  |  | Hardwired | 0 | 0 | 0 | 0 | 1 | 0 | 0 | 1 | 0 | 0 | 0 | 785652275296 | 18.75 | 18.25 | 18.25 | 7 | 3.614 | 300 | Yes | [9 empty] | cETL Damp | HUDSON ST 1L PEND-04 | One Light Pendant |  | 6525401-04.jpg | 6525401.jpg
6525401-710 | One Light Pendant | Simple, yet bold, the Hudson Street pendant by Sea Gull Lighting complements a wide array of décor from shabby chic to country farmhouse to sleek contemporary. As if salvaged directly from a turn of the 19th century factory, this “industrial artifact” will add a rich ambience to any 21st century setting. Available in Burnt Sienna, Stardust and Satin Aluminum finishes, the deep dome pendant light offers a choice of incandescent or ENERGY STAR-qualified LED lamping. All fixtures are California Title 24 compliant. | LINE VOLTAGE PENDANT | Hudson Street | Pendants | Burnt Sienna | 710 |  | Undefined Aluminum | D:15.34375" H:14.96875" |  |  | 1 Medium A19 100w |  | 1 | No | [14 empty] | 0 | [12 empty] | 89.98 | 179.96 | 269.94 | D:15 3/4'' H:14 7/8'' O:161 23/32'' | 2.7 | 15.75 |  |  | 14.875 | Center Lock-Up |  |  | 161.7188 |  |  |  | No |  | No | [20 empty] | D:5 1/8'' H:1'' Round |  |  |  |  | 144 | Black |  |  | Hardwired | 0 | 0 | 0 | 0 | 1 | 0 | 0 | 1 | 0 | 0 | 0 | 785652275302 | 18.5 | 18 | 18 | 7 | 3.469 | 250 | Yes | [9 empty] | cETL Damp | HUDSON ST 1L PEND-710 | One Light Pendant |  | 6525401-710.jpg | 6525401.jpg
6525401-846 | One Light Pendant | Simple, yet bold, the Hudson Street pendant by Sea Gull Lighting complements a wide array of décor from shabby chic to country farmhouse to sleek contemporary. As if salvaged directly from a turn of the 19th century factory, this “industrial artifact” will add a rich ambience to any 21st century setting. Available in Burnt Sienna, Stardust and Satin Aluminum finishes, the deep dome pendant light offers a choice of incandescent or ENERGY STAR-qualified LED lamping. All fixtures are California Title 24 compliant. | LINE VOLTAGE PENDANT | Hudson Street | Pendants | Stardust | 846 |  | Undefined Aluminum | D:15.75" H:14.96875" |  |  | 1 Medium A19 100w |  | 1 | No | [14 empty] | 0 | [12 empty] | 89.98 | 179.96 | 269.94 | D:15 3/4'' H:14 7/8'' O:161 23/32'' | 2.7 | 15.75 |  |  | 14.875 | Center Lock-Up |  |  | 161.7188 |  |  |  | No |  | No | [20 empty] | D:5 1/8'' H:1'' Round |  |  |  |  | 144 | Black |  |  | Hardwired | 0 | 0 | 0 | 0 | 1 | 0 | 0 | 1 | 0 | 0 | 0 | 785652257766 | 18.75 | 18.25 | 18.25 | 7 | 3.614 | 300 | Yes | [9 empty] | cETL Damp | HUDSON ST 1L PEND-846 | One Light Pendant |  | 6525401-846.jpg | 6525401.jpg
6525401EN3-04 | One Light Pendant | Simple, yet bold, the Hudson Street pendant by Sea Gull Lighting complements a wide array of décor from shabby chic to country farmhouse to sleek contemporary. As if salvaged directly from a turn of the 19th century factory, this “industrial artifact” will add a rich ambience to any 21st century setting. Available in Burnt Sienna, Stardust and Satin Aluminum finishes, the deep dome pendant light offers a choice of incandescent or ENERGY STAR-qualified LED lamping. All fixtures are California Title 24 compliant. | LINE VOLTAGE PENDANT | Hudson Street | Pendants | Satin Aluminum | 4 | Aluminum |  |  |  |  | 1 Medium A19 9.3w |  | 1 | Yes | [14 empty] | 0 | [12 empty] | 95.48 | 190.96 | 286.44 | D:15 3/4'' H:14 7/8'' O:161 23/32'' | 2.7 | 15.75 |  |  | 14.875 | Cap Nuts |  |  | 161.7188 |  |  |  | No |  | No | [20 empty] | D:5 1/8'' H:1'' Round |  |  |  |  | 144 | Black |  |  | Hardwired | 0 | 0 | 0 | 1 | 1 | 0 | 0 | 0 | 0 | 0 | 0 | 785652050930 | 18.5 | 18.5 | 18.5 | 7.3 | 3.664 | 250 | Yes | [9 empty] | cETL Damp | HUDSON ST 1L PEND-04 | One Light Pendant |  | 6525401EN3-04.jpg | 6525401.jpg
6525401EN3-710 | One Light Pendant | Simple, yet bold, the Hudson Street pendant by Sea Gull Lighting complements a wide array of décor from shabby chic to country farmhouse to sleek contemporary. As if salvaged directly from a turn of the 19th century factory, this “industrial artifact” will add a rich ambience to any 21st century setting. Available in Burnt Sienna, Stardust and Satin Aluminum finishes, the deep dome pendant light offers a choice of incandescent or ENERGY STAR-qualified LED lamping. All fixtures are California Title 24 compliant. | LINE VOLTAGE PENDANT | Hudson Street | Pendants | Burnt Sienna | 710 | Aluminum |  |  |  |  | 1 Medium A19 9.3w |  | 1 | Yes | [14 empty] | 0 | [12 empty] | 95.48 | 190.96 | 286.44 | D:15 3/4'' H:14 7/8'' O:161 23/32'' | 2.7 | 15.75 |  |  | 14.875 | Cap Nuts |  |  | 161.7188 |  |  |  | No |  | No | [20 empty] | D:5 1/8'' H:1'' Round |  |  |  |  | 144 | Black |  |  | Hardwired | 0 | 0 | 0 | 1 | 1 | 0 | 0 | 0 | 0 | 0 | 0 | 785652050947 | 18.5 | 18 | 18 | 7 | 3.469 | 250 | Yes | [9 empty] | cETL Damp | HUDSON ST 1L PEND-710 | One Light Pendant |  | 6525401EN3-710.jpg | 6525401.jpg
6525401EN3-846 | One Light Pendant | Simple, yet bold, the Hudson Street pendant by Sea Gull Lighting complements a wide array of décor from shabby chic to country farmhouse to sleek contemporary. As if salvaged directly from a turn of the 19th century factory, this “industrial artifact” will add a rich ambience to any 21st century setting. Available in Burnt Sienna, Stardust and Satin Aluminum finishes, the deep dome pendant light offers a choice of incandescent or ENERGY STAR-qualified LED lamping. All fixtures are California Title 24 compliant. | LINE VOLTAGE PENDANT | Hudson Street | Pendants | Stardust | 846 | Aluminum |  |  |  |  | 1 Medium A19 9.3w |  | 1 | Yes | [14 empty] | 0 | [12 empty] | 95.48 | 190.96 | 286.44 | D:15 3/4'' H:14 7/8'' O:161 23/32'' | 2.7 | 15.75 |  |  | 14.875 | Cap Nuts |  |  | 161.7188 |  |  |  | No |  | No | [20 empty] | D:5 1/8'' H:1'' Round |  |  |  |  | 144 | Black |  |  | Hardwired | 0 | 0 | 0 | 1 | 1 | 0 | 0 | 0 | 0 | 0 | 0 | 785652050954 | 18.75 | 18.25 | 18.25 | 7 | 3.614 | 175 | Yes | [9 empty] | cETL Damp | HUDSON ST 1L PEND-846 | One Light Pendant |  | 6525401EN3-846.jpg | 6525401.jpg
65262-710 | Four Light Pendant | The sleek, fabric shades and smooth acrylic diffusers of the Dayna shade pendant collection by Sea Gull Lighting combine to create a warm glow. Finished-off with decorative metal finials to secure the White Acrylic diffusers in place, these fixtures convey a tailored look while creating both ambient and task lighting. The assortment includes two-light, three-light and four-light pendants and a two-light flush /semi-flush convertible all with classic drum shades, as well as a large four-light pendant with an angular trapezoidal shade, and all are offered in either Brushed Nickel or Burnt Sienna finishes with either Cream or Beige Faux Linen fabric shades. Both incandescent lamping and ENERGY STAR-qualified LED lamping are available; all fixtures are California Title 24 compliant. | LINE VOLTAGE PENDANT | Dayna Shade Pendants | Pendants | Burnt Sienna | 710 | Steel | Linen Fabric | D:24" H:13" | D:24" | White Acrylic | 4 Medium A19 100w |  | 4 | No | [14 empty] | 0 | [12 empty] | 194.98 | 389.96 | 584.94 | D:24'' H:13'' O:57'' | 12 | 24 |  |  | 13 | Cap Nuts |  |  | 57 |  |  |  | No |  | No | [20 empty] | D:5'' H:1'' Round |  |  |  |  | 120 |  |  |  | Hardwired | 0 | 0 | 0 | 0 | 1 | 0 | 0 | 1 | 0 | 0 | 0 | 785652221552 | 26.25 | 26.625 | 18 | 16 | 7.28 | 250 | Yes | [8 empty] | C-UL-US Dry |  | DAYNA 4L PEND-710 | Four Light Pendant |  | 65262-710.jpg | 65262.jpg
65262-962 | Four Light Pendant | The sleek, fabric shades and smooth acrylic diffusers of the Dayna shade pendant collection by Sea Gull Lighting combine to create a warm glow. Finished-off with decorative metal finials to secure the White Acrylic diffusers in place, these fixtures convey a tailored look while creating both ambient and task lighting. The assortment includes two-light, three-light and four-light pendants and a two-light flush /semi-flush convertible all with classic drum shades, as well as a large four-light pendant with an angular trapezoidal shade, and all are offered in either Brushed Nickel or Burnt Sienna finishes with either Cream or Beige Faux Linen fabric shades. Both incandescent lamping and ENERGY STAR-qualified LED lamping are available; all fixtures are California Title 24 compliant. | LINE VOLTAGE PENDANT | Dayna Shade Pendants | Pendants | Brushed Nickel | 962 | Steel | Faux Silk Fabric | D:24" H:13" | D:24" | White Acrylic | 4 Medium A19 100w |  | 4 | No | [14 empty] | 0 | [12 empty] | 194.98 | 389.96 | 584.94 | D:24'' H:13'' O:57'' | 12 | 24 |  |  | 13 | Cap Nuts |  |  | 57 |  |  |  | No |  | No | [20 empty] | D:5'' H:1'' Round |  |  |  |  | 120 |  |  |  | Hardwired | 0 | 0 | 0 | 0 | 1 | 0 | 0 | 1 | 0 | 0 | 0 | 785652216886 | 26.25 | 26.125 | 18 | 16 | 7.144 | 250 | Yes | [8 empty] | C-UL-US Dry |  | DAYNA 4L PEND-962 | Four Light Pendant |  | 65262-962.jpg | 65262.jpg
65262EN3-710 | Four Light Pendant | The sleek, fabric shades and smooth acrylic diffusers of the Dayna shade pendant collection by Sea Gull Lighting combine to create a warm glow. Finished-off with decorative metal finials to secure the White Acrylic diffusers in place, these fixtures convey a tailored look while creating both ambient and task lighting. The assortment includes two-light, three-light and four-light pendants and a two-light flush /semi-flush convertible all with classic drum shades, as well as a large four-light pendant with an angular trapezoidal shade, and all are offered in either Brushed Nickel or Burnt Sienna finishes with either Cream or Beige Faux Linen fabric shades. Both incandescent lamping and ENERGY STAR-qualified LED lamping are available; all fixtures are California Title 24 compliant. | LINE VOLTAGE PENDANT | Dayna Shade Pendants | Pendants | Burnt Sienna | 710 | Steel | Linen Fabric | D:24" H:13" | D:24" | White Acrylic | 4 Medium A19 9.3w |  | 4 | Yes | [14 empty] | 0 | [12 empty] | 199.98 | 399.96 | 599.94 | D:24'' H:13'' O:57'' | 12 | 24 |  |  | 13 | Cap Nuts |  |  | 57 |  |  |  | No |  | No | [20 empty] | D:5'' H:1'' Round |  |  |  |  | 120 | Brown |  |  | Hardwired | 0 | 0 | 0 | 1 | 1 | 0 | 0 | 0 | 0 | 0 | 0 | 785652045165 | 26.25 | 26.625 | 18 | 16 | 7.28 | 250 | Yes | [8 empty] | C-UL-US Dry |  | DAYNA 4L PEND-710 | Four Light Pendant |  | 65262EN3-710.jpg | 65262.jpg
65262EN3-962 | Four Light Pendant | The sleek, fabric shades and smooth acrylic diffusers of the Dayna shade pendant collection by Sea Gull Lighting combine to create a warm glow. Finished-off with decorative metal finials to secure the White Acrylic diffusers in place, these fixtures convey a tailored look while creating both ambient and task lighting. The assortment includes two-light, three-light and four-light pendants and a two-light flush /semi-flush convertible all with classic drum shades, as well as a large four-light pendant with an angular trapezoidal shade, and all are offered in either Brushed Nickel or Burnt Sienna finishes with either Cream or Beige Faux Linen fabric shades. Both incandescent lamping and ENERGY STAR-qualified LED lamping are available; all fixtures are California Title 24 compliant. | LINE VOLTAGE PENDANT | Dayna Shade Pendants | Pendants | Brushed Nickel | 962 | Steel | Faux Silk Fabric | D:24" H:13" | D:24" | White Acrylic | 4 Medium A19 9.3w |  | 4 | Yes | [14 empty] | 0 | [12 empty] | 199.98 | 399.96 | 599.94 | D:24'' H:13'' O:57'' | 12 | 24 |  |  | 13 | Cap Nuts |  |  | 57 |  |  |  | No |  | No | [20 empty] | D:5'' H:1'' Round |  |  |  |  | 120 | Clear Silver |  |  | Hardwired | 0 | 0 | 0 | 1 | 1 | 0 | 0 | 0 | 0 | 0 | 0 | 785652045172 | 26.25 | 26.125 | 18 | 16 | 7.144 | 250 | Yes | [8 empty] | C-UL-US Dry |  | DAYNA 4L PEND-962 | Four Light Pendant |  | 65262EN3-962.jpg | 65262.jpg
6526303-872 | Small Three Light Hall / Foyer | The hand applied finishes on Thornwood exude authenticity, combining the tactile with the time-worn. Perfect proportions and honest functionality complete the package. The Thornwood lighting collection offers three-light, four-light and eight-like chandeliers, an eight-light linear, four-light foyer chandelier, and a two-light wall sconce. The two-light wall sconce is Damp Rated. Available in Washed Pine and a Weathered Iron Finish. | LINE VOLTAGE PENDANT | Thornwood | Pendants | Washed Pine / Weathered Iron | 872 / 819 | Steel |  |  |  |  | 3 Candelabra B10 Torpedo 60w |  | 3 | No | [14 empty] | 0 | [12 empty] | 136.48 | 272.96 | 409.44 | L:12'' W:12'' H:14'' O:58 1/2'' | 7.04 |  | 12 | 12 | 14 | Screw Collar - Stem |  |  | 58.5 |  |  |  | No |  | No | [20 empty] | D:5'' H:7/8'' Round |  |  |  |  | 120 | Black |  |  | Hardwired | 0 | 0 | 0 | 0 | 1 | 0 | 0 | 1 | 0 | 0 | 0 | 785652070273 | 17.25 | 14.25 | 14.25 | 9 | 2.027 | 175 | Yes | [9 empty] | cETL Damp | THORNWOOD 3L SM PEND-872 | Small Three Light Hall / Foyer |  | 6526303-872.jpg | 6526303.jpg
6526303EN-872 | Small Three Light Hall / Foyer | The hand applied finishes on Thornwood exude authenticity, combining the tactile with the time-worn. Perfect proportions and honest functionality complete the package. The Thornwood lighting collection offers three-light, four-light and eight-like chandeliers, an eight-light linear, four-light foyer chandelier, and a two-light wall sconce. The two-light wall sconce is Damp Rated. Available in Washed Pine and a Weathered Iron Finish. | LINE VOLTAGE PENDANT | Thornwood | Pendants | Washed Pine / Weathered Iron | 872 / 819 | Steel |  |  |  |  | 3 Candelabra B10 Torpedo 3.5w |  | 3 | Yes | [14 empty] | 0 | [12 empty] | 149.98 | 299.96 | 449.94 | L:12'' W:12'' H:14'' O:58 1/2'' | 7.04 |  | 12 | 12 | 14 | Screw Collar - Stem |  |  | 58.5 |  |  |  | No |  | No | [20 empty] | D:5'' H:7/8'' Round |  |  |  |  | 120 | Black |  |  | Hardwired | 0 | 0 | 0 | 1 | 1 | 0 | 0 | 0 | 0 | 0 | 0 | 785652071959 | 17.25 | 14.25 | 14.25 | 9 | 2.027 | 175 | Yes | [9 empty] | cETL Damp | THORNWOOD 3L SM LED PEND-872 | Small Three Light Hall / Foyer |  | 6526303EN-872.jpg | 6526303EN.jpg
6526304-872 | Medium Four Light Hall / Foyer | The hand applied finishes on Thornwood exude authenticity, combining the tactile with the time-worn. Perfect proportions and honest functionality complete the package. The Thornwood lighting collection offers three-light, four-light and eight-like chandeliers, an eight-light linear, four-light foyer chandelier, and a two-light wall sconce. The two-light wall sconce is Damp Rated. Available in Washed Pine and a Weathered Iron Finish. | LINE VOLTAGE PENDANT | Thornwood | Pendants | Washed Pine / Weathered Iron | 872 / 819 | Steel |  |  |  |  | 4 Candelabra B10 Torpedo 60w |  | 4 | No | [14 empty] | 0 | [12 empty] | 194.48 | 388.96 | 583.44 | L:17'' W:17'' H:20 1/2'' O:65'' | 11.66 |  | 17 | 17 | 20.5 | Screw Collar - Stem |  |  | 65 |  |  |  | No |  | No | [20 empty] | D:5'' H:7/8'' Round |  |  |  |  | 120 | Black |  |  | Hardwired | 0 | 0 | 0 | 0 | 1 | 0 | 0 | 1 | 0 | 0 | 0 | 785652070280 | 23.75 | 18.75 | 18.78 | 15.8 | 4.84 | 250 | Yes | [9 empty] | cETL Damp | THORNWOOD 4L MD PEND-872 | Medium Four Light Hall / Foyer |  | 6526304-872.jpg | 6526304.jpg
6526304EN-872 | Medium Four Light Hall / Foyer | The hand applied finishes on Thornwood exude authenticity, combining the tactile with the time-worn. Perfect proportions and honest functionality complete the package. The Thornwood lighting collection offers three-light, four-light and eight-like chandeliers, an eight-light linear, four-light foyer chandelier, and a two-light wall sconce. The two-light wall sconce is Damp Rated. Available in Washed Pine and a Weathered Iron Finish. | LINE VOLTAGE PENDANT | Thornwood | Pendants | Washed Pine / Weathered Iron | 872 / 819 | Steel |  |  |  |  | 4 Candelabra B10 Torpedo 3.5w |  | 4 | Yes | [14 empty] | 0 | [12 empty] | 216.98 | 433.96 | 650.94 | L:16'' W:16'' H:20 1/2'' O:65'' | 11.66 |  | 16 | 16 | 20.5 | Screw Collar - Stem |  |  | 65 |  |  |  | No |  | No | [20 empty] | D:5'' H:7/8'' Round |  |  |  |  | 120 | Black |  |  | Hardwired | 0 | 0 | 0 | 1 | 1 | 0 | 0 | 0 | 0 | 0 | 0 | 785652071966 | 23.75 | 18.75 | 18.78 | 15.8 | 4.84 | 250 | Yes | [9 empty] | cETL Damp | THORNWOOD 4L LED MD PEND-872 | Medium Four Light Hall / Foyer |  | 6526304EN-872.jpg | 6526304EN.jpg
6526308-872 | Large Eight Light Hall / Foyer | The hand applied finishes on Thornwood exude authenticity, combining the tactile with the time-worn. Perfect proportions and honest functionality complete the package. The Thornwood lighting collection offers three-light, four-light and eight-like chandeliers, an eight-light linear, four-light foyer chandelier, and a two-light wall sconce. The two-light wall sconce is Damp Rated. Available in Washed Pine and a Weathered Iron Finish. | LINE VOLTAGE PENDANT | Thornwood | Pendants | Washed Pine / Weathered Iron | 872 / 819 | Steel |  |  |  |  | 8 Candelabra B10 Torpedo 60w |  | 8 | No | [14 empty] | 0 | [12 empty] | 339.98 | 679.96 | 1019.94 | L:23 1/8'' W:23 1/8'' H:38'' O:82 1/2'' | 28.27 |  | 23.125 | 23.125 | 38 | Screw Collar - Stem |  |  | 82.5 |  |  |  | No |  | No | [20 empty] | D:5'' H:7/8'' Round |  |  |  |  | 120 | Black |  |  | Hardwired | 0 | 0 | 0 | 0 | 1 | 0 | 0 | 1 | 0 | 0 | 0 | 785652070297 | 42 | 25.25 | 25 | 38.2 | 15.343 | 250 | Yes | [9 empty] | cETL Damp | THORNWOOD 8L LG PEND-872 | Large Eight Light Hall / Foyer |  | 6526308-872.jpg | 6526308.jpg
6526308EN-872 | Large Eight Light Hall / Foyer | The hand applied finishes on Thornwood exude authenticity, combining the tactile with the time-worn. Perfect proportions and honest functionality complete the package. The Thornwood lighting collection offers three-light, four-light and eight-like chandeliers, an eight-light linear, four-light foyer chandelier, and a two-light wall sconce. The two-light wall sconce is Damp Rated. Available in Washed Pine and a Weathered Iron Finish. | LINE VOLTAGE PENDANT | Thornwood | Pendants | Washed Pine / Weathered Iron | 872 / 819 | Steel |  |  |  |  | 8 Candelabra B10 Torpedo 3.5w |  | 8 | Yes | [14 empty] | 0 | [12 empty] | 399.98 | 799.96 | 1199.94 | L:23 1/8'' W:23 1/8'' H:38'' O:82 1/2'' | 28.27 |  | 23.125 | 23.125 | 38 | Screw Collar - Stem |  |  | 82.5 |  |  |  | No |  | No | [20 empty] | D:5'' H:7/8'' Round |  |  |  |  | 120 | Black |  |  | Hardwired | 0 | 0 | 0 | 1 | 1 | 0 | 0 | 0 | 0 | 0 | 0 | 785652071973 | 25 | 25.25 | 25 | 38.2 | 9.133 | 175 | Yes | [9 empty] | cETL Damp | THORNWOOD 8L LED LG PEND-872 | Large Eight Light Hall / Foyer |  | 6526308EN-872.jpg | 6526308EN.jpg
65263-710 | Three Light Pendant | The sleek, fabric shades and smooth acrylic diffusers of the Dayna shade pendant collection by Sea Gull Lighting combine to create a warm glow. Finished-off with decorative metal finials to secure the White Acrylic diffusers in place, these fixtures convey a tailored look while creating both ambient and task lighting. The assortment includes two-light, three-light and four-light pendants and a two-light flush /semi-flush convertible all with classic drum shades, as well as a large four-light pendant with an angular trapezoidal shade, and all are offered in either Brushed Nickel or Burnt Sienna finishes with either Cream or Beige Faux Linen fabric shades. Both incandescent lamping and ENERGY STAR-qualified LED lamping are available; all fixtures are California Title 24 compliant. | LINE VOLTAGE PENDANT | Dayna Shade Pendants | Pendants | Burnt Sienna | 710 | Steel | Linen Fabric | D:19" H:10.5" |  | White Acrylic | 3 Medium A19 100w |  | 3 | No | [14 empty] | 0 | [12 empty] | 169.98 | 339.96 | 509.94 | D:19'' H:10 1/2'' O:55'' | 7.7 | 19 |  |  | 10.5 | Cap Nuts |  |  | 55 |  |  |  | No |  | No | [20 empty] | D:5'' H:1'' Round |  |  |  |  | 120 |  |  |  | Hardwired | 0 | 0 | 0 | 0 | 1 | 0 | 0 | 1 | 0 | 0 | 0 | 785652221569 | 20.25 | 20.25 | 13.18 | 10.9 | 3.128 | 250 | Yes | [8 empty] | UL Dry | cUL Dry | DAYNA 3L PEND-710 | Three Light Pendant |  | 65263-710.jpg | 65263.jpg
65263-962 | Three Light Pendant | The sleek, fabric shades and smooth acrylic diffusers of the Dayna shade pendant collection by Sea Gull Lighting combine to create a warm glow. Finished-off with decorative metal finials to secure the White Acrylic diffusers in place, these fixtures convey a tailored look while creating both ambient and task lighting. The assortment includes two-light, three-light and four-light pendants and a two-light flush /semi-flush convertible all with classic drum shades, as well as a large four-light pendant with an angular trapezoidal shade, and all are offered in either Brushed Nickel or Burnt Sienna finishes with either Cream or Beige Faux Linen fabric shades. Both incandescent lamping and ENERGY STAR-qualified LED lamping are available; all fixtures are California Title 24 compliant. | LINE VOLTAGE PENDANT | Dayna Shade Pendants | Pendants | Brushed Nickel | 962 |  | Faux Silk Fabric | D:19" H:10.5" |  | White Acrylic | 3 Medium A19 100w |  | 3 | No | [14 empty] | 0 | [12 empty] | 169.98 | 339.96 | 509.94 | D:19'' H:10 1/2'' O:55'' | 7.7 | 19 |  |  | 10.5 | Cap Nuts |  |  | 55 |  |  |  | No |  | No | [20 empty] | D:5'' H:1'' Round |  |  |  |  | 120 |  |  |  | Hardwired | 0 | 0 | 0 | 0 | 1 | 0 | 0 | 1 | 0 | 0 | 0 | 785652216909 | 20.25 | 20.25 | 13.18 | 10.9 | 3.128 | 250 | Yes | [8 empty] | C-UL-US Dry |  | DAYNA 3L PEND-962 | Three Light Pendant |  | 65263-962.jpg | 65263.jpg
65263EN3-710 | Three Light Pendant | The sleek, fabric shades and smooth acrylic diffusers of the Dayna shade pendant collection by Sea Gull Lighting combine to create a warm glow. Finished-off with decorative metal finials to secure the White Acrylic diffusers in place, these fixtures convey a tailored look while creating both ambient and task lighting. The assortment includes two-light, three-light and four-light pendants and a two-light flush /semi-flush convertible all with classic drum shades, as well as a large four-light pendant with an angular trapezoidal shade, and all are offered in either Brushed Nickel or Burnt Sienna finishes with either Cream or Beige Faux Linen fabric shades. Both incandescent lamping and ENERGY STAR-qualified LED lamping are available; all fixtures are California Title 24 compliant. | LINE VOLTAGE PENDANT | Dayna Shade Pendants | Pendants | Burnt Sienna | 710 | Steel | Linen Fabric | D:19" H:10.5" |  | White Acrylic | 3 Medium A19 9.3w |  | 3 | Yes | [14 empty] | 0 | [12 empty] | 186.98 | 373.96 | 560.94 | D:19'' H:10 1/2'' O:55'' | 7.7 | 19 |  |  | 10.5 | Cap Nuts |  |  | 55 |  |  |  | No |  | No | [20 empty] | D:5'' H:1'' Round |  |  |  |  | 120 | Brown |  |  | Hardwired | 0 | 0 | 0 | 1 | 1 | 0 | 0 | 0 | 0 | 0 | 0 | 785652045127 | 20.25 | 20.25 | 13.18 | 10.9 | 3.128 | 250 | Yes | [8 empty] | C-UL-US Dry |  | DAYNA 3L PEND-710 | Three Light Pendant |  | 65263EN3-710.jpg | 65263.jpg
65263EN3-962 | Three Light Pendant | The sleek, fabric shades and smooth acrylic diffusers of the Dayna shade pendant collection by Sea Gull Lighting combine to create a warm glow. Finished-off with decorative metal finials to secure the White Acrylic diffusers in place, these fixtures convey a tailored look while creating both ambient and task lighting. The assortment includes two-light, three-light and four-light pendants and a two-light flush /semi-flush convertible all with classic drum shades, as well as a large four-light pendant with an angular trapezoidal shade, and all are offered in either Brushed Nickel or Burnt Sienna finishes with either Cream or Beige Faux Linen fabric shades. Both incandescent lamping and ENERGY STAR-qualified LED lamping are available; all fixtures are California Title 24 compliant. | LINE VOLTAGE PENDANT | Dayna Shade Pendants | Pendants | Brushed Nickel | 962 |  | Faux Silk Fabric | D:19" H:10.5" |  | White Acrylic | 3 Medium A19 9.3w |  | 3 | Yes | [14 empty] | 0 | [12 empty] | 186.98 | 373.96 | 560.94 | D:19'' H:10 1/2'' O:55'' | 7.7 | 19 |  |  | 10.5 | Cap Nuts |  |  | 55 |  |  |  | No |  | No | [20 empty] | D:5'' H:1'' Round |  |  |  |  | 120 | Clear Silver |  |  | Hardwired | 0 | 0 | 0 | 1 | 1 | 0 | 0 | 0 | 0 | 0 | 0 | 785652045134 | 20.25 | 20.25 | 13.18 | 10.9 | 3.128 | 250 | Yes | [8 empty] | C-UL-US Dry |  | DAYNA 3L PEND-962 | Three Light Pendant |  | 65263EN3-962.jpg | 65263.jpg
65264-710 | Two Light Pendant | The sleek, fabric shades and smooth acrylic diffusers of the Dayna shade pendant collection by Sea Gull Lighting combine to create a warm glow. Finished-off with decorative metal finials to secure the White Acrylic diffusers in place, these fixtures convey a tailored look while creating both ambient and task lighting. The assortment includes two-light, three-light and four-light pendants and a two-light flush /semi-flush convertible all with classic drum shades, as well as a large four-light pendant with an angular trapezoidal shade, and all are offered in either Brushed Nickel or Burnt Sienna finishes with either Cream or Beige Faux Linen fabric shades. Both incandescent lamping and ENERGY STAR-qualified LED lamping are available; all fixtures are California Title 24 compliant. | LINE VOLTAGE PENDANT | Dayna Shade Pendants | Pendants | Burnt Sienna | 710 | Steel | Linen Fabric | D:14" H:9" | D:14" | White Acrylic | 2 Medium A19 100w |  | 2 | No | [14 empty] | 0 | [12 empty] | 110.95 | 221.9 | 332.85 | D:14'' H:9'' O:53'' | 5.8 | 14 |  |  | 9 | Cap Nuts |  |  | 53 |  |  |  | No |  | No | [20 empty] | D:5'' H:1'' Round |  |  |  |  | 120 |  |  |  | Hardwired | 0 | 0 | 0 | 0 | 1 | 0 | 0 | 1 | 0 | 0 | 0 | 785652221576 | 16 | 16.25 | 13.75 | 7.7 | 2.069 | 250 | Yes | [8 empty] | C-UL-US Dry |  | DAYNA 2L PEND-710 | Two Light Pendant |  | 65264-710.jpg | 65264.jpg
65264-962 | Two Light Pendant | The sleek, fabric shades and smooth acrylic diffusers of the Dayna shade pendant collection by Sea Gull Lighting combine to create a warm glow. Finished-off with decorative metal finials to secure the White Acrylic diffusers in place, these fixtures convey a tailored look while creating both ambient and task lighting. The assortment includes two-light, three-light and four-light pendants and a two-light flush /semi-flush convertible all with classic drum shades, as well as a large four-light pendant with an angular trapezoidal shade, and all are offered in either Brushed Nickel or Burnt Sienna finishes with either Cream or Beige Faux Linen fabric shades. Both incandescent lamping and ENERGY STAR-qualified LED lamping are available; all fixtures are California Title 24 compliant. | LINE VOLTAGE PENDANT | Dayna Shade Pendants | Pendants | Brushed Nickel | 962 | Steel | Faux Silk Fabric | D:14" H:9" | D:14" | White Acrylic | 2 Medium A19 100w |  | 2 | No | [14 empty] | 0 | [12 empty] | 110.95 | 221.9 | 332.85 | D:14'' H:9'' O:53'' | 5.8 | 14 |  |  | 9 | Cap Nuts |  |  | 53 |  |  |  | No |  | No | [20 empty] | D:5'' H:1'' Round |  |  |  |  | 120 |  |  |  | Hardwired | 0 | 0 | 0 | 0 | 1 | 0 | 0 | 1 | 0 | 0 | 0 | 785652216923 | 16 | 16.25 | 13.75 | 7.7 | 2.069 | 250 | Yes | [8 empty] | C-UL-US Dry |  | DAYNA 2L PEND-962 | Two Light Pendant |  | 65264-962.jpg | 65264.jpg
65264EN3-710 | Two Light Pendant | The sleek, fabric shades and smooth acrylic diffusers of the Dayna shade pendant collection by Sea Gull Lighting combine to create a warm glow. Finished-off with decorative metal finials to secure the White Acrylic diffusers in place, these fixtures convey a tailored look while creating both ambient and task lighting. The assortment includes two-light, three-light and four-light pendants and a two-light flush /semi-flush convertible all with classic drum shades, as well as a large four-light pendant with an angular trapezoidal shade, and all are offered in either Brushed Nickel or Burnt Sienna finishes with either Cream or Beige Faux Linen fabric shades. Both incandescent lamping and ENERGY STAR-qualified LED lamping are available; all fixtures are California Title 24 compliant. | LINE VOLTAGE PENDANT | Dayna Shade Pendants | Pendants | Burnt Sienna | 710 | Steel | Linen Fabric | D:14" H:9" | D:14" | White Acrylic | 2 Medium A19 9.3w |  | 2 | Yes | [14 empty] | 0 | [12 empty] | 118.95 | 237.9 | 356.85 | D:14'' H:9'' O:53'' | 5.8 | 14 |  |  | 9 | Cap Nuts |  |  | 53 |  |  |  | No |  | No | [20 empty] | D:5'' H:1'' Round |  |  |  |  | 120 | Brown |  |  | Hardwired | 0 | 0 | 0 | 1 | 1 | 0 | 0 | 0 | 0 | 0 | 0 | 785652045103 | 16 | 16.25 | 13.75 | 7.7 | 2.069 | 250 | Yes | [8 empty] | C-UL-US Dry |  | DAYNA 2L PEND-710 | Two Light Pendant |  | 65264EN3-710.jpg | 65264.jpg
65264EN3-962 | Two Light Pendant | The sleek, fabric shades and smooth acrylic diffusers of the Dayna shade pendant collection by Sea Gull Lighting combine to create a warm glow. Finished-off with decorative metal finials to secure the White Acrylic diffusers in place, these fixtures convey a tailored look while creating both ambient and task lighting. The assortment includes two-light, three-light and four-light pendants and a two-light flush /semi-flush convertible all with classic drum shades, as well as a large four-light pendant with an angular trapezoidal shade, and all are offered in either Brushed Nickel or Burnt Sienna finishes with either Cream or Beige Faux Linen fabric shades. Both incandescent lamping and ENERGY STAR-qualified LED lamping are available; all fixtures are California Title 24 compliant. | LINE VOLTAGE PENDANT | Dayna Shade Pendants | Pendants | Brushed Nickel | 962 | Steel | Faux Silk Fabric | D:14" H:9" | D:14" | White Acrylic | 2 Medium A19 9.3w |  | 2 | Yes | [14 empty] | 0 | [12 empty] | 118.95 | 237.9 | 356.85 | D:14'' H:9'' O:53'' | 5.8 | 14 |  |  | 9 | Cap Nuts |  |  | 53 |  |  |  | No |  | No | [20 empty] | D:5'' H:1'' Round |  |  |  |  | 120 | Clear Silver |  |  | Hardwired | 0 | 0 | 0 | 1 | 1 | 0 | 0 | 0 | 0 | 0 | 0 | 785652045110 | 16 | 16.25 | 13.75 | 7.7 | 2.069 | 250 | Yes | [8 empty] | C-UL-US Dry |  | DAYNA 2L PEND-962 | Two Light Pendant |  | 65264EN3-962.jpg | 65264.jpg
65266-710 | Four Light Pendant | The sleek, fabric shades and smooth acrylic diffusers of the Dayna shade pendant collection by Sea Gull Lighting combine to create a warm glow. Finished-off with decorative metal finials to secure the White Acrylic diffusers in place, these fixtures convey a tailored look while creating both ambient and task lighting. The assortment includes two-light, three-light and four-light pendants and a two-light flush /semi-flush convertible all with classic drum shades, as well as a large four-light pendant with an angular trapezoidal shade, and all are offered in either Brushed Nickel or Burnt Sienna finishes with either Cream or Beige Faux Linen fabric shades. Both incandescent lamping and ENERGY STAR-qualified LED lamping are available; all fixtures are California Title 24 compliant. | LINE VOLTAGE PENDANT | Dayna Shade Pendants | Pendants | Burnt Sienna | 710 | Steel | Linen Fabric | L:36" W:16.5" H:14" |  | White Acrylic | 4 Medium A19 100w |  | 4 | No | [14 empty] | 0 | [12 empty] | 273.45 | 546.9 | 820.35 | L:36'' W:16 1/2'' H:14'' O:58'' | 12.1 |  | 36 | 16.5 | 14 | Cap Nuts |  |  | 58 |  |  |  | No |  | No | [20 empty] | DP:5'' W:14'' H:1'' Rectangular |  |  |  |  | 120 |  |  |  | Hardwired | 0 | 0 | 0 | 0 | 1 | 0 | 0 | 1 | 0 | 0 | 0 | 785652225130 | 37.75 | 18 | 16.75 | 19.8 | 6.587 | 250 | Yes | [8 empty] | UL Dry | cUL Dry | DAYNA 4L ISLAND-710 | Four Light Pendant |  | 65266-710.jpg | 65266.jpg
65266-962 | Four Light Pendant | The sleek, fabric shades and smooth acrylic diffusers of the Dayna shade pendant collection by Sea Gull Lighting combine to create a warm glow. Finished-off with decorative metal finials to secure the White Acrylic diffusers in place, these fixtures convey a tailored look while creating both ambient and task lighting. The assortment includes two-light, three-light and four-light pendants and a two-light flush /semi-flush convertible all with classic drum shades, as well as a large four-light pendant with an angular trapezoidal shade, and all are offered in either Brushed Nickel or Burnt Sienna finishes with either Cream or Beige Faux Linen fabric shades. Both incandescent lamping and ENERGY STAR-qualified LED lamping are available; all fixtures are California Title 24 compliant. | LINE VOLTAGE PENDANT | Dayna Shade Pendants | Pendants | Brushed Nickel | 962 | Steel | Faux Silk Fabric | L:36" W:16.5" H:14" |  | White Acrylic | 4 Medium A19 100w |  | 4 | No | [14 empty] | 0 | [12 empty] | 273.45 | 546.9 | 820.35 | L:36'' W:16 1/2'' H:14'' O:58'' | 12.1 |  | 36 | 16.5 | 14 | Cap Nuts |  |  | 58 |  |  |  | No |  | No | [20 empty] | DP:5'' W:14'' H:1'' Rectangular |  |  |  |  | 120 |  |  |  | Hardwired | 0 | 0 | 0 | 0 | 1 | 0 | 0 | 1 | 0 | 0 | 0 | 785652225123 | 37.75 | 18 | 16.75 | 19.8 | 6.587 | 250 | Yes | [8 empty] | C-UL-US Dry |  | DAYNA 4L ISLAND-962 | Four Light Pendant |  | 65266-962.jpg | 65266.jpg
65266EN3-710 | Four Light Pendant | The sleek, fabric shades and smooth acrylic diffusers of the Dayna shade pendant collection by Sea Gull Lighting combine to create a warm glow. Finished-off with decorative metal finials to secure the White Acrylic diffusers in place, these fixtures convey a tailored look while creating both ambient and task lighting. The assortment includes two-light, three-light and four-light pendants and a two-light flush /semi-flush convertible all with classic drum shades, as well as a large four-light pendant with an angular trapezoidal shade, and all are offered in either Brushed Nickel or Burnt Sienna finishes with either Cream or Beige Faux Linen fabric shades. Both incandescent lamping and ENERGY STAR-qualified LED lamping are available; all fixtures are California Title 24 compliant. | LINE VOLTAGE PENDANT | Dayna Shade Pendants | Pendants | Burnt Sienna | 710 | Steel | Linen Fabric | L:36" W:16.5" H:14" |  | White Acrylic | 4 Medium A19 9.3w |  | 4 | Yes | [14 empty] | 0 | [12 empty] | 288.45 | 576.9 | 865.35 | L:36'' W:16 1/2'' H:14'' O:58'' | 12.1 |  | 36 | 16.5 | 14 | Cap Nuts |  |  | 58 |  |  |  | No |  | No | [20 empty] | DP:5'' W:14'' H:1'' Rectangular |  |  |  |  | 120 | Brown |  |  | Hardwired | 0 | 0 | 0 | 1 | 1 | 0 | 0 | 0 | 0 | 0 | 0 | 785652045141 | 37.75 | 18 | 16.75 | 19.8 | 6.587 | 250 | Yes | [8 empty] | C-UL-US Dry |  | DAYNA 4L ISLAND-710 | Four Light Pendant |  | 65266EN3-710.jpg | 65266.jpg
65266EN3-962 | Four Light Pendant | The sleek, fabric shades and smooth acrylic diffusers of the Dayna shade pendant collection by Sea Gull Lighting combine to create a warm glow. Finished-off with decorative metal finials to secure the White Acrylic diffusers in place, these fixtures convey a tailored look while creating both ambient and task lighting. The assortment includes two-light, three-light and four-light pendants and a two-light flush /semi-flush convertible all with classic drum shades, as well as a large four-light pendant with an angular trapezoidal shade, and all are offered in either Brushed Nickel or Burnt Sienna finishes with either Cream or Beige Faux Linen fabric shades. Both incandescent lamping and ENERGY STAR-qualified LED lamping are available; all fixtures are California Title 24 compliant. | LINE VOLTAGE PENDANT | Dayna Shade Pendants | Pendants | Brushed Nickel | 962 | Steel | Faux Silk Fabric | L:36" W:16.5" H:14" |  | White Acrylic | 4 Medium A19 9.3w |  | 4 | Yes | [14 empty] | 0 | [12 empty] | 288.45 | 576.9 | 865.35 | L:36'' W:16 1/2'' H:14'' O:58'' | 12.1 |  | 36 | 16.5 | 14 | Cap Nuts |  |  | 58 |  |  |  | No |  | No | [20 empty] | DP:5'' W:14'' H:1'' Rectangular |  |  |  |  | 120 | Clear Silver |  |  | Hardwired | 0 | 0 | 0 | 1 | 1 | 0 | 0 | 0 | 0 | 0 | 0 | 785652045158 | 37.75 | 18 | 16.75 | 19.8 | 6.587 | 250 | Yes | [8 empty] | C-UL-US Dry |  | DAYNA 4L ISLAND-962 | Four Light Pendant |  | 65266EN3-962.jpg | 65266.jpg
6528503-12 | Three Light Pendant | A distinctive mesh lampshade in the Gereon Collection harkens back to the industrial days of machine innovation, adding a rugged look of workmanship that transforms an interior's identity. At once stylistic and utilitarian, Gereon is available in a finely textured Black finish with medium base sockets. The muted glow of the bulbs beneath the mesh framing adds a rugged personality. The versatile Gereon fixtures are damp rated for covered outdoor installations as well. Available as a 1-light mini-pendant, 3-light and 4-light pendants, 2-light semi-flush ceiling mount, and 1-light wall sconce to adapt interior settings in a variety of ways. | LINE VOLTAGE PENDANT | Gereon | Pendants | Black | 12 | Steel |  |  |  |  | 3 Medium ST19 60w |  | 3 | No | [14 empty] | 0 | [12 empty] | 159.98 | 319.96 | 479.94 | D:19'' H:9 1/2'' O:53 7/8'' | 7.2 | 19 |  |  | 9.5 | Center Lock-Up |  |  | 53.875 |  |  |  | No |  | No | [20 empty] | D:5'' H:3/4'' Round |  |  |  |  | 120 | Black |  |  | Hardwired | 0 | 0 | 0 | 0 | 1 | 0 | 0 | 1 | 0 | 0 | 0 | 785652061080 | 22.25 | 22 | 13.75 | 11 | 3.895 | 250 | Yes | [9 empty] | cETL Damp | GEREON 3L PEND-12 | Three Light Pendant |  | 6528503-12.png | 6528503.jpg
6528503EN7-12 | Three Light Pendant | A distinctive mesh lampshade in the Gereon Collection harkens back to the industrial days of machine innovation, adding a rugged look of workmanship that transforms an interior's identity. At once stylistic and utilitarian, Gereon is available in a finely textured Black finish with medium base sockets. The muted glow of the bulbs beneath the mesh framing adds a rugged personality. The versatile Gereon fixtures are damp rated for covered outdoor installations as well. Available as a 1-light mini-pendant, 3-light and 4-light pendants, 2-light semi-flush ceiling mount, and 1-light wall sconce to adapt interior settings in a variety of ways. | LINE VOLTAGE PENDANT | Gereon | Pendants | Black | 12 | Steel |  |  |  |  | 3 Medium A19 8.5w |  | 3 | Yes | [14 empty] | 0 | [12 empty] | 182.98 | 365.96 | 548.94 | D:19'' H:9 1/2'' O:53 7/8'' | 7.2 | 19 |  |  | 9.5 | Center Lock-Up |  |  | 53.875 |  |  |  | No |  | No | [20 empty] | D:5'' H:3/4'' Round |  |  |  |  | 120 | Black |  |  | Hardwired | 0 | 0 | 0 | 1 | 1 | 0 | 0 | 0 | 0 | 0 | 0 | 785652068799 | 22.25 | 22 | 13.75 | 11 | 3.895 | 250 | Yes | [9 empty] | cETL Damp | GEREON 3L LED PEND-12 | Three Light Pendant |  | 6528503EN7-12.jpg | 6528503.jpg
6528504-12 | Four Light Pendant | A distinctive mesh lampshade in the Gereon Collection harkens back to the industrial days of machine innovation, adding a rugged look of workmanship that transforms an interior's identity. At once stylistic and utilitarian, Gereon is available in a finely textured Black finish with medium base sockets. The muted glow of the bulbs beneath the mesh framing adds a rugged personality. The versatile Gereon fixtures are damp rated for covered outdoor installations as well. Available as a 1-light mini-pendant, 3-light and 4-light pendants, 2-light semi-flush ceiling mount, and 1-light wall sconce to adapt interior settings in a variety of ways. | LINE VOLTAGE PENDANT | Gereon | Pendants | Black | 12 | Steel |  |  |  |  | 4 Medium ST19 60w |  | 4 | No | [14 empty] | 0 | [12 empty] | 199.98 | 399.96 | 599.94 | D:24'' H:10 5/8'' O:55'' | 8.5 | 24 |  |  | 10.625 | Center Lock-Up |  |  | 55 |  |  |  | No |  | No | [20 empty] | D:5'' H:3/4'' Round |  |  |  |  | 120 | Black |  |  | Hardwired | 0 | 0 | 0 | 0 | 1 | 0 | 0 | 1 | 0 | 0 | 0 | 785652061097 | 27.75 | 27.5 | 15 | 14.3 | 6.624 | 250 | Yes | [9 empty] | cETL Damp | GEREON 4L PEND-12 | Four Light Pendant |  | 6528504-12.png | 6528504.jpg
6528504EN7-12 | Four Light Pendant | A distinctive mesh lampshade in the Gereon Collection harkens back to the industrial days of machine innovation, adding a rugged look of workmanship that transforms an interior's identity. At once stylistic and utilitarian, Gereon is available in a finely textured Black finish with medium base sockets. The muted glow of the bulbs beneath the mesh framing adds a rugged personality. The versatile Gereon fixtures are damp rated for covered outdoor installations as well. Available as a 1-light mini-pendant, 3-light and 4-light pendants, 2-light semi-flush ceiling mount, and 1-light wall sconce to adapt interior settings in a variety of ways. | LINE VOLTAGE PENDANT | Gereon | Pendants | Black | 12 | Steel |  |  |  |  | 4 Medium A19 8.5w |  | 4 | Yes | [14 empty] | 0 | [12 empty] | 238.98 | 477.96 | 716.94 | D:24'' H:10 5/8'' O:55'' | 8.5 | 24 |  |  | 10.625 | Center Lock-Up |  |  | 55 |  |  |  | No |  | No | [20 empty] | D:5'' H:3/4'' Round |  |  |  |  | 120 | Black |  |  | Hardwired | 0 | 0 | 0 | 1 | 1 | 0 | 0 | 0 | 0 | 0 | 0 | 785652068805 | 27.75 | 27.5 | 15 | 14.3 | 6.624 | 250 | Yes | [9 empty] | cETL Damp | GEREON 4L LED PEND-12 | Four Light Pendant |  | 6528504EN7-12.jpg | 6528504.jpg
6528603-802 | Three Light Pendant | Combine hanging art with light. Undulating with free-form hoops of welded cold-rolled steel, the Cowen Collection will redefine any room. As illumination escapes from the openings in the sculpted shade, the full menagerie comes together. The textured Obsidian Mist finish adds the final tactile element to this postmodern piece. The refined modern design comes to life with distressed gold metal accents. The Cowen collection is equally at home in a contemporary, urban setting or a traditional décor in the suburbs. The assortment includes one-light wall sconce; one-light mini-pendant; two-light semi-flush; three-light pendant; five-light island pendant and a six-light foyer light. All fixtures are California Title 24 compliant. | LINE VOLTAGE PENDANT | Cowen | Pendants | Obsidian Mist | 802 | Steel |  |  |  |  | 3 Medium ST19 60w |  | 3 | No | [14 empty] | 0 | [12 empty] | 194.98 | 389.96 | 584.94 | D:22 7/8'' H:10 3/8'' O:54 3/4'' | 16.2 | 22.875 |  |  | 10.375 | Center Lock-Up |  |  | 54.75 |  |  |  | No |  | No | [20 empty] | D:5'' H:3/4'' Round |  |  |  |  | 120 | Black |  |  | Hardwired | 0 | 0 | 0 | 0 | 1 | 0 | 0 | 1 | 0 | 0 | 0 | 785652061141 | 26.25 | 26.25 | 14.5 | 20.6 | 5.782 | 250 | Yes | [9 empty] | cETL Damp | COWEN 3L PEND-802 | Three Light Pendant |  | 6528603-802.png | 6528603.jpg
6528603EN7-802 | Three Light Pendant | Combine hanging art with light. Undulating with free-form hoops of welded cold-rolled steel, the Cowen Collection will redefine any room. As illumination escapes from the openings in the sculpted shade, the full menagerie comes together. The textured Obsidian Mist finish adds the final tactile element to this postmodern piece. The refined modern design comes to life with distressed gold metal accents. The Cowen collection is equally at home in a contemporary, urban setting or a traditional décor in the suburbs. The assortment includes one-light wall sconce; one-light mini-pendant; two-light semi-flush; three-light pendant; five-light island pendant and a six-light foyer light. All fixtures are California Title 24 compliant. | LINE VOLTAGE PENDANT | Cowen | Pendants | Obsidian Mist | 802 | Steel |  |  |  |  | 3 Medium A19 8.5w |  | 3 | Yes | [14 empty] | 0 | [12 empty] | 219.98 | 439.96 | 659.94 | D:22 7/8'' H:10 3/8'' O:54 3/4'' | 16.2 | 22.875 |  |  | 10.375 | Center Lock-Up |  |  | 54.75 |  |  |  | No |  | No | [20 empty] | D:5'' H:3/4'' Round |  |  |  |  | 120 | Black |  |  | Hardwired | 0 | 0 | 0 | 1 | 1 | 0 | 0 | 0 | 0 | 0 | 0 | 785652068850 | 26.25 | 26.25 | 14.5 | 20.6 | 5.782 | 250 | Yes | [9 empty] | cETL Damp | COWEN 3L LED PEND-802 | Three Light Pendant |  | 6528603EN7-802.jpg | 6528603.jpg
6528803-112 | Three Light Pendant |  | LINE VOLTAGE PENDANT | Kemal | Pendants | Midnight Black | 112 | Steel | Etched / White Inside Glass | D:15.75" H:5.125" |  |  | 3 Medium A19 100w |  | 3 | No | [14 empty] | 0 | [12 empty] | 104.95 | 209.9 | 314.85 | D:16'' H:18 1/2'' O:92 3/8'' | 9.7 | 16 |  |  | 18.5 | Center Lock-Up |  |  | 92.375 |  |  |  | No |  | No | [20 empty] | D:5'' H:3/4'' Round |  |  |  |  | 120 | Black | 72 |  | Hardwired | 0 | 0 | 0 | 0 | 1 | 0 | 0 | 1 | 1 | 0 | 0 | 785652079160 | [16 empty] | cETL Damp | CANFIELD 3L PEND-112 | Three Light Pendant |  | 6528803-112.jpg | 6528803.jpg
6528803-710 | Three Light Pendant | Behind every seemingly simple design lies unerring attention to restraint and obsessive attention to the tiniest details. The Canfield collection by Sea Gull Lighting draws on the modernist traditions of "less is more". Essential functional elements dictate the aesthetics, and clean lines prevail. Layers of intricately finished hand-brushed steel progress vertically to the soft glow of light diffused through finely etched glass diffusors. Canfield offers a "whole home" lighting solution; offering lighting in every imaginable category from the auspicious 15 light 3-tier chandelier, to the concise mini-pendant and one-light sconces. The collection is available in hand brushed Burnt Sienna for a warm, tactile, almost Craftsman design style, or a brushed nickel to emphasize the more architectural elements of your interior. | LINE VOLTAGE PENDANT | Canfield | Pendants | Burnt Sienna | 710 | Steel | Etched / White Inside Glass | D:15.75" H:5.125" |  |  | 3 Medium A19 100w |  | 3 | No | [14 empty] | 0 | [12 empty] | 110.48 | 220.96 | 331.44 | D:16'' H:18 1/2'' O:92 3/8'' | 9.7 | 16 |  |  | 18.5 | Center Lock-Up |  |  | 92.375 |  |  |  | No |  | No | [20 empty] | D:5'' H:3/4'' Round |  |  |  |  | 120 | Brown | 72 |  | Hardwired | 0 | 0 | 0 | 0 | 1 | 0 | 0 | 1 | 1 | 0 | 0 | 785652059926 | 19 | 18.75 | 12.5 | 13.2 | 2.577 | 175 | Yes | [9 empty] | cETL Damp | CANFIELD 3L PEND-710 | Three Light Pendant |  | 6528803-710.png | 6528803.jpg
6528803-962 | Three Light Pendant | Behind every seemingly simple design lies unerring attention to restraint and obsessive attention to the tiniest details. The Canfield collection by Sea Gull Lighting draws on the modernist traditions of "less is more". Essential functional elements dictate the aesthetics, and clean lines prevail. Layers of intricately finished hand-brushed steel progress vertically to the soft glow of light diffused through finely etched glass diffusors. Canfield offers a "whole home" lighting solution; offering lighting in every imaginable category from the auspicious 15 light 3-tier chandelier, to the concise mini-pendant and one-light sconces. The collection is available in hand brushed Burnt Sienna for a warm, tactile, almost Craftsman design style, or a brushed nickel to emphasize the more architectural elements of your interior. | LINE VOLTAGE PENDANT | Canfield | Pendants | Brushed Nickel | 962 | Steel | Etched / White Inside Glass | D:15.75" H:5.125" |  |  | 3 Medium A19 100w |  | 3 | No | [14 empty] | 0 | [12 empty] | 110.48 | 220.96 | 331.44 | D:16'' H:18 1/2'' O:92 3/8'' | 9.7 | 16 |  |  | 18.5 | Center Lock-Up |  |  | 92.375 |  |  |  | No |  | No | [20 empty] | D:5'' H:3/4'' Round |  |  |  |  | 120 | Clear Silver | 72 |  | Hardwired | 0 | 0 | 0 | 0 | 1 | 0 | 0 | 1 | 1 | 0 | 0 | 785652059933 | 19 | 18.75 | 12.5 | 13.2 | 2.577 | 175 | Yes | [9 empty] | cETL Damp | CANFIELD 3L PEND-962 | Three Light Pendant |  | 6528803-962.png | 6528803.jpg
6528803EN3-112 | Three Light Pendant |  | LINE VOLTAGE PENDANT | Kemal | Pendants | Midnight Black | 112 | Steel | Etched / White Inside Glass | D:15.75" H:5.125" |  |  | 3 Medium A19 9.3w |  | 3 | Yes | [14 empty] | 0 | [12 empty] | 122.45 | 244.9 | 367.35 | D:16'' H:18 1/2'' O:92 3/8'' | 9.7 | 16 |  |  | 18.5 | Center Lock-Up |  |  | 92.375 |  |  |  | No |  | No | [20 empty] | D:5'' H:3/4'' Round |  |  |  |  | 120 | Black | 72 |  | Hardwired | 0 | 0 | 0 | 1 | 1 | 0 | 0 | 0 | 1 | 0 | 0 | 785652080135 | [16 empty] | cETL Damp | CANFIELD 3L PEND-112 | Three Light Pendant |  | 6528803EN3-112.jpg | 6528803EN3.jpg
6528803EN3-710 | Three Light Pendant | Behind every seemingly simple design lies unerring attention to restraint and obsessive attention to the tiniest details. The Canfield collection by Sea Gull Lighting draws on the modernist traditions of "less is more". Essential functional elements dictate the aesthetics, and clean lines prevail. Layers of intricately finished hand-brushed steel progress vertically to the soft glow of light diffused through finely etched glass diffusors. Canfield offers a "whole home" lighting solution; offering lighting in every imaginable category from the auspicious 15 light 3-tier chandelier, to the concise mini-pendant and one-light sconces. The collection is available in hand brushed Burnt Sienna for a warm, tactile, almost Craftsman design style, or a brushed nickel to emphasize the more architectural elements of your interior. | LINE VOLTAGE PENDANT | Canfield | Pendants | Burnt Sienna | 710 | Steel | Etched / White Inside Glass | D:15.75" H:5.125" |  |  | 3 Medium A19 9.3w |  | 3 | Yes | [14 empty] | 0 | [12 empty] | 124.98 | 249.96 | 374.94 | D:16'' H:18 1/2'' O:92 3/8'' | 9.7 | 16 |  |  | 18.5 | Center Lock-Up |  |  | 92.375 |  |  |  | No |  | No | [20 empty] | D:5'' H:3/4'' Round |  |  |  |  | 120 | Brown | 72 |  | Hardwired | 0 | 0 | 0 | 1 | 1 | 0 | 0 | 0 | 1 | 0 | 0 | 785652060465 | 19 | 18.75 | 12.5 | 13.2 | 2.577 | 175 | Yes | [9 empty] | cETL Damp | CANFIELD 3L PEND-710 | Three Light Pendant |  | 6528803EN3-710.jpg | 6528803EN3.jpg
6528803EN3-962 | Three Light Pendant | Behind every seemingly simple design lies unerring attention to restraint and obsessive attention to the tiniest details. The Canfield collection by Sea Gull Lighting draws on the modernist traditions of "less is more". Essential functional elements dictate the aesthetics, and clean lines prevail. Layers of intricately finished hand-brushed steel progress vertically to the soft glow of light diffused through finely etched glass diffusors. Canfield offers a "whole home" lighting solution; offering lighting in every imaginable category from the auspicious 15 light 3-tier chandelier, to the concise mini-pendant and one-light sconces. The collection is available in hand brushed Burnt Sienna for a warm, tactile, almost Craftsman design style, or a brushed nickel to emphasize the more architectural elements of your interior. | LINE VOLTAGE PENDANT | Canfield | Pendants | Brushed Nickel | 962 | Steel | Etched / White Inside Glass | D:15.75" H:5.125" |  |  | 3 Medium A19 9.3w |  | 3 | Yes | [14 empty] | 0 | [12 empty] | 124.98 | 249.96 | 374.94 | D:16'' H:18 1/2'' O:92 3/8'' | 9.7 | 16 |  |  | 18.5 | Center Lock-Up |  |  | 92.375 |  |  |  | No |  | No | [20 empty] | D:5'' H:3/4'' Round |  |  |  |  | 120 | Clear Silver | 72 |  | Hardwired | 0 | 0 | 0 | 1 | 1 | 0 | 0 | 0 | 1 | 0 | 0 | 785652060472 | 19 | 18.75 | 12.5 | 13.2 | 2.577 | 175 | Yes | [9 empty] | cETL Damp | CANFIELD 3L PEND-962 | Three Light Pendant |  | 6528803EN3-962.jpg | 6528803EN3.jpg
6531503-808 | Small Three Light Hall / Foyer | Light, airy, feminine, and ever so sophisticated! Let your personal panache and style shine through with the timeless, French Country -influenced Carra pendants. A lantern-like shape enhanced with intricate lines and candle tubes give this lantern an antique feel. The beautiful assortment includes three-light, four-light and six-light pendants, a four-light semi-flush and a two-light wall sconce. | LINE VOLTAGE PENDANT | Carra | Pendants | Weathered Zinc / White Wash | 797 / 808 | Steel |  |  |  |  | 3 Candelabra B10 Torpedo 60w |  | 3 | No | [14 empty] | 0 | [12 empty] | 124.98 | 249.96 | 374.94 | L:12'' W:12'' H:22 5/8'' O:67 1/4'' | 5.5 |  | 12 | 12 | 22.625 | Screw Collar - Stem |  |  | 67.25 |  |  |  | No |  | No | [20 empty] | D:5'' H:7/8'' Round |  |  |  |  | 120 | Black |  |  | Hardwired | 0 | 0 | 0 | 0 | 1 | 0 | 0 | 1 | 0 | 0 | 0 | 785652069550 | 15.25 | 14.25 | 14.25 | 7.5 | 1.792 | 175 | Yes | [9 empty] | cETL Damp | CARRA 3L SM PEND-808 | Small Three Light Hall / Foyer |  | 6531503-808.jpg | 6531503.jpg
6531503EN-808 | Small Three Light Hall / Foyer | Light, airy, feminine, and ever so sophisticated! Let your personal panache and style shine through with the timeless, French Country -influenced Carra pendants. A lantern-like shape enhanced with intricate lines and candle tubes give this lantern an antique feel. The beautiful assortment includes three-light, four-light and six-light pendants, a four-light semi-flush and a two-light wall sconce. | LINE VOLTAGE PENDANT | Carra | Pendants | Weathered Zinc / White Wash | 797 / 808 | Steel |  |  |  |  | 3 Candelabra B10 Torpedo 3.5w |  | 3 | Yes | [14 empty] | 0 | [12 empty] | 141.48 | 282.96 | 424.44 | L:12'' W:12'' H:22 5/8'' O:67 1/4'' | 5.5 |  | 12 | 12 | 22.625 | Screw Collar - Stem |  |  | 67.25 |  |  |  | No |  | No | [20 empty] | D:5'' H:7/8'' Round |  |  |  |  | 120 | Black |  |  | Hardwired | 0 | 0 | 0 | 1 | 1 | 0 | 0 | 0 | 0 | 0 | 0 | 785652071317 | 15.25 | 14.25 | 14.25 | 7.5 | 1.792 | 175 | Yes | [9 empty] | cETL Damp | CARRA 3L LED SM PEND-808 | Small Three Light Hall / Foyer |  | 6531503EN-808.jpg | 6531503EN.jpg
6531504-808 | Medium Four Light Hall / Foyer | Light, airy, feminine, and ever so sophisticated! Let your personal panache and style shine through with the timeless, French Country -influenced Carra pendants. A lantern-like shape enhanced with intricate lines and candle tubes give this lantern an antique feel. The beautiful assortment includes three-light, four-light and six-light pendants, a four-light semi-flush and a two-light wall sconce. | LINE VOLTAGE PENDANT | Carra | Pendants | Weathered Zinc / White Wash | 797 / 808 | Steel |  |  |  |  | 4 Candelabra B10 Torpedo 60w |  | 4 | No | [14 empty] | 0 | [12 empty] | 159.98 | 319.96 | 479.94 | L:15'' W:15'' H:34 3/4'' O:79 1/2'' | 7.92 |  | 15 | 15 | 34.75 | Screw Collar - Stem |  |  | 79.5 |  |  |  | No |  | No | [20 empty] | D:5'' H:7/8'' Round |  |  |  |  | 120 | Black |  |  | Hardwired | 0 | 0 | 0 | 0 | 1 | 0 | 0 | 1 | 0 | 0 | 0 | 785652069567 | 22.25 | 17.25 | 17.25 | 11.2 | 3.831 | 250 | Yes | [9 empty] | cETL Damp | CARRA 4L MD PEND-808 | Medium Four Light Hall / Foyer |  | 6531504-808.jpg | 6531504.jpg
6531504EN-808 | Medium Four Light Hall / Foyer | Light, airy, feminine, and ever so sophisticated! Let your personal panache and style shine through with the timeless, French Country -influenced Carra pendants. A lantern-like shape enhanced with intricate lines and candle tubes give this lantern an antique feel. The beautiful assortment includes three-light, four-light and six-light pendants, a four-light semi-flush and a two-light wall sconce. | LINE VOLTAGE PENDANT | Carra | Pendants | Weathered Zinc / White Wash | 797 / 808 | Steel |  |  |  |  | 4 Candelabra B10 Torpedo 3.5w |  | 4 | Yes | [14 empty] | 0 | [12 empty] | 174.98 | 349.96 | 524.94 | L:15'' W:15'' H:34 3/4'' O:79 1/2'' | 7.92 |  | 15 | 15 | 34.75 | Screw Collar - Stem |  |  | 79.5 |  |  |  | No |  | No | [20 empty] | D:5'' H:7/8'' Round |  |  |  |  | 120 | Black |  |  | Hardwired | 0 | 0 | 0 | 1 | 1 | 0 | 0 | 0 | 0 | 0 | 0 | 785652071324 | 22.25 | 17.25 | 17.25 | 11.2 | 3.831 | 250 | Yes | [9 empty] | cETL Damp | CARRA 4L LED MD PEND-808 | Medium Four Light Hall / Foyer |  | 6531504EN-808.jpg | 6531504EN.jpg
6531506-808 | Large Six Light Hall / Foyer | Light, airy, feminine, and ever so sophisticated! Let your personal panache and style shine through with the timeless, French Country -influenced Carra pendants. A lantern-like shape enhanced with intricate lines and candle tubes give this lantern an antique feel. The beautiful assortment includes three-light, four-light and six-light pendants, a four-light semi-flush and a two-light wall sconce. | LINE VOLTAGE PENDANT | Carra | Pendants | Weathered Zinc / White Wash | 797 / 808 | Steel |  |  |  |  | 6 Candelabra B10 Torpedo 60w |  | 6 | No | [14 empty] | 0 | [12 empty] | 249.98 | 499.96 | 749.94 | L:22'' W:22'' H:47 1/2'' O:92'' | 12.65 |  | 22 | 22 | 47.5 | Screw Collar - Stem |  |  | 92 |  |  |  | No |  | No | [20 empty] | D:5'' H:7/8'' Round |  |  |  |  | 120 | Black |  |  | Hardwired | 0 | 0 | 0 | 0 | 1 | 0 | 0 | 1 | 0 | 0 | 0 | 785652069574 | 30.75 | 24.25 | 24.25 | 18.7 | 10.465 | 300 | Yes | [9 empty] | cETL Damp | CARRA 6L LG PEND-808 | Large Six Light Hall / Foyer |  | 6531506-808.jpg | 6531506.jpg
6531506EN-808 | Large Six Light Hall / Foyer | Light, airy, feminine, and ever so sophisticated! Let your personal panache and style shine through with the timeless, French Country -influenced Carra pendants. A lantern-like shape enhanced with intricate lines and candle tubes give this lantern an antique feel. The beautiful assortment includes three-light, four-light and six-light pendants, a four-light semi-flush and a two-light wall sconce. | LINE VOLTAGE PENDANT | Carra | Pendants | Weathered Zinc / White Wash | 797 / 808 | Steel |  |  |  |  | 6 Candelabra B10 Torpedo 3.5w |  | 6 | Yes | [14 empty] | 0 | [12 empty] | 289.98 | 579.96 | 869.94 | L:22'' W:22'' H:47 1/2'' O:92'' | 12.65 |  | 22 | 22 | 47.5 | Screw Collar - Stem |  |  | 92 |  |  |  | No |  | No | [20 empty] | D:5'' H:7/8'' Round |  |  |  |  | 120 | Black |  |  | Hardwired | 0 | 0 | 0 | 1 | 1 | 0 | 0 | 0 | 0 | 0 | 0 | 785652071331 | 30.75 | 24.25 | 24.25 | 18.7 | 10.465 | 300 | Yes | [9 empty] | cETL Damp | CARRA 6L LED LG PEND-808 | Large Six Light Hall / Foyer |  | 6531506EN-808.jpg | 6531506EN.jpg
65316EN3-710 | One Light Pendant | With classic proportions and minimalist glass accents, the Lemont lighting collection by Sea Gull Lighting offers transitional style in a beautiful profile. The design features just enough flourish to create a soft, romantic figure. For those looking for simple elegance, Lemont is a perfect choice. Offered in Antique Brushed Nickel finish with Etched White Alabaster glass or Burnt Sienna finish with Café Tint glass. The assortment includes nine-light, six-light, five-light and three-light chandeliers, pendants in five sizes, both flush and semi-flush ceiling fixtures, as well as one-light, two-light, three-light and four-light wall/bath fixtures. Both incandescent lamping and ENERGY STAR-qualified LED lamping are available. All fixtures are California Title 24 compliant. | LINE VOLTAGE PENDANT | Lemont | Pendants | Burnt Sienna | 710 | Steel | Cafe Tint Glass | D:15.75" H:6.125" | D:4.125" |  | 1 Medium A19 9.3w |  | 1 | Yes | [14 empty] | 0 | [12 empty] | 60.5 | 121 | 181.5 | D:15 3/4'' H:12'' O:135'' | 4.3 | 15.75 |  |  | 12 | Screw Collar - Chain |  |  | 135 |  |  |  | No |  | No | [25 empty] | 144 | Brown | 120 |  | Hardwired | 0 | 0 | 0 | 1 | 1 | 0 | 0 | 0 | 1 | 0 | 0 | 785652055218 | 17.75 | 17.75 | 8.5 | 8.6 | 1.55 | 175 | Yes | [8 empty] | C-UL-US Dry |  | LEMONT 1L PEND-710 | One Light Pendant |  | 65316EN3-710.jpg | 65316.jpg
65351-965 | Three Light Pendant | With the Laurel Leaf lighting collection by Sea Gull Lighting, the focus is on the beauty of the structure. Sweeping arms that reach out to hold generously shaped ripple glass shades with a soft contemporary finish transitions comfortably for today's lifestyles. Offered in Antique Brushed Nickel finish or Estate Bronze finish, both with Etched Ripple glass. The assortment includes 15-light, nine-light, five-light and three-light chandeliers, pendants in six sizes, both flush and semi-flush ceiling fixtures, as well as one-light, two-light, three-light and four-light wall/bath fixtures. Incandescent and ENERGY STAR-qualified LED lamping are available; all fixtures are California Title 24 compliant. | LINE VOLTAGE PENDANT | Laurel Leaf | Pendants | Antique Brushed Nickel | 965 | Steel | Etched Ripple Glass | D:18" |  | Satin Etched Glass | 3 Medium A19 100w |  | 3 | No | [14 empty] | 0 | [12 empty] | 202 | 404 | 606 | D:19 1/2'' H:26 1/4'' O:149 3/4'' | 13.2 | 19.5 |  |  | 26.25 | Center Lock-Up |  |  | 149.75 |  |  |  | No |  | No | 5 | 13 |  |  | 188.0 X 20.0 mm | [15 empty] | D:5 3/4'' H:1 7/8'' Round |  |  |  |  | 144 | Clear | 120 | N/A | Hardwired | 0 | 0 | 0 | 0 | 1 | 0 | 0 | 1 | 1 | 0 | 0 | 785652535192 | 21.25 | 21.25 | 10 | 16.3 | 2.613 | 125 | Yes | [8 empty] | UL Dry | cUL Dry | LAUREL LEAF 3L PEND-965 | Three Light Pendant |  | 65351-965.jpg | 65351.jpg
65351EN3-965 | Three Light Pendant | With the Laurel Leaf lighting collection by Sea Gull Lighting, the focus is on the beauty of the structure. Sweeping arms that reach out to hold generously shaped ripple glass shades with a soft contemporary finish transitions comfortably for today's lifestyles. Offered in Antique Brushed Nickel finish or Estate Bronze finish, both with Etched Ripple glass. The assortment includes 15-light, nine-light, five-light and three-light chandeliers, pendants in six sizes, both flush and semi-flush ceiling fixtures, as well as one-light, two-light, three-light and four-light wall/bath fixtures. Incandescent and ENERGY STAR-qualified LED lamping are available; all fixtures are California Title 24 compliant. | LINE VOLTAGE PENDANT | Laurel Leaf | Pendants | Antique Brushed Nickel | 965 | Steel | Etched Ripple Glass | D:18" |  | Satin Etched Glass | 3 Medium A19 9.3w |  | 3 | Yes | [14 empty] | 0 | [12 empty] | 212 | 424 | 636 | D:19 1/2'' H:26 1/4'' O:149 3/4'' | 13.2 | 19.5 |  |  | 26.25 | Center Lock-Up |  |  | 149.75 |  |  |  | No |  | No | 5 | 13 |  |  | 188.0 X 20.0 mm | [15 empty] | D:5 3/4'' H:1 7/8'' Round |  |  |  |  | 144 | Clear | 120 | N/A | Hardwired | 0 | 0 | 0 | 1 | 1 | 0 | 0 | 0 | 1 | 0 | 0 | 785652055263 | 21 | 20.75 | 12.5 | 18.6 | 3.152 | 175 | Yes | [8 empty] | UL Dry | cUL Dry | LAUREL LEAF 3L PEND-965 | Three Light Pendant |  | 65351EN3-965.jpg | 65351.jpg
6536901-782 | One Light Pendant | Inspired by the stacked modern elements of items found in Parisian boutiques, the silhouette of the Kea Collection by Sea Gull Lighting offer a signature focal point with a single lamp suspends downward from the center. A hint of Brushed Nickel or Heirloom Bronze peeks through the Clear Seeded glass becoming a central design element of the fixture. Kea pendants may be installed as single pendants or clustered in multiples, which would be an ideal installation used for entry lighting, dining room lighting, living room lighting or kitchen lighting over a table. Fixtures are California Title 24 compliant and easily convert to LED by purchasing LED lamps sold separately. | LINE VOLTAGE PENDANT | Kea | Pendants | Heirloom Bronze | 782 | Steel | Clear Seeded Glass | D:7.125" H:12.125" |  |  | 1 Medium ST19 60w |  | 1 | No | [14 empty] | 0 | [12 empty] | 49.98 | 99.96 | 149.94 | D:7 1/8'' H:12 3/4'' O:58 3/4'' | 3.63 | 7.125 |  |  | 12.75 | Center Lock-Up |  |  | 58.75 |  |  |  | No |  | No | [20 empty] | D:5'' H:7/8'' Round |  |  |  |  | 120 | Brown |  |  | Hardwired | 0 | 0 | 0 | 0 | 1 | 0 | 0 | 0 | 0 | 0 | 0 | 785652057847 | 16 | 9.5 | 9.5 | 5.1 | 0.836 | 125 | Yes | [9 empty] | cETL Damp | KEA 1L PENDANT-782 | One Light Pendant |  | 6536901-782.png | 6536901.jpg
6536901-962 | One Light Pendant | Inspired by the stacked modern elements of items found in Parisian boutiques, the silhouette of the Kea Collection by Sea Gull Lighting offer a signature focal point with a single lamp suspends downward from the center. A hint of Brushed Nickel or Heirloom Bronze peeks through the Clear Seeded glass becoming a central design element of the fixture. Kea pendants may be installed as single pendants or clustered in multiples, which would be an ideal installation used for entry lighting, dining room lighting, living room lighting or kitchen lighting over a table. Fixtures are California Title 24 compliant and easily convert to LED by purchasing LED lamps sold separately. | LINE VOLTAGE PENDANT | Kea | Pendants | Brushed Nickel | 962 | Steel | Clear Seeded Glass | D:7.125" H:12.125" |  |  | 1 Medium ST19 60w |  | 1 | No | [14 empty] | 0 | [12 empty] | 49.98 | 99.96 | 149.94 | D:7 1/8'' H:12 3/4'' O:58 3/4'' | 3.63 | 7.125 |  |  | 12.75 | Center Lock-Up |  |  | 58.75 |  |  |  | No |  | No | [20 empty] | D:5'' H:7/8'' Round |  |  |  |  | 120 | Clear Silver |  |  | Hardwired | 0 | 0 | 0 | 0 | 1 | 0 | 0 | 0 | 0 | 0 | 0 | 785652057854 | 16 | 9.5 | 9.5 | 5.1 | 0.836 | 125 | Yes | [9 empty] | cETL Damp | KEA 1L PENDANT-962 | One Light Pendant |  | 6536901-962.png | 6536901.jpg
6537001-782 | One Light Pendant | The Arilda one-light pendant collection from Sea Gull Lighting springs to life with the fine artistry and technique of hand-blown glass. Spindle-inspired Clear glass shades give dimension and character to these traditional pendant lights. Paired with Edison-style bulbs, this pendant is a period-inspired classic to complement a wide range of décor from Colonial to nautical to rich, European inspired settings. Available in two hardware finishes, Heirloom Bronze and Brushed Nickel, Arilda pendants may be installed as single pendants or clustered in multiples, which would be an ideal installation used for entry lighting, dining room lighting, living room lighting or kitchen lighting over a table. | LINE VOLTAGE PENDANT | Arilda | Pendants | Heirloom Bronze | 782 | Steel | Clear Glass | D:9" H:18" |  |  | 1 Medium ST19 60w |  | 1 | No | [14 empty] | 0 | [12 empty] | 60.98 | 121.96 | 182.94 | D:9'' H:18 3/4'' O:65 3/4'' | 5.1 | 9 |  |  | 18.75 | Center Lock-Up |  |  | 65.75 |  |  |  | No |  | No | [20 empty] | D:5'' H:7/8'' Round |  |  |  |  | 120 | Brown |  |  | Hardwired | 0 | 0 | 0 | 0 | 1 | 0 | 0 | 0 | 0 | 0 | 0 | 785652057861 | 22.5 | 11.75 | 11.5 | 7.8 | 1.759 | 175 | Yes | [9 empty] | cETL Damp | ARILDA 1L PENDANT-782 | One Light Pendant |  | 6537001-782.png | 6537001.jpg
6537001-962 | One Light Pendant | The Arilda one-light pendant collection from Sea Gull Lighting springs to life with the fine artistry and technique of hand-blown glass. Spindle-inspired Clear glass shades give dimension and character to these traditional pendant lights. Paired with Edison-style bulbs, this pendant is a period-inspired classic to complement a wide range of décor from Colonial to nautical to rich, European inspired settings. Available in two hardware finishes, Heirloom Bronze and Brushed Nickel, Arilda pendants may be installed as single pendants or clustered in multiples, which would be an ideal installation used for entry lighting, dining room lighting, living room lighting or kitchen lighting over a table. | LINE VOLTAGE PENDANT | Arilda | Pendants | Brushed Nickel | 962 | Steel | Clear Glass | D:9" H:18" |  |  | 1 Medium ST19 60w |  | 1 | No | [14 empty] | 0 | [12 empty] | 60.98 | 121.96 | 182.94 | D:9'' H:18 3/4'' O:65 3/4'' | 5.1 | 9 |  |  | 18.75 | Center Lock-Up |  |  | 65.75 |  |  |  | No |  | No | [20 empty] | D:5'' H:7/8'' Round |  |  |  |  | 120 | Clear Silver |  |  | Hardwired | 0 | 0 | 0 | 0 | 1 | 0 | 0 | 0 | 0 | 0 | 0 | 785652057878 | 22.5 | 11.75 | 11.5 | 7.8 | 1.759 | 175 | Yes | [9 empty] | cETL Damp | ARILDA 1L PENDANT-962 | One Light Pendant |  | 6537001-962.png | 6537001.jpg
6537001EN7-782 | One Light Pendant | The Arilda one-light pendant collection from Sea Gull Lighting springs to life with the fine artistry and technique of hand-blown glass. Spindle-inspired Clear glass shades give dimension and character to these traditional pendant lights. Paired with Edison-style bulbs, this pendant is a period-inspired classic to complement a wide range of décor from Colonial to nautical to rich, European inspired settings. Available in two hardware finishes, Heirloom Bronze and Brushed Nickel, Arilda pendants may be installed as single pendants or clustered in multiples, which would be an ideal installation used for entry lighting, dining room lighting, living room lighting or kitchen lighting over a table. | LINE VOLTAGE PENDANT | Arilda | Pendants | Heirloom Bronze | 782 | Steel | Clear Glass | D:9" H:18" |  |  | 1 Medium A19 8.5w |  | 1 | Yes | [14 empty] | 0 | [12 empty] | 68.48 | 136.96 | 205.44 | D:9'' H:18 3/4'' O:65 3/4'' | 5.1 | 9 |  |  | 18.75 | Center Lock-Up |  |  | 65.75 |  |  |  | No |  | No | [20 empty] | D:5'' H:7/8'' Round |  |  |  |  | 120 | Brown |  |  | Hardwired | 0 | 0 | 0 | 1 | 1 | 0 | 0 | 0 | 0 | 0 | 0 | 785652068911 | 22.5 | 11.75 | 11.5 | 7.8 | 1.759 | 175 | Yes | [9 empty] | cETL Damp | ARILDA 1L LED PEND-782 | One Light Pendant |  | 6537001EN7-782.jpg | 6537001.jpg
6537001EN7-962 | One Light Pendant | The Arilda one-light pendant collection from Sea Gull Lighting springs to life with the fine artistry and technique of hand-blown glass. Spindle-inspired Clear glass shades give dimension and character to these traditional pendant lights. Paired with Edison-style bulbs, this pendant is a period-inspired classic to complement a wide range of décor from Colonial to nautical to rich, European inspired settings. Available in two hardware finishes, Heirloom Bronze and Brushed Nickel, Arilda pendants may be installed as single pendants or clustered in multiples, which would be an ideal installation used for entry lighting, dining room lighting, living room lighting or kitchen lighting over a table. | LINE VOLTAGE PENDANT | Arilda | Pendants | Brushed Nickel | 962 | Steel | Clear Glass | D:9" H:18" |  |  | 1 Medium A19 8.5w |  | 1 | Yes | [14 empty] | 0 | [12 empty] | 68.48 | 136.96 | 205.44 | D:9'' H:18 3/4'' O:65 3/4'' | 5.1 | 9 |  |  | 18.75 | Center Lock-Up |  |  | 65.75 |  |  |  | No |  | No | [20 empty] | D:5'' H:7/8'' Round |  |  |  |  | 120 | Clear Silver |  |  | Hardwired | 0 | 0 | 0 | 1 | 1 | 0 | 0 | 0 | 0 | 0 | 0 | 785652068928 | 22.5 | 11.75 | 11.5 | 7.8 | 1.759 | 175 | Yes | [9 empty] | cETL Damp | ARILDA 1L LED PEND-962 | One Light Pendant |  | 6537001EN7-962.jpg | 6537001.jpg
6537303-782 | Three Light Pendant | Elmwood Park by Sea Gull Collection has clear glass tube shades with an inner white glass element that softens the light and helps cast an even glow. A cylinder of etched glass is centered within a larger cylinder of clear glass which encircles each light bulb to create this stunning visual effect. The full assortment includes three-, five-and nine-light chandeliers, a four-light linear, one-light mini pendant, a three-light pendant, a two-light semi flush which is convertible into a pendant, and one-, two-, three- and four-light bath fixtures. All fixtures offered in either a Brushed Nickel or Brushed Oil Rubbed Bronze. Incandescent and ENERGY STAR-qualified LED lamping are available; all fixtures are California Title 24 compliant. | LINE VOLTAGE PENDANT | Elmwood Park | Pendants | Heirloom Bronze | 782 | Steel | Satin Etched Glass | D:15.75" H:5.125" |  |  | 3 Medium A19 75w |  | 3 | No | [14 empty] | 0 | [12 empty] | 124.98 | 249.96 | 374.94 | D:19'' H:18'' O:63 3/8'' | 11.4 | 19 |  |  | 18 | Screw Collar - Stem |  |  | 63.375 |  |  |  | No |  | No | [20 empty] | D:5'' H:3/4'' Round |  |  |  |  | 72 | Brown |  |  | Hardwired | 0 | 0 | 0 | 0 | 1 | 0 | 0 | 1 | 0 | 0 | 0 | 785652069963 | 22 | 21.75 | 12.78 | 15 | 3.539 | 175 | Yes | [9 empty] | cETL Damp | ELMWOOD PARK 3L PEND-782 | Three Light Pendant |  | 6537303-782.jpg | 6537303.jpg
6537303-962 | Three Light Pendant | Elmwood Park by Sea Gull Collection has clear glass tube shades with an inner white glass element that softens the light and helps cast an even glow. A cylinder of etched glass is centered within a larger cylinder of clear glass which encircles each light bulb to create this stunning visual effect. The full assortment includes three-, five-and nine-light chandeliers, a four-light linear, one-light mini pendant, a three-light pendant, a two-light semi flush which is convertible into a pendant, and one-, two-, three- and four-light bath fixtures. All fixtures offered in either a Brushed Nickel or Brushed Oil Rubbed Bronze. Incandescent and ENERGY STAR-qualified LED lamping are available; all fixtures are California Title 24 compliant. | LINE VOLTAGE PENDANT | Elmwood Park | Pendants | Brushed Nickel | 962 | Steel | Off White Organza Silk | D:19" H:6.875" |  |  | 3 Medium A19 75w |  | 3 | No | [14 empty] | 0 | [12 empty] | 124.98 | 249.96 | 374.94 | D:19'' H:18'' O:63 3/8'' | 11.4 | 19 |  |  | 18 | Screw Collar - Stem |  |  | 63.375 |  |  |  | No |  | No | [20 empty] | D:5'' H:3/4'' Round |  |  |  |  | 72 | Clear Silver |  |  | Hardwired | 0 | 0 | 0 | 0 | 1 | 0 | 0 | 1 | 0 | 0 | 0 | 785652069970 | 22.25 | 22.25 | 13 | 14.8 | 3.724 | 175 | Yes | [9 empty] | cETL Damp | ELMWOOD PARK 3L PEND-962 | Three Light Pendant |  | 6537303-962.jpg | 6537303.jpg
6537303EN3-782 | Three Light Pendant | Elmwood Park by Sea Gull Collection has clear glass tube shades with an inner white glass element that softens the light and helps cast an even glow. A cylinder of etched glass is centered within a larger cylinder of clear glass which encircles each light bulb to create this stunning visual effect. The full assortment includes three-, five-and nine-light chandeliers, a four-light linear, one-light mini pendant, a three-light pendant, a two-light semi flush which is convertible into a pendant, and one-, two-, three- and four-light bath fixtures. All fixtures offered in either a Brushed Nickel or Brushed Oil Rubbed Bronze. Incandescent and ENERGY STAR-qualified LED lamping are available; all fixtures are California Title 24 compliant. | LINE VOLTAGE PENDANT | Elmwood Park | Pendants | Heirloom Bronze | 782 | Steel | Off White Organza Silk | D:19" H:6.875" |  |  | 3 Medium A19 9.3w |  | 3 | Yes | [14 empty] | 0 | [12 empty] | 141.98 | 283.96 | 425.94 | D:19'' H:18'' O:63 3/8'' | 11.4 | 19 |  |  | 18 | Screw Collar - Stem |  |  | 63.375 |  |  |  | No |  | No | [20 empty] | D:5'' H:3/4'' Round |  |  |  |  | 72 | Brown |  |  | Hardwired | 0 | 0 | 0 | 1 | 1 | 0 | 0 | 0 | 0 | 0 | 0 | 785652071737 | 22 | 21.75 | 12.78 | 15 | 3.539 | 175 | Yes | [9 empty] | cETL Damp | ELMWOOD PRK 3L LED PEND-782 | Three Light Pendant |  | 6537303EN3-782.jpg | 6537303EN3.jpg
6537303EN3-962 | Three Light Pendant | Elmwood Park by Sea Gull Collection has clear glass tube shades with an inner white glass element that softens the light and helps cast an even glow. A cylinder of etched glass is centered within a larger cylinder of clear glass which encircles each light bulb to create this stunning visual effect. The full assortment includes three-, five-and nine-light chandeliers, a four-light linear, one-light mini pendant, a three-light pendant, a two-light semi flush which is convertible into a pendant, and one-, two-, three- and four-light bath fixtures. All fixtures offered in either a Brushed Nickel or Brushed Oil Rubbed Bronze. Incandescent and ENERGY STAR-qualified LED lamping are available; all fixtures are California Title 24 compliant. | LINE VOLTAGE PENDANT | Elmwood Park | Pendants | Brushed Nickel | 962 | Steel | Off White Organza Silk | D:19" H:6.875" |  |  | 3 Medium A19 9.3w |  | 3 | Yes | [14 empty] | 0 | [12 empty] | 141.98 | 283.96 | 425.94 | D:19'' H:18'' O:63 3/8'' | 11.4 | 19 |  |  | 18 | Screw Collar - Stem |  |  | 63.375 |  |  |  | No |  | No | [20 empty] | D:5'' H:3/4'' Round |  |  |  |  | 72 | Clear Silver |  |  | Hardwired | 0 | 0 | 0 | 1 | 1 | 0 | 0 | 0 | 0 | 0 | 0 | 785652071744 | 22.25 | 22.25 | 13 | 14.8 | 3.724 | 175 | Yes | [9 empty] | cETL Damp | ELMWOOD PRK 3L LED PEND-962 | Three Light Pendant |  | 6537303EN3-962.jpg | 6537303EN3.jpg
65391BLE-57 | Fluorescent Plymouth One Light Downlight Pendant in Weathered Pewter with White Alabaster Glass | Our Colonial-inspired Plymouth Collection is a perfect fit for both casual and formal homes. Inspired by a period in American History when decorative elements first began to displace pure utilitarian objects, Plymouth offers a hint of the romance of that era. A braided rope detail is featured on the outer arms, adding a special twist to the design. | Fluorescent Pendant | Plymouth | Pendants | Weathered Pewter | 57 | Steel |  |  |  |  | 1 GU24 Self Ballasted CFL 13w |  | 1 | Yes | [27 empty] | 74 | 148 | 222 | D:17'' H:9 3/4'' O:48 3/4'' |  | 17 |  |  | 9.75 | Screw Collar - Chain |  |  | 48.75 |  |  |  | No |  | No | [25 empty] | 120 | Clear | 36 |  | Hardwired | 0 | 0 | 1 | 0 | 0 | 0 | 0 | 0 | 1 | 0 | 0 | 785652228841 | [17 empty] | FLUORESCENT DOWN LIGHT PENDANT -57 | One Light Pendant |  | 65391BLE-57.jpg | 65391BLE.jpg
65392BLE-57 |  | Our Colonial-inspired Plymouth Collection is a perfect fit for both casual and formal homes. Inspired by a period in American History when decorative elements first began to displace pure utilitarian objects, Plymouth offers a hint of the romance of that era. A braided rope detail is featured on the outer arms, adding a special twist to the design. | Fluorescent Pendant | Plymouth |  | Weathered Pewter | 57 | Steel | [6 empty] | 0 | No | [27 empty] | 144 | 288 | 432 | [13 empty] | No |  | No | [30 empty] | 0 | 0 | 1 | 0 | 0 | 0 | 0 | 0 | 0 | 0 | 0 | 785652228834 | [17 empty] | FLUORESCENT UP LIGHT PENDANT -57 |  |  | 65392BLE-57.jpg | 65392BLE.jpg
6539803-710 | Three Light Pendant |  | LINE VOLTAGE PENDANT | Norwood | Pendants | Burnt Sienna | 710 | Steel | Clear Highlighted Satin Etched Glass | D:15" H:5.875" |  |  | 3 Medium A19 75w |  | 3 | No | [14 empty] | 0 | [12 empty] | 129.5 | 259 | 388.5 | D:15 1/4'' H:18 1/2'' O:91 7/8'' |  | 15.25 |  |  | 18.5 | Screw Collar - Chain |  |  | 91.875 |  |  |  | No |  | No | [20 empty] | D:5'' H:3/4'' Round |  |  |  |  | 120 | Brown | 72 |  | Hardwired | 0 | 0 | 0 | 0 | 1 | 0 | 0 | 1 | 1 | 0 | 0 | 785652079184 | [16 empty] | cETL Damp | NORWOOD 3L PEND-710 | Three Light Pendant |  | 6539803-710.jpg | 6539803.jpg
6539803-962 | Three Light Pendant |  | LINE VOLTAGE PENDANT | Norwood | Pendants | Brushed Nickel | 962 | Steel | Clear Highlighted Satin Etched Glass | D:15" H:5.875" |  |  | 3 Medium A19 75w |  | 3 | No | [14 empty] | 0 | [12 empty] | 129.5 | 259 | 388.5 | D:15 1/4'' H:18 1/2'' O:91 7/8'' |  | 15.25 |  |  | 18.5 | Screw Collar - Chain |  |  | 91.875 |  |  |  | No |  | No | [20 empty] | D:5'' H:3/4'' Round |  |  |  |  | 120 | Clear Silver | 72 |  | Hardwired | 0 | 0 | 0 | 0 | 1 | 0 | 0 | 1 | 1 | 0 | 0 | 785652079191 | [16 empty] | cETL Damp | NORWOOD 3L PEND-962 | Three Light Pendant |  | 6539803-962.jpg | 6539803.jpg
6539803EN3-710 | Three Light Pendant |  | LINE VOLTAGE PENDANT | Norwood | Pendants | Burnt Sienna | 710 | Steel | Clear Highlighted Satin Etched Glass | D:15" H:5.875" |  |  | 3 Medium A19 9.3w |  | 3 | Yes | [14 empty] | 0 | [12 empty] | 144.5 | 289 | 433.5 | D:15 1/4'' H:18 1/2'' O:91 7/8'' |  | 15.25 |  |  | 18.5 | Screw Collar - Chain |  |  | 91.875 |  |  |  | No |  | No | [20 empty] | D:5'' H:3/4'' Round |  |  |  |  | 120 | Brown | 72 |  | Hardwired | 0 | 0 | 0 | 1 | 1 | 0 | 0 | 0 | 1 | 0 | 0 | 785652080388 | [16 empty] | cETL Damp | NORWOOD 3L PEND-710 | Three Light Pendant |  | 6539803EN3-710.jpg | 6539803EN3.jpg
6539803EN3-962 | Three Light Pendant |  | LINE VOLTAGE PENDANT | Norwood | Pendants | Brushed Nickel | 962 | Steel | Clear Highlighted Satin Etched Glass | D:15" H:5.875" |  |  | 3 Medium A19 9.3w |  | 3 | Yes | [14 empty] | 0 | [12 empty] | 144.5 | 289 | 433.5 | D:15 1/4'' H:18 1/2'' O:91 7/8'' |  | 15.25 |  |  | 18.5 | Screw Collar - Chain |  |  | 91.875 |  |  |  | No |  | No | [20 empty] | D:5'' H:3/4'' Round |  |  |  |  | 120 | Clear Silver | 72 |  | Hardwired | 0 | 0 | 0 | 1 | 1 | 0 | 0 | 0 | 1 | 0 | 0 | 785652080395 | [16 empty] | cETL Damp | NORWOOD 3L PEND-962 | Three Light Pendant |  | 6539803EN3-962.jpg | 6539803EN3.jpg
6541401-782 | Medium One Light Pendant | The geometric, architectural lines of the Harambee collection by Sea Gull Lighting bring visual interest to any modern interior coupled with soft, glowing light through the triangular glass panes. Inspired by South African design motifs, the collection name is a Swahili word for “all pull together,” which is the official motto of Kenya. Offered in two distinct looks--Heirloom Bronze finish with Mercury glass or an Antique Brushed Nickel with Seeded Water glass—the collection offers a one-light sconce, a one-light small pendant and a one-light medium pendant. Both incandescent lamping and ENERGY STAR-qualified LED lamping are available; all fixtures are California Title 24 compliant. | LINE VOLTAGE PENDANT | Harambee | Pendants | Heirloom Bronze | 782 | Steel | Mercury Glass |  |  |  | 1 Medium A19 100w |  | 1 | No | [14 empty] | 0 | [12 empty] | 122.5 | 245 | 367.5 | D:8'' H:14 5/8'' O:136'' | 6.9 | 8 |  |  | 14.625 | Center Lock-Up |  |  | 136 |  |  |  | No |  | No | [20 empty] | D:5 1/4'' H:1 1/8'' Round |  |  |  |  | 144 | Brown | 120 |  | Hardwired | 0 | 0 | 0 | 0 | 1 | 0 | 0 | 1 | 1 | 0 | 0 | 785652273308 | 15.75 | 12 | 12 | 9.7 | 1.313 | 125 | Yes | [9 empty] | cETL Damp | HARAMBEE 1L MERCURY PEND-782 | Medium One Light Pendant |  | 6541401-782.jpg | 6541401.jpg
6541401-965 | Medium One Light Pendant | The geometric, architectural lines of the Harambee collection by Sea Gull Lighting bring visual interest to any modern interior coupled with soft, glowing light through the triangular glass panes. Inspired by South African design motifs, the collection name is a Swahili word for “all pull together,” which is the official motto of Kenya. Offered in two distinct looks--Heirloom Bronze finish with Mercury glass or an Antique Brushed Nickel with Seeded Water glass—the collection offers a one-light sconce, a one-light small pendant and a one-light medium pendant. Both incandescent lamping and ENERGY STAR-qualified LED lamping are available; all fixtures are California Title 24 compliant. | LINE VOLTAGE PENDANT | Harambee | Pendants | Antique Brushed Nickel | 965 | Steel | Seeded Water Glass |  |  |  | 1 Medium A19 100w |  | 1 | No | [14 empty] | 0 | [12 empty] | 122.5 | 245 | 367.5 | D:8'' H:14 5/8'' O:136'' | 6.9 | 8 |  |  | 14.625 | Center Lock-Up |  |  | 136 |  |  |  | No |  | No | [20 empty] | D:5 1/4'' H:1 1/8'' Round |  |  |  |  | 144 | Clear Silver | 120 |  | Hardwired | 0 | 0 | 0 | 0 | 1 | 0 | 0 | 1 | 1 | 0 | 0 | 785652273315 | 15.25 | 11.75 | 11.75 | 9.7 | 1.218 | 100 | Yes | [9 empty] | cETL Damp | HARAMBEE 1L PEND-965 | Medium One Light Pendant |  | 6541401-965.jpg | 6541401.jpg
6541401EN3-782 | Medium One Light Pendant | The geometric, architectural lines of the Harambee collection by Sea Gull Lighting bring visual interest to any modern interior coupled with soft, glowing light through the triangular glass panes. Inspired by South African design motifs, the collection name is a Swahili word for “all pull together,” which is the official motto of Kenya. Offered in two distinct looks--Heirloom Bronze finish with Mercury glass or an Antique Brushed Nickel with Seeded Water glass—the collection offers a one-light sconce, a one-light small pendant and a one-light medium pendant. Both incandescent lamping and ENERGY STAR-qualified LED lamping are available; all fixtures are California Title 24 compliant. | LINE VOLTAGE PENDANT | Harambee | Pendants | Heirloom Bronze | 782 | Steel | Mercury Glass |  |  |  | 1 Medium A19 9.3w |  | 1 | Yes | [14 empty] | 0 | [12 empty] | 125 | 250 | 375 | D:8'' H:14 5/8'' O:136'' | 6.9 | 8 |  |  | 14.625 | Center Lock-Up |  |  | 136 |  |  |  | No |  | No | [20 empty] | D:5 1/4'' H:1 1/8'' Round |  |  |  |  | 144 | Brown | 120 |  | Hardwired | 0 | 0 | 0 | 1 | 1 | 0 | 0 | 0 | 1 | 0 | 0 | 785652045882 | 15.75 | 12 | 12 | 9.7 | 1.313 | 125 | Yes | [9 empty] | cETL Damp | HARAMBEE 1L MERCURY PEND-782 | Medium One Light Pendant |  | 6541401EN3-782.jpg | 6641401.jpg
6541401EN3-965 | Medium One Light Pendant | The geometric, architectural lines of the Harambee collection by Sea Gull Lighting bring visual interest to any modern interior coupled with soft, glowing light through the triangular glass panes. Inspired by South African design motifs, the collection name is a Swahili word for “all pull together,” which is the official motto of Kenya. Offered in two distinct looks--Heirloom Bronze finish with Mercury glass or an Antique Brushed Nickel with Seeded Water glass—the collection offers a one-light sconce, a one-light small pendant and a one-light medium pendant. Both incandescent lamping and ENERGY STAR-qualified LED lamping are available; all fixtures are California Title 24 compliant. | LINE VOLTAGE PENDANT | Harambee | Pendants | Antique Brushed Nickel | 965 | Steel | Seeded Water Glass |  |  |  | 1 Medium A19 9.3w |  | 1 | Yes | [14 empty] | 0 | [12 empty] | 125 | 250 | 375 | D:8'' H:14 5/8'' O:136'' | 6.9 | 8 |  |  | 14.625 | Center Lock-Up |  |  | 136 |  |  |  | No |  | No | [20 empty] | D:5 1/4'' H:1 1/8'' Round |  |  |  |  | 144 | Clear Silver | 120 |  | Hardwired | 0 | 0 | 0 | 1 | 1 | 0 | 0 | 0 | 1 | 0 | 0 | 785652045905 | 15.25 | 11.75 | 11.75 | 9.7 | 1.218 | 100 | Yes | [9 empty] | cETL Damp | HARAMBEE 1L PEND-965 | Medium One Light Pendant |  | 6541401EN3-965.jpg | 6541401.jpg
65436-05 | Small One Light Pendant | The classic schoolhouse light fixture has been an American icon for almost 90 years. The Academy collection from Sea Gull Lighting is today’s interpretation of these utilitarian lights which have enjoyed resurgence in popularity given their clean, versatile design. Today, top designers regularly select this ubiquitous look for applications in almost every room of the house. Available in Chrome, Brushed Nickel and Heirloom Bronze finishes. Many of the fixtures are available with incandescent lamping or ENERGY STAR-qualified LED lamping. The Academy collection includes pendants in four sizes, semi-flush ceiling fixtures in two sizes, and one-light, two-light, three-light and four-light wall/bath fixtures. Damp Listed. Most of these fixtures easily convert to LED by purchasing LED replacement lamps sold separately. | LINE VOLTAGE PENDANT | Academy | Pendants | Chrome | 5 | Steel | Satin White Glass | D:6.75" H:5" | D:6.75" |  | 1 Medium A19 60w |  | 1 | No | [14 empty] | 0 | [12 empty] | 56.48 | 112.96 | 169.44 | D:6 3/4'' H:7 1/2'' O:58 1/2'' | 2.6 | 6.75 |  |  | 7.5 | Cap Nuts |  |  | 58.5 |  |  |  | No |  | No | [20 empty] | D:6 5/8'' H:3'' Round |  |  |  |  | 120 | Clear Silver | 12 |  | Hardwired | 0 | 0 | 0 | 0 | 1 | 0 | 0 | 1 | 0 | 0 | 0 | 785652257667 | 16 | 9 | 7.25 | 4.2 | 0.604 | 125 | Yes | [9 empty] | cETL Damp | ACADEMY 1L MINPEND-05 | Small One Light Pendant | Includes three 12" stems and 12" of chain for adjustable mounting heights. | 65436-05.jpg | 65436.jpg
65436-782 | Small One Light Pendant | The classic schoolhouse light fixture has been an American icon for almost 90 years. The Academy collection from Sea Gull Lighting is today’s interpretation of these utilitarian lights which have enjoyed resurgence in popularity given their clean, versatile design. Today, top designers regularly select this ubiquitous look for applications in almost every room of the house. Available in Chrome, Brushed Nickel and Heirloom Bronze finishes. Many of the fixtures are available with incandescent lamping or ENERGY STAR-qualified LED lamping. The Academy collection includes pendants in four sizes, semi-flush ceiling fixtures in two sizes, and one-light, two-light, three-light and four-light wall/bath fixtures. Damp Listed. Most of these fixtures easily convert to LED by purchasing LED replacement lamps sold separately. | LINE VOLTAGE PENDANT | Academy | Pendants | Heirloom Bronze | 782 | Steel | Satin White Glass | D:6.75" H:5" | D:6.75" |  | 1 Medium A19 60w |  | 1 | No | [14 empty] | 0 | [12 empty] | 57.48 | 114.96 | 172.44 | D:6 3/4'' H:7 1/2'' O:58 1/2'' | 2.6 | 6.75 |  |  | 7.5 | Cap Nuts |  |  | 58.5 |  |  |  | No |  | No | [20 empty] | D:6 5/8'' H:3'' Round |  |  |  |  | 120 | Brown | 12 |  | Hardwired | 0 | 0 | 0 | 0 | 1 | 0 | 0 | 1 | 0 | 0 | 0 | 785652217005 | 16 | 9 | 7.25 | 4.2 | 0.604 | 125 | Yes | [9 empty] | cETL Damp | ACADEMY 1L MINPEND-782 | Small One Light Pendant | Includes three 12" stems and 12" of chain for adjustable mounting heights. | 65436-782.jpg | 65436.jpg
65436-962 | Small One Light Pendant | The classic schoolhouse light fixture has been an American icon for almost 90 years. The Academy collection from Sea Gull Lighting is today’s interpretation of these utilitarian lights which have enjoyed resurgence in popularity given their clean, versatile design. Today, top designers regularly select this ubiquitous look for applications in almost every room of the house. Available in Chrome, Brushed Nickel and Heirloom Bronze finishes. Many of the fixtures are available with incandescent lamping or ENERGY STAR-qualified LED lamping. The Academy collection includes pendants in four sizes, semi-flush ceiling fixtures in two sizes, and one-light, two-light, three-light and four-light wall/bath fixtures. Damp Listed. Most of these fixtures easily convert to LED by purchasing LED replacement lamps sold separately. | LINE VOLTAGE PENDANT | Academy | Pendants | Brushed Nickel | 962 | Steel | Satin White Glass | D:6.75" H:5" | D:6.75" |  | 1 Medium A19 60w |  | 1 | No | [14 empty] | 0 | [12 empty] | 57.48 | 114.96 | 172.44 | D:6 3/4'' H:7 1/2'' O:58 1/2'' | 2.6 | 6.75 |  |  | 7.5 | Cap Nuts |  |  | 58.5 |  |  |  | No |  | No | [20 empty] | D:6 5/8'' H:3'' Round |  |  |  |  | 120 | Clear | 12 |  | Hardwired | 0 | 0 | 0 | 0 | 1 | 0 | 0 | 1 | 0 | 0 | 0 | 785652217012 | 16 | 9 | 7.25 | 4.2 | 0.604 | 125 | Yes | [9 empty] | cETL Damp | ACADEMY 1L MINPEND-962 | Small One Light Pendant | Includes three 12" stems and 12" of chain for adjustable mounting heights. | 65436-962.jpg | 65436.jpg
65436EN3-05 | Small One Light Pendant | The classic schoolhouse light fixture has been an American icon for almost 90 years. The Academy collection from Sea Gull Lighting is today’s interpretation of these utilitarian lights which have enjoyed resurgence in popularity given their clean, versatile design. Today, top designers regularly select this ubiquitous look for applications in almost every room of the house. Available in Chrome, Brushed Nickel and Heirloom Bronze finishes. Many of the fixtures are available with incandescent lamping or ENERGY STAR-qualified LED lamping. The Academy collection includes pendants in four sizes, semi-flush ceiling fixtures in two sizes, and one-light, two-light, three-light and four-light wall/bath fixtures. Damp Listed. Most of these fixtures easily convert to LED by purchasing LED replacement lamps sold separately. | LINE VOLTAGE PENDANT | Academy | Pendants | Chrome | 5 | Steel | Satin White Glass | D:6.75" H:5" | D:6.75" |  | 1 Medium A19 9.3w |  | 1 | Yes | [14 empty] | 0 | [12 empty] | 60.98 | 121.96 | 182.94 | D:6 3/4'' H:7 1/2'' O:58 1/2'' | 2.6 | 6.75 |  |  | 7.5 | Cap Nuts |  |  | 58.5 |  |  |  | No |  | No | [20 empty] | D:6 5/8'' H:3'' Round |  |  |  |  | 120 | Clear Silver | 12 |  | Hardwired | 0 | 0 | 0 | 1 | 1 | 0 | 0 | 0 | 0 | 0 | 0 | 785652050961 | 16 | 9 | 7.25 | 4.2 | 0.604 | 125 | Yes | [9 empty] | cETL Damp | ACADEMY 1L MINPEND-05 | Small One Light Pendant |  | 65436EN3-05.jpg | 65436.jpg
65436EN3-782 | Small One Light Pendant | The classic schoolhouse light fixture has been an American icon for almost 90 years. The Academy collection from Sea Gull Lighting is today’s interpretation of these utilitarian lights which have enjoyed resurgence in popularity given their clean, versatile design. Today, top designers regularly select this ubiquitous look for applications in almost every room of the house. Available in Chrome, Brushed Nickel and Heirloom Bronze finishes. Many of the fixtures are available with incandescent lamping or ENERGY STAR-qualified LED lamping. The Academy collection includes pendants in four sizes, semi-flush ceiling fixtures in two sizes, and one-light, two-light, three-light and four-light wall/bath fixtures. Damp Listed. Most of these fixtures easily convert to LED by purchasing LED replacement lamps sold separately. | LINE VOLTAGE PENDANT | Academy | Pendants | Heirloom Bronze | 782 | Steel | Satin White Glass | D:6.75" H:5" | D:6.75" |  | 1 Medium A19 9.3w |  | 1 | Yes | [14 empty] | 0 | [12 empty] | 62.48 | 124.96 | 187.44 | D:6 3/4'' H:7 1/2'' O:58 1/2'' | 2.6 | 6.75 |  |  | 7.5 | Cap Nuts |  |  | 58.5 |  |  |  | No |  | No | [20 empty] | D:6 5/8'' H:3'' Round |  |  |  |  | 120 | Brown | 12 |  | Hardwired | 0 | 0 | 0 | 1 | 1 | 0 | 0 | 0 | 0 | 0 | 0 | 785652050978 | 16 | 9 | 7.25 | 4.2 | 0.604 | 125 | Yes | [9 empty] | cETL Damp | ACADEMY 1L MINPEND-782 | Small One Light Pendant |  | 65436EN3-782.jpg | 65436.jpg
65436EN3-962 | Small One Light Pendant | The classic schoolhouse light fixture has been an American icon for almost 90 years. The Academy collection from Sea Gull Lighting is today’s interpretation of these utilitarian lights which have enjoyed resurgence in popularity given their clean, versatile design. Today, top designers regularly select this ubiquitous look for applications in almost every room of the house. Available in Chrome, Brushed Nickel and Heirloom Bronze finishes. Many of the fixtures are available with incandescent lamping or ENERGY STAR-qualified LED lamping. The Academy collection includes pendants in four sizes, semi-flush ceiling fixtures in two sizes, and one-light, two-light, three-light and four-light wall/bath fixtures. Damp Listed. Most of these fixtures easily convert to LED by purchasing LED replacement lamps sold separately. | LINE VOLTAGE PENDANT | Academy | Pendants | Brushed Nickel | 962 | Steel | Satin White Glass | D:6.75" H:5" | D:6.75" |  | 1 Medium A19 9.3w |  | 1 | Yes | [14 empty] | 0 | [12 empty] | 62.48 | 124.96 | 187.44 | D:6 3/4'' H:7 1/2'' O:58 1/2'' | 2.6 | 6.75 |  |  | 7.5 | Cap Nuts |  |  | 58.5 |  |  |  | No |  | No | [20 empty] | D:6 5/8'' H:3'' Round |  |  |  |  | 120 | Clear | 12 |  | Hardwired | 0 | 0 | 0 | 1 | 1 | 0 | 0 | 0 | 0 | 0 | 0 | 785652050985 | 16 | 9 | 7.25 | 4.2 | 0.604 | 125 | Yes | [9 empty] | cETL Damp | ACADEMY 1L MINPEND-962 | Small One Light Pendant |  | 65436EN3-962.jpg | 65436.jpg
65437-05 | Medium One Light Pendant | The classic schoolhouse light fixture has been an American icon for almost 90 years. The Academy collection from Sea Gull Lighting is today’s interpretation of these utilitarian lights which have enjoyed resurgence in popularity given their clean, versatile design. Today, top designers regularly select this ubiquitous look for applications in almost every room of the house. Available in Chrome, Brushed Nickel and Heirloom Bronze finishes. Many of the fixtures are available with incandescent lamping or ENERGY STAR-qualified LED lamping. The Academy collection includes pendants in four sizes, semi-flush ceiling fixtures in two sizes, and one-light, two-light, three-light and four-light wall/bath fixtures. Damp Listed. Most of these fixtures easily convert to LED by purchasing LED replacement lamps sold separately. | LINE VOLTAGE PENDANT | Academy | Pendants | Chrome | 5 | Steel | Satin White Glass | D:11.5" H:7" | D:11.5" |  | 1 Medium A19 75w |  | 1 | No | [14 empty] | 0 | [12 empty] | 99.95 | 199.9 | 299.85 | D:11 1/2'' H:9 3/4'' O:60 3/4'' | 5.5 | 11.5 |  |  | 9.75 | Cap Nuts |  |  | 60.75 |  |  |  | No |  | No | [20 empty] | D:6 5/8'' H:3'' Round |  |  |  |  | 120 | Clear Silver | 12 |  | Hardwired | 0 | 0 | 0 | 0 | 1 | 0 | 0 | 1 | 0 | 0 | 0 | 785652257681 | 14.75 | 14.5 | 15.5 | 7.5 | 1.918 | 250 | Yes | [9 empty] | cETL Damp | ACADEMY 1L PEND-05 | Medium One Light Pendant | Includes three 12" stems and 12" of chain for adjustable mounting heights. | 65437-05.jpg | 65437.jpg
65437-782 | Medium One Light Pendant | The classic schoolhouse light fixture has been an American icon for almost 90 years. The Academy collection from Sea Gull Lighting is today’s interpretation of these utilitarian lights which have enjoyed resurgence in popularity given their clean, versatile design. Today, top designers regularly select this ubiquitous look for applications in almost every room of the house. Available in Chrome, Brushed Nickel and Heirloom Bronze finishes. Many of the fixtures are available with incandescent lamping or ENERGY STAR-qualified LED lamping. The Academy collection includes pendants in four sizes, semi-flush ceiling fixtures in two sizes, and one-light, two-light, three-light and four-light wall/bath fixtures. Damp Listed. Most of these fixtures easily convert to LED by purchasing LED replacement lamps sold separately. | LINE VOLTAGE PENDANT | Academy | Pendants | Heirloom Bronze | 782 | Steel | Satin White Glass | D:11.5" H:7" | D:11.5" |  | 1 Medium A19 75w |  | 1 | No | [14 empty] | 0 | [12 empty] | 107.48 | 214.96 | 322.44 | D:11 1/2'' H:9 3/4'' O:60 3/4'' | 5.5 | 11.5 |  |  | 9.75 | Cap Nuts |  |  | 60.75 |  |  |  | No |  | No | [20 empty] | D:6 5/8'' H:3'' Round |  |  |  |  | 120 | Brown | 12 |  | Hardwired | 0 | 0 | 0 | 0 | 1 | 0 | 0 | 1 | 0 | 0 | 0 | 785652216985 | 14.25 | 14.25 | 15 | 8.3 | 1.763 | 175 | Yes | [9 empty] | cETL Damp | ACADEMY 1L PEND-782 | Medium One Light Pendant | Includes three 12" stems and 12" of chain for adjustable mounting heights. | 65437-782.jpg | 65437.jpg
65437-962 | Medium One Light Pendant | The classic schoolhouse light fixture has been an American icon for almost 90 years. The Academy collection from Sea Gull Lighting is today’s interpretation of these utilitarian lights which have enjoyed resurgence in popularity given their clean, versatile design. Today, top designers regularly select this ubiquitous look for applications in almost every room of the house. Available in Chrome, Brushed Nickel and Heirloom Bronze finishes. Many of the fixtures are available with incandescent lamping or ENERGY STAR-qualified LED lamping. The Academy collection includes pendants in four sizes, semi-flush ceiling fixtures in two sizes, and one-light, two-light, three-light and four-light wall/bath fixtures. Damp Listed. Most of these fixtures easily convert to LED by purchasing LED replacement lamps sold separately. | LINE VOLTAGE PENDANT | Academy | Pendants | Brushed Nickel | 962 | Steel | Satin White Glass | D:11.5" H:7" | D:11.5" |  | 1 Medium A19 75w |  | 1 | No | [14 empty] | 0 | [12 empty] | 107.48 | 214.96 | 322.44 | D:11 1/2'' H:9 3/4'' O:60 3/4'' | 5.5 | 11.5 |  |  | 9.75 | Cap Nuts |  |  | 60.75 |  |  |  | No |  | No | [20 empty] | D:6 5/8'' H:3'' Round |  |  |  |  | 120 | Clear | 12 |  | Hardwired | 0 | 0 | 0 | 0 | 1 | 0 | 0 | 1 | 0 | 0 | 0 | 785652216992 | 14.5 | 14.5 | 15 | 8.3 | 1.825 | 175 | Yes | [9 empty] | cETL Damp | ACADEMY 1L PEND-962 | Medium One Light Pendant | Includes three 12" stems and 12" of chain for adjustable mounting heights. | 65437-962.jpg | 65437.jpg
65437EN3-05 | Medium One Light Pendant | The classic schoolhouse light fixture has been an American icon for almost 90 years. The Academy collection from Sea Gull Lighting is today’s interpretation of these utilitarian lights which have enjoyed resurgence in popularity given their clean, versatile design. Today, top designers regularly select this ubiquitous look for applications in almost every room of the house. Available in Chrome, Brushed Nickel and Heirloom Bronze finishes. Many of the fixtures are available with incandescent lamping or ENERGY STAR-qualified LED lamping. The Academy collection includes pendants in four sizes, semi-flush ceiling fixtures in two sizes, and one-light, two-light, three-light and four-light wall/bath fixtures. Damp Listed. Most of these fixtures easily convert to LED by purchasing LED replacement lamps sold separately. | LINE VOLTAGE PENDANT | Academy | Pendants | Chrome | 5 | Steel | Satin White Glass | D:11.5" H:7" | D:11.5" |  | 1 Medium A19 9.3w |  | 1 | Yes | [14 empty] | 0 | [12 empty] | 108.98 | 217.96 | 326.94 | D:11 1/2'' H:9 3/4'' O:60 3/4'' | 5.5 | 11.5 |  |  | 9.75 | Cap Nuts |  |  | 60.75 |  |  |  | No |  | No | [20 empty] | D:6 5/8'' H:3'' Round |  |  |  |  | 120 | Clear Silver | 12 |  | Hardwired | 0 | 0 | 0 | 1 | 1 | 0 | 0 | 0 | 0 | 0 | 0 | 785652050992 | 14.75 | 14.5 | 15.5 | 7.5 | 1.918 | 250 | Yes | [9 empty] | cETL Damp | ACADEMY 1L PEND-05 | Medium One Light Pendant |  | 65437EN3-05.jpg | 65437.jpg
65437EN3-782 | Medium One Light Pendant | The classic schoolhouse light fixture has been an American icon for almost 90 years. The Academy collection from Sea Gull Lighting is today’s interpretation of these utilitarian lights which have enjoyed resurgence in popularity given their clean, versatile design. Today, top designers regularly select this ubiquitous look for applications in almost every room of the house. Available in Chrome, Brushed Nickel and Heirloom Bronze finishes. Many of the fixtures are available with incandescent lamping or ENERGY STAR-qualified LED lamping. The Academy collection includes pendants in four sizes, semi-flush ceiling fixtures in two sizes, and one-light, two-light, three-light and four-light wall/bath fixtures. Damp Listed. Most of these fixtures easily convert to LED by purchasing LED replacement lamps sold separately. | LINE VOLTAGE PENDANT | Academy | Pendants | Heirloom Bronze | 782 | Steel | Satin White Glass | D:11.5" H:7" | D:11.5" |  | 1 Medium A19 9.3w |  | 1 | Yes | [14 empty] | 0 | [12 empty] | 111.48 | 222.96 | 334.44 | D:11 1/2'' H:9 3/4'' O:60 3/4'' | 5.5 | 11.5 |  |  | 9.75 | Cap Nuts |  |  | 60.75 |  |  |  | No |  | No | [20 empty] | D:6 5/8'' H:3'' Round |  |  |  |  | 120 | Brown | 12 |  | Hardwired | 0 | 0 | 0 | 1 | 1 | 0 | 0 | 0 | 0 | 0 | 0 | 785652051005 | 14.25 | 14.25 | 15 | 8.3 | 1.763 | 175 | Yes | [9 empty] | cETL Damp | ACADEMY 1L PEND-782 | Medium One Light Pendant |  | 65437EN3-782.jpg | 65437.jpg
65437EN3-962 | Medium One Light Pendant | The classic schoolhouse light fixture has been an American icon for almost 90 years. The Academy collection from Sea Gull Lighting is today’s interpretation of these utilitarian lights which have enjoyed resurgence in popularity given their clean, versatile design. Today, top designers regularly select this ubiquitous look for applications in almost every room of the house. Available in Chrome, Brushed Nickel and Heirloom Bronze finishes. Many of the fixtures are available with incandescent lamping or ENERGY STAR-qualified LED lamping. The Academy collection includes pendants in four sizes, semi-flush ceiling fixtures in two sizes, and one-light, two-light, three-light and four-light wall/bath fixtures. Damp Listed. Most of these fixtures easily convert to LED by purchasing LED replacement lamps sold separately. | LINE VOLTAGE PENDANT | Academy | Pendants | Brushed Nickel | 962 | Steel | Satin White Glass | D:11.5" H:7" | D:11.5" |  | 1 Medium A19 9.3w |  | 1 | Yes | [14 empty] | 0 | [12 empty] | 111.48 | 222.96 | 334.44 | D:11 1/2'' H:9 3/4'' O:60 3/4'' | 5.5 | 11.5 |  |  | 9.75 | Cap Nuts |  |  | 60.75 |  |  |  | No |  | No | [20 empty] | D:6 5/8'' H:3'' Round |  |  |  |  | 120 | Clear | 12 |  | Hardwired | 0 | 0 | 0 | 1 | 1 | 0 | 0 | 0 | 0 | 0 | 0 | 785652051012 | 14.5 | 14.25 | 13.25 | 6.6 | 1.584 | 175 | Yes | [9 empty] | cETL Damp | ACADEMY 1L PEND-962 | Medium One Light Pendant |  | 65437EN3-962.jpg | 65437.jpg
65438-05 | Large One Light Pendant | The classic schoolhouse light fixture has been an American icon for almost 90 years. The Academy collection from Sea Gull Lighting is today’s interpretation of these utilitarian lights which have enjoyed resurgence in popularity given their clean, versatile design. Today, top designers regularly select this ubiquitous look for applications in almost every room of the house. Available in Chrome, Brushed Nickel and Heirloom Bronze finishes. Many of the fixtures are available with incandescent lamping or ENERGY STAR-qualified LED lamping. The Academy collection includes pendants in four sizes, semi-flush ceiling fixtures in two sizes, and one-light, two-light, three-light and four-light wall/bath fixtures. Damp Listed. Most of these fixtures easily convert to LED by purchasing LED replacement lamps sold separately. | LINE VOLTAGE PENDANT | Academy | Pendants | Chrome | 5 | Steel | Satin White Glass | D:13" H:8" | D:13" |  | 1 Medium A19 75w |  | 1 | No | [14 empty] | 0 | [12 empty] | 124.98 | 249.96 | 374.94 | D:13'' H:10 3/4'' O:61 3/4'' | 6.8 | 13 |  |  | 10.75 | Cap Nuts |  |  | 61.75 |  |  |  | No |  | No | [20 empty] | D:6 5/8'' H:3'' Round |  |  |  |  | 120 | Clear Silver | 12 |  | Hardwired | 0 | 0 | 0 | 0 | 1 | 0 | 0 | 1 | 0 | 0 | 0 | 785652257704 | 15.5 | 15.9 | 16.5 | 8.7 | 2.353 | 250 | Yes | [9 empty] | cETL Damp | ACADEMY 1L PEND-05 | Large One Light Pendant | Includes three 12" stems and 12" of chain for adjustable mounting heights. | 65438-05.jpg | 65438.jpg
65438-782 | Large One Light Pendant | The classic schoolhouse light fixture has been an American icon for almost 90 years. The Academy collection from Sea Gull Lighting is today’s interpretation of these utilitarian lights which have enjoyed resurgence in popularity given their clean, versatile design. Today, top designers regularly select this ubiquitous look for applications in almost every room of the house. Available in Chrome, Brushed Nickel and Heirloom Bronze finishes. Many of the fixtures are available with incandescent lamping or ENERGY STAR-qualified LED lamping. The Academy collection includes pendants in four sizes, semi-flush ceiling fixtures in two sizes, and one-light, two-light, three-light and four-light wall/bath fixtures. Damp Listed. Most of these fixtures easily convert to LED by purchasing LED replacement lamps sold separately. | LINE VOLTAGE PENDANT | Academy | Pendants | Heirloom Bronze | 782 | Steel | Satin White Glass | D:13" H:8" | D:13" |  | 1 Medium A19 75w |  | 1 | No | [14 empty] | 0 | [12 empty] | 124.98 | 249.96 | 374.94 | D:13'' H:10 3/4'' O:61 3/4'' | 6.8 | 13 |  |  | 10.75 | Cap Nuts |  |  | 61.75 |  |  |  | No |  | No | [20 empty] | D:6 5/8'' H:3'' Round |  |  |  |  | 120 | Brown | 12 |  | Hardwired | 0 | 0 | 0 | 0 | 1 | 0 | 0 | 1 | 0 | 0 | 0 | 785652216954 | 15.5 | 15.5 | 16 | 8.6 | 2.225 | 250 | Yes | [9 empty] | cETL Damp | ACADEMY 1L PEND-782 | Large One Light Pendant | Includes three 12" stems and 12" of chain for adjustable mounting heights. | 65438-782.jpg | 65438.jpg
65438-962 | Large One Light Pendant | The classic schoolhouse light fixture has been an American icon for almost 90 years. The Academy collection from Sea Gull Lighting is today’s interpretation of these utilitarian lights which have enjoyed resurgence in popularity given their clean, versatile design. Today, top designers regularly select this ubiquitous look for applications in almost every room of the house. Available in Chrome, Brushed Nickel and Heirloom Bronze finishes. Many of the fixtures are available with incandescent lamping or ENERGY STAR-qualified LED lamping. The Academy collection includes pendants in four sizes, semi-flush ceiling fixtures in two sizes, and one-light, two-light, three-light and four-light wall/bath fixtures. Damp Listed. Most of these fixtures easily convert to LED by purchasing LED replacement lamps sold separately. | LINE VOLTAGE PENDANT | Academy | Pendants | Brushed Nickel | 962 | Steel | Satin White Glass | D:13" H:8" | D:13" |  | 1 Medium A19 75w |  | 1 | No | [14 empty] | 0 | [12 empty] | 124.98 | 249.96 | 374.94 | D:13'' H:10 3/4'' O:61 3/4'' | 6.8 | 13 |  |  | 10.75 | Cap Nuts |  |  | 61.75 |  |  |  | No |  | No | [20 empty] | D:6 5/8'' H:3'' Round |  |  |  |  | 120 | Clear | 12 |  | Hardwired | 0 | 0 | 0 | 0 | 1 | 0 | 0 | 1 | 0 | 0 | 0 | 785652216978 | 15.5 | 15.5 | 16 | 8.6 | 2.225 | 250 | Yes | [9 empty] | cETL Damp | ACADEMY 1L PEND-962 | Large One Light Pendant | Includes three 12" stems and 12" of chain for adjustable mounting heights. | 65438-962.jpg | 65439.jpg
65438EN3-05 | Large One Light Pendant | The classic schoolhouse light fixture has been an American icon for almost 90 years. The Academy collection from Sea Gull Lighting is today’s interpretation of these utilitarian lights which have enjoyed resurgence in popularity given their clean, versatile design. Today, top designers regularly select this ubiquitous look for applications in almost every room of the house. Available in Chrome, Brushed Nickel and Heirloom Bronze finishes. Many of the fixtures are available with incandescent lamping or ENERGY STAR-qualified LED lamping. The Academy collection includes pendants in four sizes, semi-flush ceiling fixtures in two sizes, and one-light, two-light, three-light and four-light wall/bath fixtures. Damp Listed. Most of these fixtures easily convert to LED by purchasing LED replacement lamps sold separately. | LINE VOLTAGE PENDANT | Academy | Pendants | Chrome | 5 | Steel | Satin White Glass | D:13" H:8" | D:8" |  | 1 Medium A19 9.3w |  | 1 | Yes | [14 empty] | 0 | [12 empty] | 124.98 | 249.96 | 374.94 | D:13'' H:10 3/4'' O:61 3/4'' | 6.8 | 13 |  |  | 10.75 | Cap Nuts |  |  | 61.75 |  |  |  | No |  | No | [20 empty] | D:6 5/8'' H:3'' Round |  |  |  |  | 120 | Clear Silver | 12 |  | Hardwired | 0 | 0 | 0 | 1 | 1 | 0 | 0 | 0 | 0 | 0 | 0 | 785652051029 | 15.5 | 15.9 | 16.5 | 8.7 | 2.353 | 250 | Yes | [9 empty] | cETL Damp | ACADEMY 1L PEND-05 | Large One Light Pendant |  | 65438EN3-05.jpg | 65438.jpg
65438EN3-782 | Large One Light Pendant | The classic schoolhouse light fixture has been an American icon for almost 90 years. The Academy collection from Sea Gull Lighting is today’s interpretation of these utilitarian lights which have enjoyed resurgence in popularity given their clean, versatile design. Today, top designers regularly select this ubiquitous look for applications in almost every room of the house. Available in Chrome, Brushed Nickel and Heirloom Bronze finishes. Many of the fixtures are available with incandescent lamping or ENERGY STAR-qualified LED lamping. The Academy collection includes pendants in four sizes, semi-flush ceiling fixtures in two sizes, and one-light, two-light, three-light and four-light wall/bath fixtures. Damp Listed. Most of these fixtures easily convert to LED by purchasing LED replacement lamps sold separately. | LINE VOLTAGE PENDANT | Academy | Pendants | Heirloom Bronze | 782 | Steel | Satin White Glass | D:13" H:8" | D:8" |  | 1 Medium A19 9.3w |  | 1 | Yes | [14 empty] | 0 | [12 empty] | 130.98 | 261.96 | 392.94 | D:13'' H:10 3/4'' O:61 3/4'' | 6.8 | 13 |  |  | 10.75 | Cap Nuts |  |  | 61.75 |  |  |  | No |  | No | [20 empty] | D:6 5/8'' H:3'' Round |  |  |  |  | 120 | Brown | 12 |  | Hardwired | 0 | 0 | 0 | 1 | 1 | 0 | 0 | 0 | 0 | 0 | 0 | 785652051036 | 16 | 15.5 | 15.5 | 8.6 | 2.225 | 250 | Yes | [9 empty] | cETL Damp | ACADEMY 1L PEND-782 | Large One Light Pendant |  | 65438EN3-782.jpg | 65438.jpg
65438EN3-962 | Large One Light Pendant | The classic schoolhouse light fixture has been an American icon for almost 90 years. The Academy collection from Sea Gull Lighting is today’s interpretation of these utilitarian lights which have enjoyed resurgence in popularity given their clean, versatile design. Today, top designers regularly select this ubiquitous look for applications in almost every room of the house. Available in Chrome, Brushed Nickel and Heirloom Bronze finishes. Many of the fixtures are available with incandescent lamping or ENERGY STAR-qualified LED lamping. The Academy collection includes pendants in four sizes, semi-flush ceiling fixtures in two sizes, and one-light, two-light, three-light and four-light wall/bath fixtures. Damp Listed. Most of these fixtures easily convert to LED by purchasing LED replacement lamps sold separately. | LINE VOLTAGE PENDANT | Academy | Pendants | Brushed Nickel | 962 | Steel | Satin White Glass | D:13" H:8" | D:13" |  | 1 Medium A19 9.3w |  | 1 | Yes | [14 empty] | 0 | [12 empty] | 130.98 | 261.96 | 392.94 | D:13'' H:10 3/4'' O:61 3/4'' | 6.8 | 13 |  |  | 10.75 | Cap Nuts |  |  | 61.75 |  |  |  | No |  | No | [20 empty] | D:6 5/8'' H:3'' Round |  |  |  |  | 120 | Clear | 12 |  | Hardwired | 0 | 0 | 0 | 1 | 1 | 0 | 0 | 0 | 0 | 0 | 0 | 785652051043 | 15.5 | 15.5 | 16 | 8.6 | 2.225 | 250 | Yes | [9 empty] | cETL Damp | ACADEMY 1L PEND-962 | Large One Light Pendant |  | 65438EN3-962.jpg | 65438.jpg
65439-05 | Extra Large One Light Pendant | The classic schoolhouse light fixture has been an American icon for almost 90 years. The Academy collection from Sea Gull Lighting is today’s interpretation of these utilitarian lights which have enjoyed resurgence in popularity given their clean, versatile design. Today, top designers regularly select this ubiquitous look for applications in almost every room of the house. Available in Chrome, Brushed Nickel and Heirloom Bronze finishes. Many of the fixtures are available with incandescent lamping or ENERGY STAR-qualified LED lamping. The Academy collection includes pendants in four sizes, semi-flush ceiling fixtures in two sizes, and one-light, two-light, three-light and four-light wall/bath fixtures. Damp Listed. Most of these fixtures easily convert to LED by purchasing LED replacement lamps sold separately. | LINE VOLTAGE PENDANT | Academy | Pendants | Chrome | 5 | Steel | Satin White Glass | D:17" H:9.5" | D:17" |  | 1 Medium A19 100w |  | 1 | No | [14 empty] | 0 | [12 empty] | 165.98 | 331.96 | 497.94 | D:17'' H:12 1/4'' O:63 1/4'' | 10.6 | 17 |  |  | 12.25 | Cap Nuts |  |  | 63.25 |  |  |  | No |  | No | [20 empty] | D:6 5/8'' H:3'' Round |  |  |  |  | 120 | Clear Silver |  |  | Hardwired | 0 | 0 | 0 | 0 | 1 | 0 | 0 | 1 | 0 | 0 | 0 | 785652257728 | 20 | 20 | 15 | 11.7 | 3.472 | 250 | Yes | [9 empty] | cETL Damp | ACADEMY 1L PEND-05 | Extra Large One Light Pendant | Includes three 12" stems and 12" of chain for adjustable mounting heights. | 65439-05.jpg | 65439.jpg
65439-782 | Extra Large One Light Pendant | The classic schoolhouse light fixture has been an American icon for almost 90 years. The Academy collection from Sea Gull Lighting is today’s interpretation of these utilitarian lights which have enjoyed resurgence in popularity given their clean, versatile design. Today, top designers regularly select this ubiquitous look for applications in almost every room of the house. Available in Chrome, Brushed Nickel and Heirloom Bronze finishes. Many of the fixtures are available with incandescent lamping or ENERGY STAR-qualified LED lamping. The Academy collection includes pendants in four sizes, semi-flush ceiling fixtures in two sizes, and one-light, two-light, three-light and four-light wall/bath fixtures. Damp Listed. Most of these fixtures easily convert to LED by purchasing LED replacement lamps sold separately. | LINE VOLTAGE PENDANT | Academy | Pendants | Heirloom Bronze | 782 | Steel | Satin White Glass | D:17" H:9.5" | D:17" |  | 1 Medium A19 100w |  | 1 | No | [14 empty] | 0 | [12 empty] | 169.98 | 339.96 | 509.94 | D:17'' H:12 1/4'' O:63 1/4'' | 10.6 | 17 |  |  | 12.25 | Cap Nuts |  |  | 63.25 |  |  |  | No |  | No | [20 empty] | D:6 5/8'' H:3'' Round |  |  |  |  | 120 | Brown |  |  | Hardwired | 0 | 0 | 0 | 0 | 1 | 0 | 0 | 1 | 0 | 0 | 0 | 785652216930 | 20 | 20 | 15 | 11.7 | 3.472 | 250 | Yes | [9 empty] | cETL Damp | ACADEMY 1L PEND-782 | Extra Large One Light Pendant | Includes three 12" stems and one 6" stem for adjustable mounting heights. | 65439-782.jpg | 65439.jpg
65439-962 | Extra Large One Light Pendant | The classic schoolhouse light fixture has been an American icon for almost 90 years. The Academy collection from Sea Gull Lighting is today’s interpretation of these utilitarian lights which have enjoyed resurgence in popularity given their clean, versatile design. Today, top designers regularly select this ubiquitous look for applications in almost every room of the house. Available in Chrome, Brushed Nickel and Heirloom Bronze finishes. Many of the fixtures are available with incandescent lamping or ENERGY STAR-qualified LED lamping. The Academy collection includes pendants in four sizes, semi-flush ceiling fixtures in two sizes, and one-light, two-light, three-light and four-light wall/bath fixtures. Damp Listed. Most of these fixtures easily convert to LED by purchasing LED replacement lamps sold separately. | LINE VOLTAGE PENDANT | Academy | Pendants | Brushed Nickel | 962 | Steel | Satin White Glass | D:17" H:9.5" | D:17" |  | 1 Medium A19 100w |  | 1 | No | [14 empty] | 0 | [12 empty] | 169.98 | 339.96 | 509.94 | D:17'' H:12 1/4'' O:63 1/4'' | 10.6 | 17 |  |  | 12.25 | Cap Nuts |  |  | 63.25 |  |  |  | No |  | No | [20 empty] | D:6 5/8'' H:3'' Round |  |  |  |  | 120 | Clear |  |  | Hardwired | 0 | 0 | 0 | 0 | 1 | 0 | 0 | 1 | 0 | 0 | 0 | 785652216947 | 20 | 20 | 15 | 11.7 | 3.472 | 250 | Yes | [9 empty] | cETL Damp | ACADEMY 1L PEND-962 | Extra Large One Light Pendant | Includes three 12" stems and one 6" stem for adjustable mounting heights. | 65439-962.jpg | 65439.jpg
65439EN3-05 | Extra Large One Light Pendant | The classic schoolhouse light fixture has been an American icon for almost 90 years. The Academy collection from Sea Gull Lighting is today’s interpretation of these utilitarian lights which have enjoyed resurgence in popularity given their clean, versatile design. Today, top designers regularly select this ubiquitous look for applications in almost every room of the house. Available in Chrome, Brushed Nickel and Heirloom Bronze finishes. Many of the fixtures are available with incandescent lamping or ENERGY STAR-qualified LED lamping. The Academy collection includes pendants in four sizes, semi-flush ceiling fixtures in two sizes, and one-light, two-light, three-light and four-light wall/bath fixtures. Damp Listed. Most of these fixtures easily convert to LED by purchasing LED replacement lamps sold separately. | LINE VOLTAGE PENDANT | Academy | Pendants | Chrome | 5 | Steel | Satin White Glass | D:17" H:9.5" | D:17" |  | 1 Medium A19 9.3w |  | 1 | Yes | [14 empty] | 0 | [12 empty] | 167.98 | 335.96 | 503.94 | D:17'' H:12 1/4'' O:63 1/4'' | 10.6 | 17 |  |  | 12.25 | Cap Nuts |  |  | 63.25 |  |  |  | No |  | No | [20 empty] | D:6 5/8'' H:3'' Round |  |  |  |  | 120 | Clear Silver |  |  | Hardwired | 0 | 0 | 0 | 1 | 1 | 0 | 0 | 0 | 0 | 0 | 0 | 785652051067 | 20 | 20 | 15 | 11.7 | 3.472 | 250 | Yes | [9 empty] | cETL Damp | ACADEMY 1L PEND-05 | Extra Large One Light Pendant | Includes three 12" stems and one 6" stem for adjustable mounting heights. | 65439EN3-05.jpg | 65439.jpg
65439EN3-782 | Extra Large One Light Pendant | The classic schoolhouse light fixture has been an American icon for almost 90 years. The Academy collection from Sea Gull Lighting is today’s interpretation of these utilitarian lights which have enjoyed resurgence in popularity given their clean, versatile design. Today, top designers regularly select this ubiquitous look for applications in almost every room of the house. Available in Chrome, Brushed Nickel and Heirloom Bronze finishes. Many of the fixtures are available with incandescent lamping or ENERGY STAR-qualified LED lamping. The Academy collection includes pendants in four sizes, semi-flush ceiling fixtures in two sizes, and one-light, two-light, three-light and four-light wall/bath fixtures. Damp Listed. Most of these fixtures easily convert to LED by purchasing LED replacement lamps sold separately. | LINE VOLTAGE PENDANT | Academy | Pendants | Heirloom Bronze | 782 | Steel | Satin White Glass | D:17" H:9.5" | D:17" |  | 1 Medium A19 9.3w |  | 1 | Yes | [14 empty] | 0 | [12 empty] | 169.98 | 339.96 | 509.94 | D:17'' H:12 1/4'' O:63 1/4'' | 10.6 | 17 |  |  | 12.25 | Cap Nuts |  |  | 63.25 |  |  |  | No |  | No | [20 empty] | D:6 5/8'' H:3'' Round |  |  |  |  | 120 | Brown |  |  | Hardwired | 0 | 0 | 0 | 1 | 1 | 0 | 0 | 0 | 0 | 0 | 0 | 785652051098 | 20 | 20 | 15 | 11.7 | 3.472 | 250 | Yes | [9 empty] | cETL Damp | ACADEMY 1L PEND-782 | Extra Large One Light Pendant | Includes three 12" stems and one 6" stem for adjustable mounting heights. | 65439EN3-782.jpg | 65439.jpg
65439EN3-962 | Extra Large One Light Pendant | The classic schoolhouse light fixture has been an American icon for almost 90 years. The Academy collection from Sea Gull Lighting is today’s interpretation of these utilitarian lights which have enjoyed resurgence in popularity given their clean, versatile design. Today, top designers regularly select this ubiquitous look for applications in almost every room of the house. Available in Chrome, Brushed Nickel and Heirloom Bronze finishes. Many of the fixtures are available with incandescent lamping or ENERGY STAR-qualified LED lamping. The Academy collection includes pendants in four sizes, semi-flush ceiling fixtures in two sizes, and one-light, two-light, three-light and four-light wall/bath fixtures. Damp Listed. Most of these fixtures easily convert to LED by purchasing LED replacement lamps sold separately. | LINE VOLTAGE PENDANT | Academy | Pendants | Brushed Nickel | 962 | Steel | Satin White Glass | D:17" H:9.75" | D:17" |  | 1 Medium A19 9.3w |  | 1 | Yes | [14 empty] | 0 | [12 empty] | 169.98 | 339.96 | 509.94 | D:17'' H:12 1/4'' O:63 1/4'' | 10.6 | 17 |  |  | 12.25 | Cap Nuts |  |  | 63.25 |  |  |  | No |  | No | [20 empty] | D:6 5/8'' H:3'' Round |  |  |  |  | 120 | Clear |  |  | Hardwired | 0 | 0 | 0 | 1 | 1 | 0 | 0 | 0 | 0 | 0 | 0 | 785652051104 | 20 | 20 | 15 | 11.7 | 3.472 | 250 | Yes | [9 empty] | cETL Damp | ACADEMY 1L PEND-962 | Extra Large One Light Pendant | Includes three 12" stems and one 6" stem for adjustable mounting heights. | 65439EN3-962.jpg | 65439.jpg
6551103-846 | Three Light Pendant | The timeless, basket-style chandelier silhouette gets a modern makeover with the Davlin Collection. The traditional candelabra lamps find new expression in a teardrop shaped frame complemented with gracefully curved arms in a wooden finish billowing from the base and uniting at the crown of the fixture. Each bulb nestles into the frame toward the wide rounded base so that light shines upward. Available in a varying number of bulbs for flexible illumination options. The weathered, vintage look creates a classical feel and the fixture is damp rated to be adaptable and durable. Complete with a Cerused Oak and Stardust finish combination, Davlin is a true intersection of tradition and technology. | LINE VOLTAGE PENDANT | Davlin | Pendants | Stardust / Cerused Oak | 846 / 735 | Steel |  |  |  |  | 3 Candelabra B10 Torpedo 60w |  | 3 | No | [14 empty] | 0 | [12 empty] | 122.98 | 245.96 | 368.94 | D:18'' H:25 7/8'' O:99 1/4'' | 9.2 | 18 |  |  | 25.875 | Screw Collar - Chain |  |  | 99.25 |  |  |  | No |  | No | [20 empty] | D:5'' H:3/4'' Round |  |  |  |  | 120 | Black | 72 |  | Hardwired | 0 | 0 | 0 | 0 | 1 | 0 | 0 | 1 | 1 | 0 | 0 | 785652061028 | 25 | 21 | 7.5 | 12.6 | 2.279 | 175 | Yes | [9 empty] | cETL Damp | DAVLIN 3L PENDANT-846 | Three Light Pendant |  | 6551103-846.png | 6551103.jpg
6551103EN-846 | Three Light Pendant | The timeless, basket-style chandelier silhouette gets a modern makeover with the Davlin Collection. The traditional candelabra lamps find new expression in a teardrop shaped frame complemented with gracefully curved arms in a wooden finish billowing from the base and uniting at the crown of the fixture. Each bulb nestles into the frame toward the wide rounded base so that light shines upward. Available in a varying number of bulbs for flexible illumination options. The weathered, vintage look creates a classical feel and the fixture is damp rated to be adaptable and durable. Complete with a Cerused Oak and Stardust finish combination, Davlin is a true intersection of tradition and technology. | LINE VOLTAGE PENDANT | Davlin | Pendants | Stardust / Cerused Oak | 846 / 735 | Steel |  |  |  |  | 3 Candelabra Torpedo 3.5w |  | 3 | Yes | [14 empty] | 0 | [12 empty] | 139.98 | 279.96 | 419.94 | D:18'' H:25 7/8'' O:99 1/4'' | 9.2 | 18 |  |  | 25.875 | Screw Collar - Chain |  |  | 99.25 |  |  |  | No |  | No | [20 empty] | D:5'' H:3/4'' Round |  |  |  |  | 120 | Black | 72 |  | Hardwired | 0 | 0 | 0 | 1 | 1 | 0 | 0 | 0 | 1 | 0 | 0 | 785652061257 | 25 | 21 | 7.5 | 12.6 | 2.279 | 175 | Yes | [9 empty] | cETL Damp | DAVLIN 3L PENDANT-846 | Three Light Pendant |  | 6551103EN-846.png | 6551103EN.jpg
6551104-846 | Four Light Pendant | The timeless, basket-style chandelier silhouette gets a modern makeover with the Davlin Collection. The traditional candelabra lamps find new expression in a teardrop shaped frame complemented with gracefully curved arms in a wooden finish billowing from the base and uniting at the crown of the fixture. Each bulb nestles into the frame toward the wide rounded base so that light shines upward. Available in a varying number of bulbs for flexible illumination options. The weathered, vintage look creates a classical feel and the fixture is damp rated to be adaptable and durable. Complete with a Cerused Oak and Stardust finish combination, Davlin is a true intersection of tradition and technology. | LINE VOLTAGE PENDANT | Davlin | Pendants | Stardust / Cerused Oak | 846 / 735 | Steel |  |  |  |  | 4 Candelabra B10 Torpedo 60w |  | 4 | No | [14 empty] | 0 | [12 empty] | 158.48 | 316.96 | 475.44 | D:22'' H:31 1/4'' O:104 5/8'' | 14 | 22 |  |  | 31.25 | Screw Collar - Chain |  |  | 104.625 |  |  |  | No |  | No | [20 empty] | D:5'' H:3/4'' Round |  |  |  |  | 120 | Black | 72 |  | Hardwired | 0 | 0 | 0 | 0 | 1 | 0 | 0 | 1 | 1 | 0 | 0 | 785652061035 | 29.25 | 25.25 | 10 | 20.5 | 4.274 | 175 | Yes | [9 empty] | cETL Damp | DAVLIN 4L PENDANT-846 | Four Light Pendant |  | 6551104-846.png | 6551104.jpg
6551104EN-846 | Four Light Pendant | The timeless, basket-style chandelier silhouette gets a modern makeover with the Davlin Collection. The traditional candelabra lamps find new expression in a teardrop shaped frame complemented with gracefully curved arms in a wooden finish billowing from the base and uniting at the crown of the fixture. Each bulb nestles into the frame toward the wide rounded base so that light shines upward. Available in a varying number of bulbs for flexible illumination options. The weathered, vintage look creates a classical feel and the fixture is damp rated to be adaptable and durable. Complete with a Cerused Oak and Stardust finish combination, Davlin is a true intersection of tradition and technology. | LINE VOLTAGE PENDANT | Davlin | Pendants | Stardust / Cerused Oak | 846 / 735 | Steel |  |  |  |  | 4 Candelabra Torpedo 3.5w |  | 4 | Yes | [14 empty] | 0 | [12 empty] | 182.48 | 364.96 | 547.44 | D:22'' H:31 1/4'' O:104 5/8'' | 14 | 22 |  |  | 31.25 | Screw Collar - Chain |  |  | 104.625 |  |  |  | No |  | No | [20 empty] | D:5'' H:3/4'' Round |  |  |  |  | 120 | Black | 72 |  | Hardwired | 0 | 0 | 0 | 1 | 1 | 0 | 0 | 0 | 1 | 0 | 0 | 785652061271 | 29.25 | 25.25 | 10 | 20.5 | 4.274 | 175 | Yes | [9 empty] | cETL Damp | DAVLIN 4L PENDANT-846 | Four Light Pendant |  | 6551104EN-846.png | 6551104EN.jpg
6551106-846 | Six Light Pendant | The timeless, basket-style chandelier silhouette gets a modern makeover with the Davlin Collection. The traditional candelabra lamps find new expression in a teardrop shaped frame complemented with gracefully curved arms in a wooden finish billowing from the base and uniting at the crown of the fixture. Each bulb nestles into the frame toward the wide rounded base so that light shines upward. Available in a varying number of bulbs for flexible illumination options. The weathered, vintage look creates a classical feel and the fixture is damp rated to be adaptable and durable. Complete with a Cerused Oak and Stardust finish combination, Davlin is a true intersection of tradition and technology. | LINE VOLTAGE PENDANT | Davlin | Pendants | Stardust / Cerused Oak | 846 / 735 | Steel |  |  |  |  | 6 Candelabra B10 Torpedo 60w |  | 6 | No | [14 empty] | 0 | [12 empty] | 199.98 | 399.96 | 599.94 | D:26'' H:35 5/16'' O:108 3/4'' | 16 | 26 |  |  | 35.3125 | Screw Collar - Chain |  |  | 108.75 |  |  |  | No |  | No | [20 empty] | D:5'' H:3/4'' Round |  |  |  |  | 120 | Black | 72 |  | Hardwired | 0 | 0 | 0 | 0 | 1 | 0 | 0 | 1 | 1 | 0 | 0 | 785652061042 | 39.25 | 29.25 | 10.75 | 24.5 | 7.142 | 250 | Yes | [9 empty] | cETL Damp | DAVLIN 6L PENDANT-846 | Six Light Pendant |  | 6551106-846.png | 6551106.jpg
6551106EN-846 | Six Light Pendant | The timeless, basket-style chandelier silhouette gets a modern makeover with the Davlin Collection. The traditional candelabra lamps find new expression in a teardrop shaped frame complemented with gracefully curved arms in a wooden finish billowing from the base and uniting at the crown of the fixture. Each bulb nestles into the frame toward the wide rounded base so that light shines upward. Available in a varying number of bulbs for flexible illumination options. The weathered, vintage look creates a classical feel and the fixture is damp rated to be adaptable and durable. Complete with a Cerused Oak and Stardust finish combination, Davlin is a true intersection of tradition and technology. | LINE VOLTAGE PENDANT | Davlin | Pendants | Stardust / Cerused Oak | 846 / 735 | Steel |  |  |  |  | 6 Candelabra Torpedo 3.5w |  | 6 | Yes | [14 empty] | 0 | [12 empty] | 244.98 | 489.96 | 734.94 | D:26'' H:35 5/16'' O:108 3/4'' | 16 | 26 |  |  | 35.3125 | Screw Collar - Chain |  |  | 108.75 |  |  |  | No |  | No | [20 empty] | D:5'' H:3/4'' Round |  |  |  |  | 120 | Black | 72 |  | Hardwired | 0 | 0 | 0 | 1 | 1 | 0 | 0 | 0 | 1 | 0 | 0 | 785652061288 | 39.25 | 29.25 | 10.75 | 24.5 | 7.142 | 250 | Yes | [9 empty] | cETL Damp | DAVLIN 6L PENDANT-846 | Six Light Pendant |  | 6551106EN-846.png | 6551106EN.jpg
6551701-05 | One Light Pendant |  | LINE VOLTAGE PENDANT | Norman | Pendants | Chrome / Midnight Black | 05 / 112 | Steel | Midnight Black Steel |  |  |  | 1 Medium A19 75w |  | 1 | No | [14 empty] | 0 | [12 empty] | 79.5 | 159 | 238.5 | D:13 3/8'' H:15 1/4'' O:81 1/4'' |  | 13.375 |  |  | 15.25 | Cap Nuts |  |  | 81.25 |  |  |  | No |  | No | [20 empty] | D:5'' H:3/4'' Round |  |  |  |  | 72 | Black |  |  | Hardwired | 0 | 0 | 0 | 0 | 1 | 0 | 0 | 1 | 0 | 0 | 0 | 785652077449 | 15.5 | 15.5 | 19 | 7.8 | 2.642 | 250 | Yes | [9 empty] | cETL Damp | NORMAN 1L PENDANT-05 | One Light Pendant |  | 6551701-05.jpg | 6551701.jpg
6551701-848 | One Light Pendant |  | LINE VOLTAGE PENDANT | Norman | Pendants | Satin Bronze / Midnight Black | 848 / 112 | Steel | Midnight Black Steel |  |  |  | 1 Medium A19 75w |  | 1 | No | [14 empty] | 0 | [12 empty] | 79.5 | 159 | 238.5 | D:13 3/8'' H:15 1/4'' O:81 1/4'' |  | 13.375 |  |  | 15.25 | Cap Nuts |  |  | 81.25 |  |  |  | No |  | No | [20 empty] | D:5'' H:3/4'' Round |  |  |  |  | 72 | Black |  |  | Hardwired | 0 | 0 | 0 | 0 | 1 | 0 | 0 | 1 | 0 | 0 | 0 | 785652077456 | 18.5 | 15.5 | 15.5 | 7.6 | 2.572 | 250 | Yes | [9 empty] | cETL Damp | NORMAN 1L PENDANT-848 | One Light Pendant |  | 6551701-848.jpg | 6551701.jpg
6551701EN3-05 | One Light Pendant |  | LINE VOLTAGE PENDANT | Norman | Pendants | Chrome / Midnight Black | 05 / 112 | Steel | Midnight Black Steel |  |  |  | 1 Medium A19 9.3w |  | 1 | Yes | [14 empty] | 0 | [12 empty] | 84.5 | 169 | 253.5 | D:13 3/8'' H:15 1/4'' O:81 1/4'' |  | 13.375 |  |  | 15.25 | Cap Nuts |  |  | 81.25 |  |  |  | No |  | No | [20 empty] | D:5'' H:3/4'' Round |  |  |  |  | 72 | Black |  |  | Hardwired | 0 | 0 | 0 | 1 | 1 | 0 | 0 | 0 | 0 | 0 | 0 | 785652080982 | [16 empty] | cETL Damp | NORMAN 1L PENDANT-05 | One Light Pendant |  | 6551701EN3-05.jpg | 6551701EN3.jpg
6551701EN3-848 | One Light Pendant |  | LINE VOLTAGE PENDANT | Norman | Pendants | Satin Bronze / Midnight Black | 848 / 112 | Steel | Midnight Black Steel |  |  |  | 1 Medium A19 9.3w |  | 1 | Yes | [14 empty] | 0 | [12 empty] | 84.5 | 169 | 253.5 | D:13 3/8'' H:15 1/4'' O:81 1/4'' |  | 13.375 |  |  | 15.25 | Cap Nuts |  |  | 81.25 |  |  |  | No |  | No | [20 empty] | D:5'' H:3/4'' Round |  |  |  |  | 72 | Black |  |  | Hardwired | 0 | 0 | 0 | 1 | 1 | 0 | 0 | 0 | 0 | 0 | 0 | 785652080999 | [16 empty] | cETL Damp | NORMAN 1L PENDANT-848 | One Light Pendant |  | 6551701EN3-848.jpg | 6551701EN3.jpg
6551801-05 | One Light Pendant |  | LINE VOLTAGE PENDANT | Norman | Pendants | Chrome / Matte White | 05 / 115 | Steel | Matte White Steel |  |  |  | 1 Medium A19 75w |  | 1 | No | [14 empty] | 0 | [12 empty] | 79.5 | 159 | 238.5 | D:13 3/8'' H:15 1/4'' O:81 1/4'' |  | 13.375 |  |  | 15.25 | Cap Nuts |  |  | 81.25 |  |  |  | No |  | No | [20 empty] | D:5'' H:3/4'' Round |  |  |  |  | 72 | Black |  |  | Hardwired | 0 | 0 | 0 | 0 | 1 | 0 | 0 | 1 | 0 | 0 | 0 | 785652077463 | 15.5 | 15.5 | 18.75 | 8.1 | 2.607 | 250 | Yes | [9 empty] | cETL Damp | NORMAN 1L PENDANT-05 | One Light Pendant |  | 6551801-05.jpg | 6551801.jpg
6551801-848 | One Light Pendant |  | LINE VOLTAGE PENDANT | Norman | Pendants | Satin Bronze / Matte White | 848 / 115 | Steel | Matte White Steel |  |  |  | 1 Medium A19 75w |  | 1 | No | [14 empty] | 0 | [12 empty] | 79.5 | 159 | 238.5 | D:13 3/8'' H:15 1/4'' O:81 1/4'' |  | 13.375 |  |  | 15.25 | Cap Nuts |  |  | 81.25 |  |  |  | No |  | No | [20 empty] | D:5'' H:3/4'' Round |  |  |  |  | 72 | Black |  |  | Hardwired | 0 | 0 | 0 | 0 | 1 | 0 | 0 | 1 | 0 | 0 | 0 | 785652077470 | 15.75 | 15.5 | 18.75 | 7.9 | 2.649 | 250 | Yes | [9 empty] | cETL Damp | NORMAN 1L PENDANT-848 | One Light Pendant |  | 6551801-848.jpg | 6551801.jpg
6551801EN3-05 | One Light Pendant |  | LINE VOLTAGE PENDANT | Norman | Pendants | Chrome / Matte White | 05 / 115 | Steel | Matte White Steel |  |  |  | 1 Medium A19 9.3w |  | 1 | Yes | [14 empty] | 0 | [12 empty] | 79.5 | 159 | 238.5 | D:13 3/8'' H:15 1/4'' O:81 1/4'' |  | 13.375 |  |  | 15.25 | Cap Nuts |  |  | 81.25 |  |  |  | No |  | No | [20 empty] | D:5'' H:3/4'' Round |  |  |  |  | 72 | Black |  |  | Hardwired | 0 | 0 | 0 | 1 | 1 | 0 | 0 | 0 | 0 | 0 | 0 | 785652081002 | [16 empty] | cETL Damp | NORMAN 1L PENDANT-05 | One Light Pendant |  | 6551801EN3-05.jpg | 6551801EN3.jpg
6551801EN3-848 | One Light Pendant |  | LINE VOLTAGE PENDANT | Norman | Pendants | Satin Bronze / Matte White | 848 / 115 | Steel | Matte White Steel |  |  |  | 1 Medium A19 9.3w |  | 1 | Yes | [14 empty] | 0 | [12 empty] | 84.5 | 169 | 253.5 | D:13 3/8'' H:15 1/4'' O:81 1/4'' |  | 13.375 |  |  | 15.25 | Cap Nuts |  |  | 81.25 |  |  |  | No |  | No | [20 empty] | D:5'' H:3/4'' Round |  |  |  |  | 72 | Black |  |  | Hardwired | 0 | 0 | 0 | 1 | 1 | 0 | 0 | 0 | 0 | 0 | 0 | 785652081019 | [16 empty] | cETL Damp | NORMAN 1L PENDANT-848 | One Light Pendant |  | 6551801EN3-848.jpg | 6551801EN3.jpg
65526BLE-824 | Fluorescent Terranello One Light Downlight Pendant in Palladium with Dusted Ivory Glass |  | Fluorescent Pendant | Terranello | Pendants | Palladium | 824 | Steel | Dusted Ivory Glass | D:15.75" H:5.625" |  |  | 1 GU24 Self Ballasted CFL 13w |  | 1 | Yes | [14 empty] | 0 | [12 empty] | 84 | 168 | 252 | D:15 3/4'' H:16 1/2'' O:139'' |  | 15.75 |  |  | 16.5 | Screw Collar - Chain |  |  | 139 |  |  |  | No |  | No | [20 empty] | D:5 9/32'' H:1 3/4'' Round |  |  |  |  | 144 | Clear | 120 |  | Hardwired | 0 | 0 | 1 | 0 | 0 | 0 | 0 | 0 | 1 | 0 | 0 | 785652227875 | [15 empty] | C-UL-US Dry |  | Downlight Pendant | One Light Pendant |  | 65526BLE-824.jpg | 65526BLE.jpg
65526BLE-845 | Fluorescent Terranello One Light Downlight Pendant in Flemish Bronze with Creme Parchment Glass |  | Fluorescent Pendant | Terranello | Pendants | Flemish Bronze | 845 | Steel | Creme Parchment Glass | D:15.75" H:5.625" |  |  | 1 GU24 Self Ballasted CFL 13w |  | 1 | Yes | [14 empty] | 0 | [12 empty] | 84 | 168 | 252 | D:15 3/4'' H:16 1/2'' O:139'' |  | 15.75 |  |  | 16.5 | Screw Collar - Chain |  |  | 139 |  |  |  | No |  | No | [20 empty] | D:5 9/32'' H:1 3/4'' Round |  |  |  |  | 144 | Brown | 120 |  | Hardwired | 0 | 0 | 1 | 0 | 0 | 0 | 0 | 0 | 1 | 0 | 0 | 785652222139 | [15 empty] | C-UL-US Dry |  | FLUORESCENT DOWN LIGHT PENDANT -845 | One Light Pendant |  | 65526BLE-845.jpg | 65526BLE.jpg
65527BLE-824 | Fluorescent Terranello Three Light Uplight Pendant in Palladium with Dusted Ivory Glass |  | Fluorescent Pendant | Terranello | Pendants | Palladium | 824 | Steel | Dusted Ivory Glass | D:18.125" H:6.3125" |  |  | 3 GU24 Self Ballasted CFL 13w |  | 3 | Yes | [14 empty] | 0 | [12 empty] | 150 | 300 | 450 | D:20'' H:28'' O:150'' |  | 20 |  |  | 28 | Screw Collar - Chain |  |  | 150 |  |  |  | No |  | No | [20 empty] | D:5 9/32'' H:1 3/4'' Round |  |  |  |  | 144 | Clear | 120 |  | Hardwired | 0 | 0 | 1 | 0 | 0 | 0 | 0 | 0 | 1 | 0 | 0 | 785652227868 | [15 empty] | C-UL-US Dry |  | Uplight Pendant | Three Light Pendant |  | 65527BLE-824.jpg | 65527BLE.jpg
65527BLE-845 | Fluorescent Terranello Three Light Uplight Pendant in Flemish Bronze with Creme Parchment Glass |  | Fluorescent Pendant | Terranello | Pendants | Flemish Bronze | 845 | Steel | Creme Parchment Glass | D:18.125" H:6.3125" |  |  | 3 GU24 Self Ballasted CFL 13w |  | 3 | Yes | [14 empty] | 0 | [12 empty] | 150 | 300 | 450 | D:20'' H:28'' O:150'' |  | 20 |  |  | 28 | Screw Collar - Chain |  |  | 150 |  |  |  | No |  | No | [20 empty] | D:5 9/32'' H:1 3/4'' Round |  |  |  |  | 144 | Brown | 120 |  | Hardwired | 0 | 0 | 1 | 0 | 0 | 0 | 0 | 0 | 1 | 0 | 0 | 785652222146 | [15 empty] | C-UL-US Dry |  | FLUORESCENT UP LIGHT PENDANT -845 | Three Light Pendant |  | 65527BLE-845.jpg | 65527BLE.jpg
65625-782 | One Light Pendant | The Wheaton lighting collection by Sea Gull Lighting is a tribute to versatility. The Satin Etched glass can be coupled with either a Brushed Nickel finish for a soft contemporary feel or an Heirloom Bronze finish for a more rustic charm. Wheaton delivers excellent transitional style that can fit within various home decor styles. The assortment includes nine-light, five-light, and three-light chandeliers, pendants in four sizes, both flush and semi-flush ceiling fixtures, as well as one-light, two-light, three-light and four-light wall/bath fixtures. Both incandescent lamping and ENERGY STAR-qualified LED lamping are available. Most of these fixtures easily convert to LED by purchasing LED replacement lamps sold separately. | LINE VOLTAGE PENDANT | Wheaton | Pendants | Heirloom Bronze | 782 | Steel | Satin Etched Glass | D:15.25" H:5.875" |  |  | 1 Medium A19 150w |  | 1 | No | [14 empty] | 0 | [12 empty] | 86.48 | 172.96 | 259.44 | D:15 1/4'' H:12 1/2'' O:135 1/4'' | 6.7 | 15.25 |  |  | 12.5 | Center Lock-Up |  |  | 135.25 |  |  |  | No |  | No | [20 empty] | D:5 1/2'' H:1 1/8'' Round |  |  |  |  | 144 | Brown | 120 | N/A | Hardwired | 0 | 0 | 0 | 0 | 1 | 0 | 0 | 1 | 1 | 0 | 0 | 785652656330 | 18 | 17.75 | 9.75 | 8.4 | 1.803 | 175 | Yes | [8 empty] | ETL Dry | cETL Dry | WHEATON 1L PEND-782 | One Light Pendant |  | 65625-782.jpg | 65625.jpg
65625-962 | One Light Pendant | The Wheaton lighting collection by Sea Gull Lighting is a tribute to versatility. The Satin Etched glass can be coupled with either a Brushed Nickel finish for a soft contemporary feel or an Heirloom Bronze finish for a more rustic charm. Wheaton delivers excellent transitional style that can fit within various home decor styles. The assortment includes nine-light, five-light, and three-light chandeliers, pendants in four sizes, both flush and semi-flush ceiling fixtures, as well as one-light, two-light, three-light and four-light wall/bath fixtures. Both incandescent lamping and ENERGY STAR-qualified LED lamping are available. Most of these fixtures easily convert to LED by purchasing LED replacement lamps sold separately. | LINE VOLTAGE PENDANT | Wheaton | Pendants | Brushed Nickel | 962 | Steel | Satin Etched Glass | D:15.25" H:5.875" |  |  | 1 Medium A19 150w |  | 1 | No | [14 empty] | 0 | [12 empty] | 86.48 | 172.96 | 259.44 | D:15 1/4'' H:12 1/2'' O:135'' | 6.7 | 15.25 |  |  | 12.5 | Center Lock-Up |  |  | 135 |  |  |  | No |  | No | [20 empty] | D:5 1/2'' H:1 1/8'' Round |  |  |  |  | 144 | Clear | 120 | N/A | Hardwired | 0 | 0 | 0 | 0 | 1 | 0 | 0 | 1 | 1 | 0 | 0 | 785652656354 | 18 | 17.75 | 9.75 | 8.4 | 1.803 | 175 | Yes | [8 empty] | ETL Dry | cETL Dry | WHEATON 1L PEND-962 | One Light Pendant |  | 65625-962.jpg | 65625.jpg
65625EN3-782 | One Light Pendant | The Wheaton lighting collection by Sea Gull Lighting is a tribute to versatility. The Satin Etched glass can be coupled with either a Brushed Nickel finish for a soft contemporary feel or an Heirloom Bronze finish for a more rustic charm. Wheaton delivers excellent transitional style that can fit within various home decor styles. The assortment includes nine-light, five-light, and three-light chandeliers, pendants in four sizes, both flush and semi-flush ceiling fixtures, as well as one-light, two-light, three-light and four-light wall/bath fixtures. Both incandescent lamping and ENERGY STAR-qualified LED lamping are available. Most of these fixtures easily convert to LED by purchasing LED replacement lamps sold separately. | LINE VOLTAGE PENDANT | Wheaton | Pendants | Heirloom Bronze | 782 | Steel | Satin Etched Glass | D:15.25" H:5.875" |  |  | 1 Medium A19 9.3w |  | 1 | Yes | [14 empty] | 0 | [12 empty] | 89.98 | 179.96 | 269.94 | D:15 1/4'' H:12 1/2'' O:135'' | 6.7 | 15.25 |  |  | 12.5 | Center Lock-Up |  |  | 135 |  |  |  | No |  | No | [20 empty] | D:5 1/2'' DP:1 1/8'' |  |  |  |  | 144 | Brown | 120 | N/A | Hardwired | 0 | 0 | 0 | 1 | 1 | 0 | 0 | 0 | 1 | 0 | 0 | 785652051111 | 18 | 17.75 | 9.75 | 8.4 | 1.803 | 175 | Yes | [8 empty] | ETL Dry | cETL Dry | WHEATON 1L PEND-782 | One Light Pendant |  | 65625EN3-782.jpg | 65625.jpg
65625EN3-962 | One Light Pendant | The Wheaton lighting collection by Sea Gull Lighting is a tribute to versatility. The Satin Etched glass can be coupled with either a Brushed Nickel finish for a soft contemporary feel or an Heirloom Bronze finish for a more rustic charm. Wheaton delivers excellent transitional style that can fit within various home decor styles. The assortment includes nine-light, five-light, and three-light chandeliers, pendants in four sizes, both flush and semi-flush ceiling fixtures, as well as one-light, two-light, three-light and four-light wall/bath fixtures. Both incandescent lamping and ENERGY STAR-qualified LED lamping are available. Most of these fixtures easily convert to LED by purchasing LED replacement lamps sold separately. | LINE VOLTAGE PENDANT | Wheaton | Pendants | Brushed Nickel | 962 | Steel | Satin Etched Glass | D:15.25" H:5.875" |  |  | 1 Medium A19 9.3w |  | 1 | Yes | [14 empty] | 0 | [12 empty] | 89.98 | 179.96 | 269.94 | D:15 1/4'' H:12 1/2'' O:135'' | 6.7 | 15.25 |  |  | 12.5 | Center Lock-Up |  |  | 135 |  |  |  | No |  | No | [20 empty] | D:5 1/2'' DP:1 1/8'' |  |  |  |  | 144 | Clear | 120 | N/A | Hardwired | 0 | 0 | 0 | 1 | 1 | 0 | 0 | 0 | 1 | 0 | 0 | 785652051128 | 17.75 | 17.75 | 9.25 | 8.1 | 1.687 | 175 | Yes | [8 empty] | ETL Dry | cETL Dry | WHEATON 1L PEND-962 | One Light Pendant |  | 65625EN3-962.jpg | 65625.jpg
65626-782 | Three Light Pendant | The Wheaton lighting collection by Sea Gull Lighting is a tribute to versatility. The Satin Etched glass can be coupled with either a Brushed Nickel finish for a soft contemporary feel or an Heirloom Bronze finish for a more rustic charm. Wheaton delivers excellent transitional style that can fit within various home decor styles. The assortment includes nine-light, five-light, and three-light chandeliers, pendants in four sizes, both flush and semi-flush ceiling fixtures, as well as one-light, two-light, three-light and four-light wall/bath fixtures. Both incandescent lamping and ENERGY STAR-qualified LED lamping are available. Most of these fixtures easily convert to LED by purchasing LED replacement lamps sold separately. | LINE VOLTAGE PENDANT | Wheaton | Pendants | Heirloom Bronze | 782 | Steel | Satin Etched Glass | D:15.25" H:5.875" |  |  | 3 Medium A19 100w |  | 3 | No | [14 empty] | 0 | [12 empty] | 119.48 | 238.96 | 358.44 | D:16 3/4'' H:21 1/2'' O:146'' | 9.3 | 16.75 |  |  | 21.5 | Center Lock-Up |  |  | 146 |  |  |  | No |  | No | [20 empty] | D:5 1/2'' H:1 1/8'' Round |  |  |  |  | 144 | Brown | 120 | N/A | Hardwired | 0 | 0 | 0 | 0 | 1 | 0 | 0 | 1 | 1 | 0 | 0 | 785652656279 | 18.25 | 18.25 | 12 | 11.6 | 2.313 | 175 | Yes | [8 empty] | ETL Dry | cETL Dry | WHEATON 3L PEND-782 | Three Light Pendant |  | 65626-782.jpg | 65626.jpg
65626-962 | Three Light Pendant | The Wheaton lighting collection by Sea Gull Lighting is a tribute to versatility. The Satin Etched glass can be coupled with either a Brushed Nickel finish for a soft contemporary feel or an Heirloom Bronze finish for a more rustic charm. Wheaton delivers excellent transitional style that can fit within various home decor styles. The assortment includes nine-light, five-light, and three-light chandeliers, pendants in four sizes, both flush and semi-flush ceiling fixtures, as well as one-light, two-light, three-light and four-light wall/bath fixtures. Both incandescent lamping and ENERGY STAR-qualified LED lamping are available. Most of these fixtures easily convert to LED by purchasing LED replacement lamps sold separately. | LINE VOLTAGE PENDANT | Wheaton | Pendants | Brushed Nickel | 962 | Steel | Satin Etched Glass | D:15.25" H:5.875" |  |  | 3 Medium A19 100w |  | 3 | No | [14 empty] | 0 | [12 empty] | 119.48 | 238.96 | 358.44 | D:16 3/4'' H:21 1/2'' O:146'' | 9.3 | 16.75 |  |  | 21.5 | Center Lock-Up |  |  | 146 |  |  |  | No |  | No | [20 empty] | D:5 1/2'' H:1 1/8'' Round |  |  |  |  | 144 | Clear | 120 | N/A | Hardwired | 0 | 0 | 0 | 0 | 1 | 0 | 0 | 1 | 1 | 0 | 0 | 785652656224 | 18.25 | 18.25 | 12 | 11.6 | 2.313 | 175 | Yes | [8 empty] | ETL Dry | cETL Dry | WHEATON 3L PEND-962 | Three Light Pendant |  | 65626-962.jpg | 65626.jpg
65626EN3-782 | Three Light Pendant | The Wheaton lighting collection by Sea Gull Lighting is a tribute to versatility. The Satin Etched glass can be coupled with either a Brushed Nickel finish for a soft contemporary feel or an Heirloom Bronze finish for a more rustic charm. Wheaton delivers excellent transitional style that can fit within various home decor styles. The assortment includes nine-light, five-light, and three-light chandeliers, pendants in four sizes, both flush and semi-flush ceiling fixtures, as well as one-light, two-light, three-light and four-light wall/bath fixtures. Both incandescent lamping and ENERGY STAR-qualified LED lamping are available. Most of these fixtures easily convert to LED by purchasing LED replacement lamps sold separately. | LINE VOLTAGE PENDANT | Wheaton | Pendants | Heirloom Bronze | 782 | Steel | Satin Etched Glass | D:15.25" H:5.875" |  |  | 3 Medium A19 9.3w |  | 3 | Yes | [14 empty] | 0 | [12 empty] | 124.95 | 249.9 | 374.85 | D:16 3/4'' H:21 1/2'' O:146'' | 9.3 | 16.75 |  |  | 21.5 | Center Lock-Up |  |  | 146 |  |  |  | No |  | No | [20 empty] | D:5 1/2'' H:1 1/8'' Round |  |  |  |  | 144 | Brown | 120 | N/A | Hardwired | 0 | 0 | 0 | 1 | 1 | 0 | 0 | 0 | 1 | 0 | 0 | 785652051135 | 18.25 | 18.25 | 12 | 11.6 | 2.313 | 175 | Yes | [8 empty] | ETL Dry | cETL Dry | WHEATON 3L PEND-782 | Three Light Pendant |  | 65626EN3-782.jpg | 65626.jpg
65626EN3-962 | Three Light Pendant | The Wheaton lighting collection by Sea Gull Lighting is a tribute to versatility. The Satin Etched glass can be coupled with either a Brushed Nickel finish for a soft contemporary feel or an Heirloom Bronze finish for a more rustic charm. Wheaton delivers excellent transitional style that can fit within various home decor styles. The assortment includes nine-light, five-light, and three-light chandeliers, pendants in four sizes, both flush and semi-flush ceiling fixtures, as well as one-light, two-light, three-light and four-light wall/bath fixtures. Both incandescent lamping and ENERGY STAR-qualified LED lamping are available. Most of these fixtures easily convert to LED by purchasing LED replacement lamps sold separately. | LINE VOLTAGE PENDANT | Wheaton | Pendants | Brushed Nickel | 962 | Steel | Satin Etched Glass | D:15.25" H:5.875" |  |  | 3 Medium A19 9.3w |  | 3 | Yes | [14 empty] | 0 | [12 empty] | 124.95 | 249.9 | 374.85 | D:16 3/4'' H:21 1/2'' O:146'' | 9.3 | 16.75 |  |  | 21.5 | Center Lock-Up |  |  | 146 |  |  |  | No |  | No | [20 empty] | D:5 1/2'' H:1 1/8'' Round |  |  |  |  | 144 | Clear | 120 | N/A | Hardwired | 0 | 0 | 0 | 1 | 1 | 0 | 0 | 0 | 1 | 0 | 0 | 785652051142 | 18.25 | 18.25 | 12 | 11.6 | 2.313 | 175 | Yes | [8 empty] | ETL Dry | cETL Dry | WHEATON 3L PEND-962 | Three Light Pendant |  | 65626EN3-962.jpg | 65626.jpg
65660-839 | One Light Pendant | The Winnetka indoor lighting collection by Sea Gull Lighting has a clean design which lends itself to a modern-mission style. The geometric, cylinder design has subtle ornamentation, while still offering impressive style. The indoor lighting collection is offered in Brushed Nickel or textured Blacksmith finishes, both with Satin Etched glass. The assortment includes 15-light, nine-light, five-light, and three-light chandeliers, pendants in four sizes, both flush and semi-flush ceiling fixtures, as well as one-light, two-light, three-light and four-light wall/bath fixtures. Most of these fixtures easily convert to LED by purchasing LED replacement lamps sold separately. | LINE VOLTAGE PENDANT | Winnetka | Pendants | Blacksmith | 839 | Steel | Satin Etched Glass | D:15.5" |  |  | 1 Medium A19 150w |  | 1 | No | [14 empty] | 0 | [12 empty] | 127.95 | 255.9 | 383.85 | D:16 3/4'' H:15 1/4'' O:137 3/4'' | 8.54 | 16.75 |  |  | 15.25 | Center Lock-Up |  |  | 137.75 |  |  |  | No |  | No | [20 empty] | D:6'' H:1 9/16'' Round |  |  |  |  | 144 | Black | 120 | N/A | Hardwired | 0 | 0 | 0 | 0 | 1 | 0 | 0 | 1 | 1 | 0 | 0 | 785652616662 | 19 | 18.75 | 9 | 10.6 | 1.855 | 175 | Yes | [8 empty] | ETL Dry | cETL Dry | WINNETKA 1L PEND-839 | One Light Pendant |  | 65660-839.jpg | 65660.jpg
65660-962 | One Light Pendant | The Winnetka indoor lighting collection by Sea Gull Lighting has a clean design which lends itself to a modern-mission style. The geometric, cylinder design has subtle ornamentation, while still offering impressive style. The indoor lighting collection is offered in Brushed Nickel or textured Blacksmith finishes, both with Satin Etched glass. The assortment includes 15-light, nine-light, five-light, and three-light chandeliers, pendants in four sizes, both flush and semi-flush ceiling fixtures, as well as one-light, two-light, three-light and four-light wall/bath fixtures. Most of these fixtures easily convert to LED by purchasing LED replacement lamps sold separately. | LINE VOLTAGE PENDANT | Winnetka | Pendants | Brushed Nickel | 962 | Steel | Satin Etched Glass | D:15.5" |  |  | 1 Medium A19 150w |  | 1 | No | [14 empty] | 0 | [12 empty] | 127.95 | 255.9 | 383.85 | D:16 3/4'' H:15 1/4'' O:137 3/4'' | 8.54 | 16.75 |  |  | 15.25 | Center Lock-Up |  |  | 137.75 |  |  |  | No |  | No | [20 empty] | D:6'' DP:1 9/16'' |  |  |  |  | 144 | Clear Silver | 120 | N/A | Hardwired | 0 | 0 | 0 | 0 | 1 | 0 | 0 | 1 | 1 | 0 | 0 | 785652226403 | 19 | 19 | 9 | 10.9 | 1.88 | 175 | Yes | [8 empty] | ETL Dry | cETL Dry | WINNETKA 1L PEND-962 | One Light Pendant |  | 65660-962.jpg | 65660.jpg
65660EN3-839 | One Light Pendant | The Winnetka indoor lighting collection by Sea Gull Lighting has a clean design which lends itself to a modern-mission style. The geometric, cylinder design has subtle ornamentation, while still offering impressive style. The indoor lighting collection is offered in Brushed Nickel or textured Blacksmith finishes, both with Satin Etched glass. The assortment includes 15-light, nine-light, five-light, and three-light chandeliers, pendants in four sizes, both flush and semi-flush ceiling fixtures, as well as one-light, two-light, three-light and four-light wall/bath fixtures. Most of these fixtures easily convert to LED by purchasing LED replacement lamps sold separately. | LINE VOLTAGE PENDANT | Winnetka | Pendants | Blacksmith | 839 | Steel | Satin Etched Glass | D:15.5" |  |  | 1 Medium A19 9.3w |  | 1 | Yes | [14 empty] | 0 | [12 empty] | 136.48 | 272.96 | 409.44 | D:16 3/4'' H:15 1/4'' O:137 3/4'' | 8.54 | 16.75 |  |  | 15.25 | Center Lock-Up |  |  | 137.75 |  |  |  | No |  | No | [20 empty] | D:6'' H:1 9/16'' Round |  |  |  |  | 144 | Black | 120 | N/A | Hardwired | 0 | 0 | 0 | 1 | 1 | 0 | 0 | 0 | 1 | 0 | 0 | 785652047732 | 19 | 18.75 | 9 | 10.6 | 1.855 | 175 | Yes | [8 empty] | ETL Dry | cETL Dry | WINNETKA 1L PEND-839 | One Light Pendant |  | 65660EN3-839.jpg | 65660.jpg
65660EN3-962 | One Light Pendant | The Winnetka indoor lighting collection by Sea Gull Lighting has a clean design which lends itself to a modern-mission style. The geometric, cylinder design has subtle ornamentation, while still offering impressive style. The indoor lighting collection is offered in Brushed Nickel or textured Blacksmith finishes, both with Satin Etched glass. The assortment includes 15-light, nine-light, five-light, and three-light chandeliers, pendants in four sizes, both flush and semi-flush ceiling fixtures, as well as one-light, two-light, three-light and four-light wall/bath fixtures. Most of these fixtures easily convert to LED by purchasing LED replacement lamps sold separately. | LINE VOLTAGE PENDANT | Winnetka | Pendants | Brushed Nickel | 962 | Steel | Satin Etched Glass | D:15.5" |  |  | 1 Medium A19 9.3w |  | 1 | Yes | [14 empty] | 0 | [12 empty] | 136.48 | 272.96 | 409.44 | D:16 3/4'' H:15 1/4'' O:137 3/4'' | 8.54 | 16.75 |  |  | 15.25 | Center Lock-Up |  |  | 137.75 |  |  |  | No |  | No | [20 empty] | D:6'' DP:1 9/16'' |  |  |  |  | 144 | Clear Silver | 120 | N/A | Hardwired | 0 | 0 | 0 | 1 | 1 | 0 | 0 | 0 | 1 | 0 | 0 | 785652047749 | 19 | 19 | 9 | 10.9 | 1.88 | 175 | Yes | [8 empty] | ETL Dry | cETL Dry | WINNETKA 1L PEND-962 | One Light Pendant |  | 65660EN3-962.jpg | 65660.jpg
65661-839 | Three Light Pendant | The Winnetka indoor lighting collection by Sea Gull Lighting has a clean design which lends itself to a modern-mission style. The geometric, cylinder design has subtle ornamentation, while still offering impressive style. The indoor lighting collection is offered in Brushed Nickel or textured Blacksmith finishes, both with Satin Etched glass. The assortment includes 15-light, nine-light, five-light, and three-light chandeliers, pendants in four sizes, both flush and semi-flush ceiling fixtures, as well as one-light, two-light, three-light and four-light wall/bath fixtures. Most of these fixtures easily convert to LED by purchasing LED replacement lamps sold separately. | LINE VOLTAGE PENDANT | Winnetka | Pendants | Blacksmith | 839 | Steel | Satin Etched Glass | D:15.625" |  | Satin Etched Glass | 3 Medium A19 100w |  | 3 | No | [14 empty] | 0 | [12 empty] | 182.48 | 364.96 | 547.44 | D:18'' H:24'' O:149 1/4'' | 11.4 | 18 |  |  | 24 | Center Lock-Up |  |  | 149.25 |  |  |  | No |  | No | [20 empty] | D:6'' H:1 9/16'' Round |  |  |  |  | 144 | Black | 120 | N/A | Hardwired | 0 | 0 | 0 | 0 | 1 | 0 | 0 | 1 | 1 | 0 | 0 | 785652616679 | 19 | 19 | 10 | 14.2 | 2.089 | 125 | Yes | [8 empty] | ETL Dry | cETL Dry | WINNETKA 3L PEND-839 | Three Light Pendant |  | 65661-839.jpg | 65661.jpg
65661-962 | Three Light Pendant | The Winnetka indoor lighting collection by Sea Gull Lighting has a clean design which lends itself to a modern-mission style. The geometric, cylinder design has subtle ornamentation, while still offering impressive style. The indoor lighting collection is offered in Brushed Nickel or textured Blacksmith finishes, both with Satin Etched glass. The assortment includes 15-light, nine-light, five-light, and three-light chandeliers, pendants in four sizes, both flush and semi-flush ceiling fixtures, as well as one-light, two-light, three-light and four-light wall/bath fixtures. Most of these fixtures easily convert to LED by purchasing LED replacement lamps sold separately. | LINE VOLTAGE PENDANT | Winnetka | Pendants | Brushed Nickel | 962 | Steel | Satin Etched Glass | D:15.625" |  | Satin Etched Glass | 3 Medium A19 100w |  | 3 | No | [14 empty] | 0 | [12 empty] | 182.48 | 364.96 | 547.44 | D:18'' H:24'' O:149 1/4'' | 11.4 | 18 |  |  | 24 | Center Lock-Up |  |  | 149.25 |  |  |  | No |  | No | [20 empty] | D:6'' DP:1 9/16'' |  |  |  |  | 144 | Clear Silver | 120 | N/A | Hardwired | 0 | 0 | 0 | 0 | 1 | 0 | 0 | 1 | 1 | 0 | 0 | 785652226373 | 19 | 19 | 10.5 | 15.1 | 2.194 | 125 | Yes | [8 empty] | ETL Dry | cETL Dry | WINNETKA 3L PEND-962 | Three Light Pendant |  | 65661-962.jpg | 65661.jpg
65661EN3-839 | Three Light Pendant | The Winnetka indoor lighting collection by Sea Gull Lighting has a clean design which lends itself to a modern-mission style. The geometric, cylinder design has subtle ornamentation, while still offering impressive style. The indoor lighting collection is offered in Brushed Nickel or textured Blacksmith finishes, both with Satin Etched glass. The assortment includes 15-light, nine-light, five-light, and three-light chandeliers, pendants in four sizes, both flush and semi-flush ceiling fixtures, as well as one-light, two-light, three-light and four-light wall/bath fixtures. Most of these fixtures easily convert to LED by purchasing LED replacement lamps sold separately. | LINE VOLTAGE PENDANT | Winnetka | Pendants | Blacksmith | 839 | Steel | Satin Etched Glass | D:15.625" |  | Satin Etched Glass | 3 Medium A19 9.3w |  | 3 | Yes | [14 empty] | 0 | [12 empty] | 194.98 | 389.96 | 584.94 | D:18'' H:24'' O:149 1/4'' | 11.4 | 18 |  |  | 24 | Center Lock-Up |  |  | 149.25 |  |  |  | No |  | No | [20 empty] | D:6'' H:1 9/16'' Round |  |  |  |  | 144 | Black | 120 | N/A | Hardwired | 0 | 0 | 0 | 1 | 1 | 0 | 0 | 0 | 1 | 0 | 0 | 785652047879 | 19 | 19 | 10 | 14.2 | 2.089 | 125 | Yes | [8 empty] | ETL Dry | cETL Dry | WINNETKA 3L PEND-839 | Three Light Pendant |  | 65661EN3-839.jpg | 65661.jpg
65661EN3-962 | Three Light Pendant | The Winnetka indoor lighting collection by Sea Gull Lighting has a clean design which lends itself to a modern-mission style. The geometric, cylinder design has subtle ornamentation, while still offering impressive style. The indoor lighting collection is offered in Brushed Nickel or textured Blacksmith finishes, both with Satin Etched glass. The assortment includes 15-light, nine-light, five-light, and three-light chandeliers, pendants in four sizes, both flush and semi-flush ceiling fixtures, as well as one-light, two-light, three-light and four-light wall/bath fixtures. Most of these fixtures easily convert to LED by purchasing LED replacement lamps sold separately. | LINE VOLTAGE PENDANT | Winnetka | Pendants | Brushed Nickel | 962 | Steel | Satin Etched Glass | D:15.625" |  | Satin Etched Glass | 3 Medium A19 9.3w |  | 3 | Yes | [14 empty] | 0 | [12 empty] | 194.98 | 389.96 | 584.94 | D:18'' H:24'' O:149 1/4'' | 11.4 | 18 |  |  | 24 | Center Lock-Up |  |  | 149.25 |  |  |  | No |  | No | [20 empty] | D:6'' DP:1 9/16'' |  |  |  |  | 144 | Clear Silver | 120 | N/A | Hardwired | 0 | 0 | 0 | 1 | 1 | 0 | 0 | 0 | 1 | 0 | 0 | 785652047886 | 19 | 19 | 10.5 | 15.1 | 2.194 | 125 | Yes | [8 empty] | ETL Dry | cETL Dry | WINNETKA 3L PEND-962 | Three Light Pendant |  | 65661EN3-962.jpg | 65661.jpg
65662-839 | Four Light Pendant | The Winnetka indoor lighting collection by Sea Gull Lighting has a clean design which lends itself to a modern-mission style. The geometric, cylinder design has subtle ornamentation, while still offering impressive style. The indoor lighting collection is offered in Brushed Nickel or textured Blacksmith finishes, both with Satin Etched glass. The assortment includes 15-light, nine-light, five-light, and three-light chandeliers, pendants in four sizes, both flush and semi-flush ceiling fixtures, as well as one-light, two-light, three-light and four-light wall/bath fixtures. Most of these fixtures easily convert to LED by purchasing LED replacement lamps sold separately. | LINE VOLTAGE PENDANT | Winnetka | Pendants | Blacksmith | 839 | Steel | Satin Etched Glass | D:24.5" |  | Satin Etched Glass | 4 Medium A19 100w |  | 4 | No | [14 empty] | 0 | [12 empty] | 299.98 | 599.96 | 899.94 | D:28 1/4'' H:27 1/2'' O:149 1/4'' | 21.6 | 28.25 |  |  | 27.5 | Center Lock-Up |  |  | 149.25 |  |  |  | No |  | No | [20 empty] | D:6'' H:1 9/16'' Round |  |  |  |  | 144 | Black | 120 | N/A | Hardwired | 0 | 0 | 0 | 0 | 1 | 0 | 0 | 1 | 1 | 0 | 0 | 785652616686 | 29.5 | 29.5 | 9.5 | 27 | 4.784 | 175 | Yes | [8 empty] | ETL Dry | cETL Dry | WINNETKA 4L PEND-839 | Four Light Pendant |  | 65662-839.jpg | 65662.jpg
65662-962 | Four Light Pendant | The Winnetka indoor lighting collection by Sea Gull Lighting has a clean design which lends itself to a modern-mission style. The geometric, cylinder design has subtle ornamentation, while still offering impressive style. The indoor lighting collection is offered in Brushed Nickel or textured Blacksmith finishes, both with Satin Etched glass. The assortment includes 15-light, nine-light, five-light, and three-light chandeliers, pendants in four sizes, both flush and semi-flush ceiling fixtures, as well as one-light, two-light, three-light and four-light wall/bath fixtures. Most of these fixtures easily convert to LED by purchasing LED replacement lamps sold separately. | LINE VOLTAGE PENDANT | Winnetka | Pendants | Brushed Nickel | 962 | Steel | Satin Etched Glass | D:24.5" |  | Satin Etched Glass | 4 Medium A19 100w |  | 4 | No | [14 empty] | 0 | [12 empty] | 299.98 | 599.96 | 899.94 | D:28 1/4'' H:27 1/2'' O:149 1/4'' | 21.6 | 28.25 |  |  | 27.5 | Center Lock-Up |  |  | 149.25 |  |  |  | No |  | No | [20 empty] | D:6'' DP:1 9/16'' |  |  |  |  | 144 | Clear Silver | 120 | N/A | Hardwired | 0 | 0 | 0 | 0 | 1 | 0 | 0 | 1 | 1 | 0 | 0 | 785652226397 | 29.5 | 29.5 | 9.5 | 26.5 | 4.784 | 175 | Yes | [8 empty] | ETL Dry | cETL Dry | WINNETKA 4L PEND-962 | Four Light Pendant |  | 65662-962.jpg | 65662.jpg
65662EN3-839 | Four Light Pendant | The Winnetka indoor lighting collection by Sea Gull Lighting has a clean design which lends itself to a modern-mission style. The geometric, cylinder design has subtle ornamentation, while still offering impressive style. The indoor lighting collection is offered in Brushed Nickel or textured Blacksmith finishes, both with Satin Etched glass. The assortment includes 15-light, nine-light, five-light, and three-light chandeliers, pendants in four sizes, both flush and semi-flush ceiling fixtures, as well as one-light, two-light, three-light and four-light wall/bath fixtures. Most of these fixtures easily convert to LED by purchasing LED replacement lamps sold separately. | LINE VOLTAGE PENDANT | Winnetka | Pendants | Blacksmith | 839 | Steel | Satin Etched Glass | D:24.5" |  | Satin Etched Glass | 4 Medium A19 9.3w |  | 4 | Yes | [14 empty] | 0 | [12 empty] | 324.98 | 649.96 | 974.94 | D:28 1/4'' H:27 1/2'' O:149 1/4'' | 21.6 | 28.25 |  |  | 27.5 | Center Lock-Up |  |  | 149.25 |  |  |  | No |  | No | [20 empty] | D:6'' H:1 9/16'' Round |  |  |  |  | 144 | Black | 120 | N/A | Hardwired | 0 | 0 | 0 | 1 | 1 | 0 | 0 | 0 | 1 | 0 | 0 | 785652047916 | 29.5 | 29.5 | 9.5 | 27 | 4.784 | 175 | Yes | [8 empty] | ETL Dry | cETL Dry | WINNETKA 4L PEND-839 | Four Light Pendant |  | 65662EN3-839.jpg | 65662.jpg
65662EN3-962 | Four Light Pendant | The Winnetka indoor lighting collection by Sea Gull Lighting has a clean design which lends itself to a modern-mission style. The geometric, cylinder design has subtle ornamentation, while still offering impressive style. The indoor lighting collection is offered in Brushed Nickel or textured Blacksmith finishes, both with Satin Etched glass. The assortment includes 15-light, nine-light, five-light, and three-light chandeliers, pendants in four sizes, both flush and semi-flush ceiling fixtures, as well as one-light, two-light, three-light and four-light wall/bath fixtures. Most of these fixtures easily convert to LED by purchasing LED replacement lamps sold separately. | LINE VOLTAGE PENDANT | Winnetka | Pendants | Brushed Nickel | 962 | Steel | Satin Etched Glass | D:24.5" |  | Satin Etched Glass | 4 Medium A19 9.3w |  | 4 | Yes | [14 empty] | 0 | [12 empty] | 324.98 | 649.96 | 974.94 | D:28 1/4'' H:27 1/2'' O:149 1/4'' | 21.6 | 28.25 |  |  | 27.5 | Center Lock-Up |  |  | 149.25 |  |  |  | No |  | No | [20 empty] | D:6'' DP:1 9/16'' |  |  |  |  | 144 | Clear Silver | 120 | N/A | Hardwired | 0 | 0 | 0 | 1 | 1 | 0 | 0 | 0 | 1 | 0 | 0 | 785652047923 | 29.5 | 29.5 | 9.5 | 26.5 | 4.784 | 175 | Yes | [8 empty] | ETL Dry | cETL Dry | WINNETKA 4L PEND-962 | Four Light Pendant |  | 65662EN3-962.jpg | 65662.jpg
6577101-112 | One Light Medium Pendant |  | LINE VOLTAGE PENDANT | Hanks | Pendants | Midnight Black | 112 | Steel | Milk Glass Glass |  |  |  | 1 Medium A19 60w |  | 1 | No | [14 empty] | 0 | [12 empty] | 104.5 | 209 | 313.5 | D:13 1/4'' H:18'' |  | 13.25 |  |  | 18 | [7 empty] | No |  | No | [20 empty] | D:5'' H:1'' Round | [5 empty] | Black |  |  | Hardwired | 0 | 0 | 0 | 0 | 1 | 0 | 0 | 1 | 0 | 0 | 0 | 785652085895 | [16 empty] | cETL Damp | HANKS 1L MEDIUM PENDANT-112 | One Light Medium Pendant |  | 6577101-112.jpg | 6680301.jpg
6577101-848 | One Light Medium Pendant |  | LINE VOLTAGE PENDANT | Hanks | Pendants | Satin Bronze | 848 | Steel | Milk Glass Glass |  |  |  | 1 Medium A19 60w |  | 1 | No | [14 empty] | 0 | [12 empty] | 104.5 | 209 | 313.5 | D:13 1/4'' H:18'' |  | 13.25 |  |  | 18 | [7 empty] | No |  | No | [20 empty] | D:5'' H:1'' Round | [5 empty] | Clear Gold |  |  | Hardwired | 0 | 0 | 0 | 0 | 1 | 0 | 0 | 1 | 0 | 0 | 0 | 785652085871 | [16 empty] | cETL Damp | HANKS 1L MEDIUM PENDANT-848 | One Light Medium Pendant |  | 6577101-848.jpg | 6680301.jpg
6577101-962 | One Light Medium Pendant |  | LINE VOLTAGE PENDANT | Hanks | Pendants | Brushed Nickel | 962 | Steel | Milk Glass Glass |  |  |  | 1 Medium A19 60w |  | 1 | No | [14 empty] | 0 | [12 empty] | 104.5 | 209 | 313.5 | D:13 1/4'' H:18'' |  | 13.25 |  |  | 18 | [7 empty] | No |  | No | [20 empty] | D:5'' H:1'' Round | [5 empty] | Clear Silver |  |  | Hardwired | 0 | 0 | 0 | 0 | 1 | 0 | 0 | 1 | 0 | 0 | 0 | 785652085888 | [16 empty] | cETL Damp | HANKS 1L MEDIUM PENDANT-962 | One Light Medium Pendant |  | 6577101-962.jpg | 6680301.jpg
6577101-965 | One Light Medium Pendant |  | LINE VOLTAGE PENDANT | Hanks | Pendants | Antique Brushed Nickel | 965 | Steel | Milk Glass Glass |  |  |  | 1 Medium A19 60w |  | 1 | No | [14 empty] | 0 | [12 empty] | 104.5 | 209 | 313.5 | D:13 1/4'' H:18'' |  | 13.25 |  |  | 18 | [7 empty] | No |  | No | [20 empty] | D:5'' H:1'' Round | [5 empty] | Clear Silver |  |  | Hardwired | 0 | 0 | 0 | 0 | 1 | 0 | 0 | 1 | 0 | 0 | 0 | 785652085864 | [16 empty] | cETL Damp | HANKS 1L MEDIUM PENDANT-965 | One Light Medium Pendant |  | 6577101-965.jpg | 6680301.jpg
65800-962 | Hopewell One Light Downlight Pendant in Brushed Nickel with White Alabaster Glass |  | Pendant | Hopewell | Pendants | Brushed Nickel | 962 | [5 empty] | 1 Medium A19 100w |  | 1 | No | [27 empty] | 59 | 118 | 177 | D:18'' H:9 1/2'' O:48 1/2'' |  | 18 |  |  | 9.5 | Center Lock-Up |  |  | 48.5 |  |  |  | No |  | No | [25 empty] | 120 | Clear | 36 |  | Hardwired | 0 | 0 | 0 | 0 | 0 | 0 | 0 | 1 | 0 | 0 | 0 | 785652218842 | [17 empty] | Downlight Pendant in Brushed Nickel Finish | One Light Pendant |  | 65800-962.jpg | 65800.jpg
65801-962 | Hopewell Three Light Uplight Pendant in Brushed Nickel with White Alabaster Glass |  | Pendant | Hopewell | Pendants | Brushed Nickel | 962 | [5 empty] | 3 Medium A19 75w |  | 3 | No | [27 empty] | 119 | 238 | 357 | D:21 1/2'' H:24 1/2'' O:63 1/2'' |  | 21.5 |  |  | 24.5 | Center Lock-Up |  |  | 63.5 |  |  |  | No |  | No | [25 empty] | 120 | Clear | 36 |  | Hardwired | 0 | 0 | 0 | 0 | 0 | 0 | 0 | 1 | 0 | 0 | 0 | 785652218811 | [17 empty] | Uplight Pendant in Brushed Nickel Finish | Three Light Pendant |  | 65801-962.jpg | 65801.jpg
6580506-05 | Six Light Pendant | Like a cluster of stars, the Davi chandelier gracefully positions multiple microcosms of crystal facets to capture, reflect and refract the warm, inviting light. Gently emanating illumination from its six candelabra lamps, this quintessential starburst silhouette is fun and playful while still being tailored and elegant. Available in one size and two finishes: Chrome or Satin Bronze. | LINE VOLTAGE PENDANT | Davi | Pendants | Chrome | 5 | Steel |  |  |  |  | 6 Candelabra Torpedo 60w |  | 6 | No | [14 empty] | 0 | [12 empty] | 285.48 | 570.96 | 856.44 | D:24 7/8'' H:20 3/8'' O:58'' | 9.57 | 24.875 |  |  | 20.375 | Screw Collar - Stem |  |  | 58 |  |  |  | No |  | No | [20 empty] | D:5'' H:7/8'' Round |  |  |  |  | 120 | Clear Silver |  |  | Hardwired | 0 | 0 | 0 | 0 | 1 | 0 | 0 | 1 | 0 | 0 | 0 | 785652071041 | 13 | 13 | 12.25 | 11.3 | 1.198 | 100 | Yes | [9 empty] | cETL Damp | DAVI 6L MED PEND-05 | Six Light Pendant |  | 6580506-05.jpg | 6580506.jpg
6580506-848 | Six Light Pendant | Like a cluster of stars, the Davi chandelier gracefully positions multiple microcosms of crystal facets to capture, reflect and refract the warm, inviting light. Gently emanating illumination from its six candelabra lamps, this quintessential starburst silhouette is fun and playful while still being tailored and elegant. Available in one size and two finishes: Chrome or Satin Bronze. | LINE VOLTAGE PENDANT | Davi | Pendants | Satin Bronze | 848 | Steel |  |  |  |  | 6 Candelabra Torpedo 60w |  | 6 | No | [14 empty] | 0 | [12 empty] | 285.48 | 570.96 | 856.44 | D:24 7/8'' H:20 3/8'' O:58'' | 9.57 | 24.875 |  |  | 20.375 | Screw Collar - Chain |  |  | 58 |  |  |  | No |  | No | [20 empty] | D:5'' H:7/8'' Round |  |  |  |  | 120 | Gold |  |  | Hardwired | 0 | 0 | 0 | 0 | 1 | 0 | 0 | 1 | 0 | 0 | 0 | 785652069598 | 13.18 | 13 | 12.75 | 11.2 | 1.264 | 100 | Yes | [9 empty] | cETL Damp | DAVI 6L MED PEND-848 | Six Light Pendant |  | 6580506-848.jpg | 6580506.jpg
6580506EN-05 | Six Light Pendant | Like a cluster of stars, the Davi chandelier gracefully positions multiple microcosms of crystal facets to capture, reflect and refract the warm, inviting light. Gently emanating illumination from its six candelabra lamps, this quintessential starburst silhouette is fun and playful while still being tailored and elegant. Available in one size and two finishes: Chrome or Satin Bronze. | LINE VOLTAGE PENDANT | Davi | Pendants | Chrome | 5 | Steel |  |  |  |  | 6 Candelabra Torpedo 3.5w |  | 6 | Yes | [14 empty] | 0 | [12 empty] | 324.98 | 649.96 | 974.94 | D:24 7/8'' H:20 3/8'' O:58'' | 9.57 | 24.875 |  |  | 20.375 | Screw Collar - Stem |  |  | 58 |  |  |  | No |  | No | [20 empty] | D:5'' H:7/8'' Round |  |  |  |  | 120 | Clear Silver |  |  | Hardwired | 0 | 0 | 0 | 1 | 1 | 0 | 0 | 0 | 0 | 0 | 0 | 785652071355 | 13 | 13 | 12.25 | 11.3 | 1.198 | 100 | Yes | [9 empty] | cETL Damp | DAVI 6L MED LED PEND-05 | Six Light Pendant |  | 6580506EN05.jpg | 6580506EN.jpg
6580506EN-848 | Six Light Pendant | Like a cluster of stars, the Davi chandelier gracefully positions multiple microcosms of crystal facets to capture, reflect and refract the warm, inviting light. Gently emanating illumination from its six candelabra lamps, this quintessential starburst silhouette is fun and playful while still being tailored and elegant. Available in one size and two finishes: Chrome or Satin Bronze. | LINE VOLTAGE PENDANT | Davi | Pendants | Satin Bronze | 848 | Steel |  |  |  |  | 6 Candelabra Torpedo 3.5w |  | 6 | Yes | [14 empty] | 0 | [12 empty] | 324.98 | 649.96 | 974.94 | D:24 7/8'' H:20 3/8'' O:58'' | 9.57 | 24.875 |  |  | 20.375 | Screw Collar - Stem |  |  | 58 |  |  |  | No |  | No | [20 empty] | D:5'' H:7/8'' Round |  |  |  |  | 120 | Gold |  |  | Hardwired | 0 | 0 | 0 | 1 | 1 | 0 | 0 | 0 | 0 | 0 | 0 | 785652071362 | 13.18 | 13 | 12.75 | 11.2 | 1.264 | 100 | Yes | [9 empty] | cETL Damp | DAVI 6L MED LED PEND-848 | Six Light Pendant |  | 6580506EN-848.jpg | 6580506EN.jpg
65806-782 | One Light Pendant | The Holman collection by Sea Gull Lighting brings versatility and style to those just starting out. With softly flared glass and curved arms, there is just enough detail to give the overall look a lift while keeping it simple enough for those on a budget. Several chandeliers and sconces can be installed with lighting shining up or down, allowing the fixture to be customized for the specific space and function. Offered in a Brushed Nickel finish or Heirloom Bronze finish, both with Satin Etched glass. The assortment includes nine-light, five-light and three-light chandeliers, pendants in five sizes, both flush and semi-flush ceiling fixtures, as well as one-light, two-light three-light and four-light wall/bath fixtures. Both incandescent lamping and ENERGY STAR-qualified LED lamping are available. All fixtures are California Title 24 compliant. | LINE VOLTAGE PENDANT | Holman | Pendants | Heirloom Bronze | 782 | Steel | Satin Etched Glass | D:15" H:4.75" |  |  | 1 Medium A19 100w |  | 1 | No | [14 empty] | 0 | [12 empty] | 56.48 | 112.96 | 169.44 | D:15'' H:12 1/4'' O:51 1/4'' | 4.4 | 15 |  |  | 12.25 | Screw Collar - Chain |  |  | 51.25 |  |  |  | No |  | No | [20 empty] | D:5'' H:1'' Round |  |  |  |  | 72 | Brown | 36 |  | Hardwired | 0 | 0 | 0 | 0 | 1 | 0 | 0 | 1 | 1 | 0 | 0 | 785652058790 | 17.75 | 17.75 | 7.75 | 6.5 | 1.413 | 175 | Yes | [8 empty] | UL Dry | cUL Dry | HOLMAN 1L PEND-782 | One Light Pendant |  | 65806-782.png | 65806.jpg
65806-962 | One Light Pendant | The Holman collection by Sea Gull Lighting brings versatility and style to those just starting out. With softly flared glass and curved arms, there is just enough detail to give the overall look a lift while keeping it simple enough for those on a budget. Several chandeliers and sconces can be installed with lighting shining up or down, allowing the fixture to be customized for the specific space and function. Offered in a Brushed Nickel finish or Heirloom Bronze finish, both with Satin Etched glass. The assortment includes nine-light, five-light and three-light chandeliers, pendants in five sizes, both flush and semi-flush ceiling fixtures, as well as one-light, two-light three-light and four-light wall/bath fixtures. Both incandescent lamping and ENERGY STAR-qualified LED lamping are available. All fixtures are California Title 24 compliant. | LINE VOLTAGE PENDANT | Holman | Pendants | Brushed Nickel | 962 | Steel | Satin Etched Glass | D:15" H:4.75" |  |  | 1 Medium A19 100w |  | 1 | No | [14 empty] | 0 | [12 empty] | 56.48 | 112.96 | 169.44 | D:15'' H:12 1/4'' O:51 1/4'' | 4.4 | 15 |  |  | 12.25 | Screw Collar - Chain |  |  | 51.25 |  |  |  | No |  | No | [20 empty] | D:5'' H:1'' Round |  |  |  |  | 72 | Clear Silver | 36 |  | Hardwired | 0 | 0 | 0 | 0 | 1 | 0 | 0 | 1 | 1 | 0 | 0 | 785652227356 | 17.75 | 17.75 | 7.75 | 6.5 | 1.413 | 175 | Yes | [8 empty] | UL Dry | cUL Dry | HOLMAN 1L PEND-962 | One Light Pendant |  | 65806-962.jpg | 65806.jpg
65806EN3-782 | One Light Pendant | The Holman collection by Sea Gull Lighting brings versatility and style to those just starting out. With softly flared glass and curved arms, there is just enough detail to give the overall look a lift while keeping it simple enough for those on a budget. Several chandeliers and sconces can be installed with lighting shining up or down, allowing the fixture to be customized for the specific space and function. Offered in a Brushed Nickel finish or Heirloom Bronze finish, both with Satin Etched glass. The assortment includes nine-light, five-light and three-light chandeliers, pendants in five sizes, both flush and semi-flush ceiling fixtures, as well as one-light, two-light three-light and four-light wall/bath fixtures. Both incandescent lamping and ENERGY STAR-qualified LED lamping are available. All fixtures are California Title 24 compliant. | LINE VOLTAGE PENDANT | Holman | Pendants | Heirloom Bronze | 782 | Steel | Satin Etched Glass | D:15" H:4.75" |  |  | 1 Medium A19 9.3w |  | 1 | Yes | [14 empty] | 0 | [12 empty] | 60.98 | 121.96 | 182.94 | D:15'' H:12 1/4'' O:51 1/4'' | 4.4 | 15 |  |  | 12.25 | Screw Collar - Chain |  |  | 51.25 |  |  |  | No |  | No | [20 empty] | D:5'' H:1'' Round |  |  |  |  | 72 | Brown | 36 |  | Hardwired | 0 | 0 | 0 | 1 | 1 | 0 | 0 | 0 | 1 | 0 | 0 | 785652059292 | 17.75 | 17.75 | 17.75 | 6.5 | 3.236 | 250 | Yes | [8 empty] | C-UL-US Dry |  | HOLMAN 1L PEND-782 | One Light Pendant |  | 65806EN3-782.png | 65806EN3.jpg
65806EN3-962 | One Light Pendant | The Holman collection by Sea Gull Lighting brings versatility and style to those just starting out. With softly flared glass and curved arms, there is just enough detail to give the overall look a lift while keeping it simple enough for those on a budget. Several chandeliers and sconces can be installed with lighting shining up or down, allowing the fixture to be customized for the specific space and function. Offered in a Brushed Nickel finish or Heirloom Bronze finish, both with Satin Etched glass. The assortment includes nine-light, five-light and three-light chandeliers, pendants in five sizes, both flush and semi-flush ceiling fixtures, as well as one-light, two-light three-light and four-light wall/bath fixtures. Both incandescent lamping and ENERGY STAR-qualified LED lamping are available. All fixtures are California Title 24 compliant. | LINE VOLTAGE PENDANT | Holman | Pendants | Brushed Nickel | 962 | Steel | Satin Etched Glass | D:15" H:4.75" |  |  | 1 Medium A19 9.3w |  | 1 | Yes | [14 empty] | 0 | [12 empty] | 60.98 | 121.96 | 182.94 | D:15'' H:12 1/4'' O:51 1/4'' | 4.4 | 15 |  |  | 12.25 | Screw Collar - Chain |  |  | 51.25 |  |  |  | No |  | No | [20 empty] | D:5'' H:1'' Round |  |  |  |  | 72 | Clear Silver | 36 |  | Hardwired | 0 | 0 | 0 | 1 | 1 | 0 | 0 | 0 | 1 | 0 | 0 | 785652055386 | 17.75 | 17.5 | 8 | 6.2 | 1.438 | 175 | Yes | [8 empty] | C-UL-US Dry |  | HOLMAN 1L PEND-962 | One Light Pendant |  | 65806EN3-962.jpg | 65806.jpg
6585101-112 | One Light Small Pendant |  | LINE VOLTAGE PENDANT | Gordon | Pendants | Midnight Black | 112 |  | Midnight Black Steel |  |  |  | 1 Medium A19 60w |  | 1 | No | [14 empty] | 0 | [12 empty] | 79.5 | 159 | 238.5 | D:13 5/8'' H:14'' |  | 13.625 |  |  | 14 | [7 empty] | No |  | No | [20 empty] | D:5'' H:1'' Round | [5 empty] | Black |  |  | Hardwired | 0 | 0 | 0 | 0 | 1 | 0 | 0 | 1 | 0 | 0 | 0 | 785652085727 | [16 empty] | cETL Damp | GORDON 1L SMALL PENDANT-112 | One Light Small Pendant |  | 6585101-112.jpg | 6585101.jpg
6585101-817 | One Light Small Pendant |  | LINE VOLTAGE PENDANT | Gordon | Pendants | Antique White / Satin Bronze | 817 / 848 |  | Antique White Steel |  |  |  | 1 Medium A19 60w |  | 1 | No | [14 empty] | 0 | [12 empty] | 79.5 | 159 | 238.5 | D:13 5/8'' H:14'' |  | 13.625 |  |  | 14 | [7 empty] | No |  | No | [20 empty] | D:5'' H:1'' Round | [5 empty] | Clear Gold |  |  | Hardwired | 0 | 0 | 0 | 0 | 1 | 0 | 0 | 1 | 0 | 0 | 0 | 785652085741 | [16 empty] | cETL Damp | GORDON 1L SMALL PENDANT-817 | One Light Small Pendant |  | 6585101-817.jpg | 6585101.jpg
6585101-848 | One Light Small Pendant |  | LINE VOLTAGE PENDANT | Gordon | Pendants | Satin Bronze | 848 |  | Satin Bronze Steel |  |  |  | 1 Medium A19 60w |  | 1 | No | [14 empty] | 0 | [12 empty] | 79.5 | 159 | 238.5 | D:13 5/8'' H:14'' |  | 13.625 |  |  | 14 | [7 empty] | No |  | No | [20 empty] | D:5'' H:1'' Round | [5 empty] | Clear Gold |  |  | Hardwired | 0 | 0 | 0 | 0 | 1 | 0 | 0 | 1 | 0 | 0 | 0 | 785652085734 | [16 empty] | cETL Damp | GORDON 1L SMALL PENDANT-848 | One Light Small Pendant |  | 6585101-848.jpg | 6585101.jpg
6585101-965 | One Light Small Pendant |  | LINE VOLTAGE PENDANT | Gordon | Pendants | Antique Brushed Nickel | 965 |  | Antique Brushed Nickel Steel |  |  |  | 1 Medium A19 60w |  | 1 | No | [14 empty] | 0 | [12 empty] | 79.5 | 159 | 238.5 | D:13 5/8'' H:14'' |  | 13.625 |  |  | 14 | [7 empty] | No |  | No | [20 empty] | D:5'' H:1'' Round | [5 empty] | Clear Silver |  |  | Hardwired | 0 | 0 | 0 | 0 | 1 | 0 | 0 | 1 | 0 | 0 | 0 | 785652085758 | [16 empty] | cETL Damp | GORDON 1L SMALL PENDANT-965 | One Light Small Pendant |  | 6585101-965.jpg | 6585101.jpg
6590301-05 | One Light Pendant | Zire embodies simple clean lines in three finishes that strike a perfect balance of elegant yet minimalist design. Each of the lights sits on the round bottom rim, featuring an Edison-inspired design highlighted by a cylindrical glass shade. The assortment includes nine-light, five-light, and three-light chandeliers, a five light linear, one-light mini-pendant and one-light, two-light, three-light and four-light wall/bath fixtures. A stylish and elegant addition to any room in the house. Zire is offered in a Brushed Oil Rubbed Bronze, Brushed Nickel or Chrome finish. | LINE VOLTAGE PENDANT | Zire | Pendants | Chrome | 5 | Steel | Clear Glass | D:5.875" H:10.25" |  |  | 1 Medium A19 60w |  | 1 | No | [14 empty] | 0 | [12 empty] | 38.98 | 77.96 | 116.94 | D:6'' H:10 7/8'' O:57 1/8'' | 3.78 | 6 |  |  | 10.875 | Screw Collar - Stem |  |  | 57.125 |  |  |  | No |  | No | [20 empty] | D:5'' H:7/8'' Round |  |  |  |  | 120 | Clear Silver |  |  | Hardwired | 0 | 0 | 0 | 0 | 1 | 0 | 0 | 1 | 0 | 0 | 0 | 785652070563 | 14.5 | 8.75 | 8.625 | 4.8 | 0.633 | 125 | Yes | [9 empty] | cETL Damp | ZIRE 1L PEND-05 | One Light Pendant |  | 6590301-05.jpg | 6590301.jpg
6590301-778 | One Light Pendant | Zire embodies simple clean lines in three finishes that strike a perfect balance of elegant yet minimalist design. Each of the lights sits on the round bottom rim, featuring an Edison-inspired design highlighted by a cylindrical glass shade. The assortment includes nine-light, five-light, and three-light chandeliers, a five light linear, one-light mini-pendant and one-light, two-light, three-light and four-light wall/bath fixtures. A stylish and elegant addition to any room in the house. Zire is offered in a Brushed Oil Rubbed Bronze, Brushed Nickel or Chrome finish. | LINE VOLTAGE PENDANT | Zire | Pendants | Brushed Oil Rubbed Bronze | 778 | Steel | Clear Glass | D:5.875" H:10.25" |  |  | 1 Medium A19 60w |  | 1 | No | [14 empty] | 0 | [12 empty] | 38.98 | 77.96 | 116.94 | D:6'' H:10 7/8'' O:57 1/8'' | 3.78 | 6 |  |  | 10.875 | Screw Collar - Stem |  |  | 57.125 |  |  |  | No |  | No | [20 empty] | D:5'' H:7/8'' Round |  |  |  |  | 120 | Brown |  |  | Hardwired | 0 | 0 | 0 | 0 | 1 | 0 | 0 | 1 | 0 | 0 | 0 | 785652070570 | 14.5 | 8.75 | 8.5 | 4.8 | 0.624 | 125 | Yes | [9 empty] | cETL Damp | ZIRE 1L PEND-778 | One Light Pendant |  | 6590301-778.jpg | 6590301.jpg
6590301-962 | One Light Pendant | Zire embodies simple clean lines in three finishes that strike a perfect balance of elegant yet minimalist design. Each of the lights sits on the round bottom rim, featuring an Edison-inspired design highlighted by a cylindrical glass shade. The assortment includes nine-light, five-light, and three-light chandeliers, a five light linear, one-light mini-pendant and one-light, two-light, three-light and four-light wall/bath fixtures. A stylish and elegant addition to any room in the house. Zire is offered in a Brushed Oil Rubbed Bronze, Brushed Nickel or Chrome finish. | LINE VOLTAGE PENDANT | Zire | Pendants | Brushed Nickel | 962 | Steel | Clear Glass | D:5.875" H:10.25" |  |  | 1 Medium A19 60w |  | 1 | No | [14 empty] | 0 | [12 empty] | 38.98 | 77.96 | 116.94 | D:6'' H:10 7/8'' O:57 1/8'' | 3.78 | 6 |  |  | 10.875 | Screw Collar - Stem |  |  | 57.125 |  |  |  | No |  | No | [20 empty] | D:5'' H:7/8'' Round |  |  |  |  | 120 | Clear Silver |  |  | Hardwired | 0 | 0 | 0 | 0 | 1 | 0 | 0 | 1 | 0 | 0 | 0 | 785652070587 | 14.5 | 8.75 | 8.625 | 4.8 | 0.633 | 125 | Yes | [9 empty] | cETL Damp | ZIRE 1L PEND-962 | One Light Pendant |  | 6590301-962.jpg | 6590301.jpg
6590301EN7-05 | One Light Pendant | Zire embodies simple clean lines in three finishes that strike a perfect balance of elegant yet minimalist design. Each of the lights sits on the round bottom rim, featuring an Edison-inspired design highlighted by a cylindrical glass shade. The assortment includes nine-light, five-light, and three-light chandeliers, a five light linear, one-light mini-pendant and one-light, two-light, three-light and four-light wall/bath fixtures. A stylish and elegant addition to any room in the house. Zire is offered in a Brushed Oil Rubbed Bronze, Brushed Nickel or Chrome finish. | LINE VOLTAGE PENDANT | Zire | Pendants | Chrome | 5 | Steel | Clear Glass | D:5.875" H:10.25" |  |  | 1 Medium A19 8.5w |  | 1 | Yes | [14 empty] | 0 | [12 empty] | 45.98 | 91.96 | 137.94 | D:6'' H:10 7/8'' O:57 1/8'' | 3.78 | 6 |  |  | 10.875 | Screw Collar - Stem |  |  | 57.125 |  |  |  | No |  | No | [20 empty] | D:5'' H:7/8'' Round |  |  |  |  | 120 | Clear Silver |  |  | Hardwired | 0 | 0 | 0 | 1 | 1 | 0 | 0 | 0 | 0 | 0 | 0 | 785652072246 | 14.5 | 8.75 | 8.625 | 4.8 | 0.633 | 125 | Yes | [9 empty] | cETL Damp | ZIRE 1L LED PEND-05 | One Light Pendant |  | 6590301EN7-05.jpg | 6590301EN7.jpg
6590301EN7-778 | One Light Pendant | Zire embodies simple clean lines in three finishes that strike a perfect balance of elegant yet minimalist design. Each of the lights sits on the round bottom rim, featuring an Edison-inspired design highlighted by a cylindrical glass shade. The assortment includes nine-light, five-light, and three-light chandeliers, a five light linear, one-light mini-pendant and one-light, two-light, three-light and four-light wall/bath fixtures. A stylish and elegant addition to any room in the house. Zire is offered in a Brushed Oil Rubbed Bronze, Brushed Nickel or Chrome finish. | LINE VOLTAGE PENDANT | Zire | Pendants | Brushed Oil Rubbed Bronze | 778 | Steel | Clear Glass | D:5.875" H:10.25" |  |  | 1 Medium A19 8.5w |  | 1 | Yes | [14 empty] | 0 | [12 empty] | 45.98 | 91.96 | 137.94 | D:6'' H:10 7/8'' O:57 1/8'' | 3.78 | 6 |  |  | 10.875 | Screw Collar - Stem |  |  | 57.125 |  |  |  | No |  | No | [20 empty] | D:5'' H:7/8'' Round |  |  |  |  | 120 | Brown |  |  | Hardwired | 0 | 0 | 0 | 1 | 1 | 0 | 0 | 0 | 0 | 0 | 0 | 785652072253 | 14.5 | 8.75 | 8.5 | 4.8 | 0.624 | 125 | Yes | [9 empty] | cETL Damp | ZIRE 1L LED PEND-778 | One Light Pendant |  | 6590301EN7-778.jpg | 6590301EN7.jpg
6590301EN7-962 | One Light Pendant | Zire embodies simple clean lines in three finishes that strike a perfect balance of elegant yet minimalist design. Each of the lights sits on the round bottom rim, featuring an Edison-inspired design highlighted by a cylindrical glass shade. The assortment includes nine-light, five-light, and three-light chandeliers, a five light linear, one-light mini-pendant and one-light, two-light, three-light and four-light wall/bath fixtures. A stylish and elegant addition to any room in the house. Zire is offered in a Brushed Oil Rubbed Bronze, Brushed Nickel or Chrome finish. | LINE VOLTAGE PENDANT | Zire | Pendants | Brushed Nickel | 962 | Steel | Clear Glass | D:5.875" H:10.25" |  |  | 1 Medium A19 8.5w |  | 1 | Yes | [14 empty] | 0 | [12 empty] | 45.98 | 91.96 | 137.94 | D:6'' H:10 7/8'' O:57 1/8'' | 3.78 | 6 |  |  | 10.875 | Screw Collar - Stem |  |  | 57.125 |  |  |  | No |  | No | [20 empty] | D:5'' H:7/8'' Round |  |  |  |  | 120 | Clear Silver |  |  | Hardwired | 0 | 0 | 0 | 1 | 1 | 0 | 0 | 0 | 0 | 0 | 0 | 785652072260 | 14.5 | 8.75 | 8.625 | 4.8 | 0.633 | 125 | Yes | [9 empty] | cETL Damp | ZIRE 1L LED PEND-962 | One Light Pendant |  | 6590301EN7-962.jpg | 6590301EN7.jpg
6590501-848 | One Light Pendant |  | LINE VOLTAGE PENDANT | Clark | Pendants | Satin Bronze | 848 | Steel | White Linen Linen |  |  |  | 1 Medium A19 75w |  | 1 | No | [14 empty] | 0 | [12 empty] | 49.5 | 99 | 148.5 | D:9 3/4'' H:16 1/2'' |  | 9.75 |  |  | 16.5 | [7 empty] | No |  | No | [20 empty] | D:5'' H:1'' Round | [5 empty] | Clear Gold |  |  | Hardwired | 0 | 0 | 0 | 0 | 1 | 0 | 0 | 1 | 0 | 0 | 0 | 785652085390 | [16 empty] | cETL Damp | CLARK 1l PEND-848 | One Light Pendant |  | 6590501-848.jpg | 6590501.jpg
6590501-962 | One Light Pendant |  | LINE VOLTAGE PENDANT | Clark | Pendants | Brushed Nickel | 962 | Steel | White Linen Linen |  |  |  | 1 Medium A19 75w |  | 1 | No | [14 empty] | 0 | [12 empty] | 49.5 | 99 | 148.5 | D:9 3/4'' H:16 1/2'' |  | 9.75 |  |  | 16.5 | [7 empty] | No |  | No | [20 empty] | D:5'' H:1'' Round | [5 empty] | Clear Silver |  |  | Hardwired | 0 | 0 | 0 | 0 | 1 | 0 | 0 | 1 | 0 | 0 | 0 | 785652085406 | [16 empty] | cETL Damp | CLARK 1l PEND-962 | One Light Pendant |  | 6590501-962.jpg | 6590501.jpg
6592101-112 | One Light Cone Pendant |  | LINE VOLTAGE PENDANT | Kate | Pendants | Midnight Black | 112 | Steel | Clear Glass |  |  |  | 1 Medium A19 60w |  | 1 | No | [14 empty] | 0 | [12 empty] | 124.5 | 249 | 373.5 | D:16'' H:15'' |  | 16 |  |  | 15 | [7 empty] | No |  | No | [20 empty] | D:5'' H:1'' Round | [5 empty] | Black |  |  | Hardwired | 0 | 0 | 0 | 0 | 1 | 0 | 0 | 1 | 0 | 0 | 0 | 785652085765 | [16 empty] | cETL Damp | KATE 1L CONE PENDANT-112 | One Light Cone Pendant |  | 6592101-112.jpg | 6592101.jpg
6592101-848 | One Light Cone Pendant |  | LINE VOLTAGE PENDANT | Kate | Pendants | Satin Bronze | 848 | Steel | Clear Glass |  |  |  | 1 Medium A19 60w |  | 1 | No | [14 empty] | 0 | [12 empty] | 124.5 | 249 | 373.5 | D:16'' H:15'' |  | 16 |  |  | 15 | [7 empty] | No |  | No | [20 empty] | D:5'' H:1'' Round | [5 empty] | Clear Gold |  |  | Hardwired | 0 | 0 | 0 | 0 | 1 | 0 | 0 | 1 | 0 | 0 | 0 | 785652085772 | [16 empty] | cETL Damp | KATE 1L CONE PENDANT-848 | One Light Cone Pendant |  | 6592101-848.jpg | 6592101.jpg
6592101-962 | One Light Cone Pendant |  | LINE VOLTAGE PENDANT | Kate | Pendants | Brushed Nickel | 962 | Steel | Clear Glass |  |  |  | 1 Medium A19 60w |  | 1 | No | [14 empty] | 0 | [12 empty] | 124.5 | 249 | 373.5 | D:16'' H:15'' |  | 16 |  |  | 15 | [7 empty] | No |  | No | [20 empty] | D:5'' H:1'' Round | [5 empty] | Clear Silver |  |  | Hardwired | 0 | 0 | 0 | 0 | 1 | 0 | 0 | 1 | 0 | 0 | 0 | 785652085789 | [16 empty] | cETL Damp | KATE 1L CONE PENDANT-962 | One Light Cone Pendant |  | 6592101-962.jpg | 6592101.jpg
65940-782 | One Light Pendant | The Windgate lighting collection by Sea Gull Lighting is a sensibly, modernized and transitional selection of fixtures featuring clean lines and sophisticated Alabaster style glass. The collection works well with a variety of interiors, as it blends well into its surrounding decor. Offered in Brushed Nickel or Heirloom Bronze finishes, as well as a Chrome finish for the wall/bath fixtures only. The assortment includes five-light, and three-light chandeliers (either with up-light or down-light), pendants in four sizes, both flush and semi-flush ceiling fixtures, as well as one-light, two-light, three-light and four-light wall/bath fixtures. Both incandescent lamping and ENERGY STAR-qualified LED lamping are available. Most of these fixtures easily convert to LED by purchasing LED replacement lamps sold separately. | LINE VOLTAGE PENDANT | Windgate | Pendants | Heirloom Bronze | 782 | Steel | Alabaster Glass | D:13.1875" H:5.375" |  |  | 1 Medium A19 150w |  | 1 | No | [14 empty] | 0 | [12 empty] | 42.48 | 84.96 | 127.44 | D:13 1/4'' H:9'' O:47 1/4'' | 4.5 | 13.25 |  |  | 9 | Center Lock-Up |  |  | 47.25 |  |  |  | No |  | No | [20 empty] | D:5'' H:7/8'' Round |  |  |  |  | 72 | Brown | 36 |  | Hardwired | 0 | 0 | 0 | 0 | 1 | 0 | 0 | 1 | 1 | 0 | 0 | 785652020261 | 15.25 | 7.5 | 15.5 | 5.6 | 1.026 | 175 | Yes | [8 empty] | ETL Dry | cETL Dry | WINDGATE 1L PEND-782 | One Light Pendant |  | 65940-782.jpg | 65940.jpg
65940-962 | One Light Pendant | The Windgate lighting collection by Sea Gull Lighting is a sensibly, modernized and transitional selection of fixtures featuring clean lines and sophisticated Alabaster style glass. The collection works well with a variety of interiors, as it blends well into its surrounding decor. Offered in Brushed Nickel or Heirloom Bronze finishes, as well as a Chrome finish for the wall/bath fixtures only. The assortment includes five-light, and three-light chandeliers (either with up-light or down-light), pendants in four sizes, both flush and semi-flush ceiling fixtures, as well as one-light, two-light, three-light and four-light wall/bath fixtures. Both incandescent lamping and ENERGY STAR-qualified LED lamping are available. Most of these fixtures easily convert to LED by purchasing LED replacement lamps sold separately. | LINE VOLTAGE PENDANT | Windgate | Pendants | Brushed Nickel | 962 | Steel | Alabaster Glass | D:13.75" H:5.375" |  |  | 1 Medium A19 150w |  | 1 | No | [14 empty] | 0 | [12 empty] | 42.48 | 84.96 | 127.44 | D:13 1/4'' H:9'' O:47 1/4'' | 4.5 | 13.25 |  |  | 9 | Center Lock-Up |  |  | 47.25 |  |  |  | No |  | No | [20 empty] | D:5'' H:7/8'' Round |  |  |  |  | 72 | Clear Silver | 36 |  |  | 0 | 0 | 0 | 0 | 1 | 0 | 0 | 1 | 1 | 0 | 0 | 785652020278 | 15.25 | 7.5 | 15.5 | 5.6 | 1.026 | 175 | Yes | [8 empty] | ETL Dry | cETL Dry | WINDGATE 1L PEND-962 | One Light Pendant |  | 65940-962.jpg | 65940.jpg
65940EN3-782 | One Light Pendant | The Windgate lighting collection by Sea Gull Lighting is a sensibly, modernized and transitional selection of fixtures featuring clean lines and sophisticated Alabaster style glass. The collection works well with a variety of interiors, as it blends well into its surrounding decor. Offered in Brushed Nickel or Heirloom Bronze finishes, as well as a Chrome finish for the wall/bath fixtures only. The assortment includes five-light, and three-light chandeliers (either with up-light or down-light), pendants in four sizes, both flush and semi-flush ceiling fixtures, as well as one-light, two-light, three-light and four-light wall/bath fixtures. Both incandescent lamping and ENERGY STAR-qualified LED lamping are available. Most of these fixtures easily convert to LED by purchasing LED replacement lamps sold separately. | LINE VOLTAGE PENDANT | Windgate | Pendants | Heirloom Bronze | 782 | Steel | Alabaster Glass | D:13.1875" H:5.375" |  |  | 1 Medium A19 9.3w |  | 1 | Yes | [14 empty] | 0 | [12 empty] | 45.48 | 90.96 | 136.44 | D:13 1/4'' H:9'' O:47 1/4'' | 4.5 | 13.25 |  |  | 9 | Center Lock-Up |  |  | 47.25 |  |  |  | No |  | No | [20 empty] | D:5'' H:7/8'' Round |  |  |  |  | 72 | Brown | 36 |  | Hardwired | 0 | 0 | 0 | 1 | 1 | 0 | 0 | 0 | 1 | 0 | 0 | 785652047466 | 15.75 | 15.5 | 7.75 | 4.7 | 1.095 | 175 | Yes | [8 empty] | ETL Dry | cETL Dry | WINDGATE 1L PEND-782 | One Light Pendant |  | 65940EN3-782.jpg | 65940.jpg
65940EN3-962 | One Light Pendant | The Windgate lighting collection by Sea Gull Lighting is a sensibly, modernized and transitional selection of fixtures featuring clean lines and sophisticated Alabaster style glass. The collection works well with a variety of interiors, as it blends well into its surrounding decor. Offered in Brushed Nickel or Heirloom Bronze finishes, as well as a Chrome finish for the wall/bath fixtures only. The assortment includes five-light, and three-light chandeliers (either with up-light or down-light), pendants in four sizes, both flush and semi-flush ceiling fixtures, as well as one-light, two-light, three-light and four-light wall/bath fixtures. Both incandescent lamping and ENERGY STAR-qualified LED lamping are available. Most of these fixtures easily convert to LED by purchasing LED replacement lamps sold separately. | LINE VOLTAGE PENDANT | Windgate | Pendants | Brushed Nickel | 962 | Steel | Alabaster Glass | D:13.75" H:5.375" |  |  | 1 Medium A19 9.3w |  | 1 | Yes | [14 empty] | 0 | [12 empty] | 45.48 | 90.96 | 136.44 | D:13 1/4'' H:9'' O:47 1/4'' | 4.5 | 13.25 |  |  | 9 | Center Lock-Up |  |  | 47.25 |  |  |  | No |  | No | [20 empty] | D:5'' H:7/8'' Round |  |  |  |  | 72 | Clear Silver | 36 |  |  | 0 | 0 | 0 | 1 | 1 | 0 | 0 | 0 | 1 | 0 | 0 | 785652047473 | 15.75 | 15.5 | 7.75 | 4.7 | 1.095 | 175 | Yes | [8 empty] | ETL Dry | cETL Dry | WINDGATE 1L PEND-962 | One Light Pendant |  | 65940EN3-962.jpg | 65940.jpg
65941-782 | Two Light Pendant | The Windgate lighting collection by Sea Gull Lighting is a sensibly, modernized and transitional selection of fixtures featuring clean lines and sophisticated Alabaster style glass. The collection works well with a variety of interiors, as it blends well into its surrounding decor. Offered in Brushed Nickel or Heirloom Bronze finishes, as well as a Chrome finish for the wall/bath fixtures only. The assortment includes five-light, and three-light chandeliers (either with up-light or down-light), pendants in four sizes, both flush and semi-flush ceiling fixtures, as well as one-light, two-light, three-light and four-light wall/bath fixtures. Both incandescent lamping and ENERGY STAR-qualified LED lamping are available. Most of these fixtures easily convert to LED by purchasing LED replacement lamps sold separately. | LINE VOLTAGE PENDANT | Windgate | Pendants | Heirloom Bronze | 782 | Steel | Alabaster Glass | D:15.75" H:5.8125" |  |  | 2 Medium A19 100w |  | 2 | No | [14 empty] | 0 | [12 empty] | 59.98 | 119.96 | 179.94 | D:15 3/4'' H:20 3/4'' O:70 1/4'' | 6.9 | 15.75 |  |  | 20.75 | Center Lock-Up |  |  | 70.25 |  |  |  | No |  | No | [20 empty] | D:5'' H:7/8'' Round |  |  |  |  | 96 | Brown | 48 |  | Hardwired | 0 | 0 | 0 | 0 | 1 | 0 | 0 | 1 | 1 | 0 | 0 | 785652020285 | 19 | 8.25 | 18 | 8.6 | 1.633 | 175 | Yes | [8 empty] | ETL Dry | cETL Dry | WINDGATE 2L PEND-782 | Two Light Pendant |  | 65941-782.jpg | 65941.jpg
65941-962 | Two Light Pendant | The Windgate lighting collection by Sea Gull Lighting is a sensibly, modernized and transitional selection of fixtures featuring clean lines and sophisticated Alabaster style glass. The collection works well with a variety of interiors, as it blends well into its surrounding decor. Offered in Brushed Nickel or Heirloom Bronze finishes, as well as a Chrome finish for the wall/bath fixtures only. The assortment includes five-light, and three-light chandeliers (either with up-light or down-light), pendants in four sizes, both flush and semi-flush ceiling fixtures, as well as one-light, two-light, three-light and four-light wall/bath fixtures. Both incandescent lamping and ENERGY STAR-qualified LED lamping are available. Most of these fixtures easily convert to LED by purchasing LED replacement lamps sold separately. | LINE VOLTAGE PENDANT | Windgate | Pendants | Brushed Nickel | 962 | Steel | Alabaster Glass | D:15.75" H:5.8125" |  |  | 2 Medium A19 100w |  | 2 | No | [14 empty] | 0 | [12 empty] | 59.98 | 119.96 | 179.94 | D:15 3/4'' H:20 3/4'' O:70 1/4'' | 6.9 | 15.75 |  |  | 20.75 | Center Lock-Up |  |  | 70.25 |  |  |  | No |  | No | [20 empty] | D:5'' H:7/8'' Round |  |  |  |  | 96 | Clear Silver | 48 |  | Hardwired | 0 | 0 | 0 | 0 | 1 | 0 | 0 | 1 | 1 | 0 | 0 | 785652020292 | 19 | 8.25 | 18 | 8.6 | 1.633 | 175 | Yes | [8 empty] | ETL Dry | cETL Dry | WINDGATE 2L PEND-962 | Two Light Pendant |  | 65941-962.jpg | 65941.jpg
65941EN3-782 | Two Light Pendant | The Windgate lighting collection by Sea Gull Lighting is a sensibly, modernized and transitional selection of fixtures featuring clean lines and sophisticated Alabaster style glass. The collection works well with a variety of interiors, as it blends well into its surrounding decor. Offered in Brushed Nickel or Heirloom Bronze finishes, as well as a Chrome finish for the wall/bath fixtures only. The assortment includes five-light, and three-light chandeliers (either with up-light or down-light), pendants in four sizes, both flush and semi-flush ceiling fixtures, as well as one-light, two-light, three-light and four-light wall/bath fixtures. Both incandescent lamping and ENERGY STAR-qualified LED lamping are available. Most of these fixtures easily convert to LED by purchasing LED replacement lamps sold separately. | LINE VOLTAGE PENDANT | Windgate | Pendants | Heirloom Bronze | 782 | Steel | Alabaster Glass | D:15.75" H:5.8125" |  |  | 2 Medium A19 9.3w |  | 2 | Yes | [14 empty] | 0 | [12 empty] | 70.98 | 141.96 | 212.94 | D:15 3/4'' H:20 3/4'' O:70 1/4'' | 6.9 | 15.75 |  |  | 20.75 | Center Lock-Up |  |  | 70.25 |  |  |  | No |  | No | [20 empty] | D:5'' DP:7/8'' Round |  |  |  |  | 96 | Brown | 48 |  | Hardwired | 0 | 0 | 0 | 1 | 1 | 0 | 0 | 0 | 1 | 0 | 0 | 785652047541 | 19 | 8.25 | 18 | 8.6 | 1.633 | 175 | Yes | [8 empty] | ETL Dry | cETL Dry | WINDGATE 2L PEND-782 | Two Light Pendant |  | 65941EN3-782.jpg | 65941.jpg
65941EN3-962 | Two Light Pendant | The Windgate lighting collection by Sea Gull Lighting is a sensibly, modernized and transitional selection of fixtures featuring clean lines and sophisticated Alabaster style glass. The collection works well with a variety of interiors, as it blends well into its surrounding decor. Offered in Brushed Nickel or Heirloom Bronze finishes, as well as a Chrome finish for the wall/bath fixtures only. The assortment includes five-light, and three-light chandeliers (either with up-light or down-light), pendants in four sizes, both flush and semi-flush ceiling fixtures, as well as one-light, two-light, three-light and four-light wall/bath fixtures. Both incandescent lamping and ENERGY STAR-qualified LED lamping are available. Most of these fixtures easily convert to LED by purchasing LED replacement lamps sold separately. | LINE VOLTAGE PENDANT | Windgate | Pendants | Brushed Nickel | 962 | Steel | Alabaster Glass | D:15.75" H:5.8125" |  |  | 2 Medium A19 9.3w |  | 2 | Yes | [14 empty] | 0 | [12 empty] | 70.98 | 141.96 | 212.94 | D:15 3/4'' H:20 3/4'' O:70 1/4'' | 6.9 | 15.75 |  |  | 20.75 | Center Lock-Up |  |  | 70.25 |  |  |  | No |  | No | [20 empty] | D:5'' DP:7/8'' Round |  |  |  |  | 96 | Clear Silver | 48 |  | Hardwired | 0 | 0 | 0 | 1 | 1 | 0 | 0 | 0 | 1 | 0 | 0 | 785652047558 | 19 | 8.25 | 18 | 8.6 | 1.633 | 175 | Yes | [8 empty] | ETL Dry | cETL Dry | WINDGATE 2L PEND-962 | Two Light Pendant |  | 65941EN3-962.jpg | 65941.jpg
65942-782 | One Light Pendant | The Windgate lighting collection by Sea Gull Lighting is a sensibly, modernized and transitional selection of fixtures featuring clean lines and sophisticated Alabaster style glass. The collection works well with a variety of interiors, as it blends well into its surrounding decor. Offered in Brushed Nickel or Heirloom Bronze finishes, as well as a Chrome finish for the wall/bath fixtures only. The assortment includes five-light, and three-light chandeliers (either with up-light or down-light), pendants in four sizes, both flush and semi-flush ceiling fixtures, as well as one-light, two-light, three-light and four-light wall/bath fixtures. Both incandescent lamping and ENERGY STAR-qualified LED lamping are available. Most of these fixtures easily convert to LED by purchasing LED replacement lamps sold separately. | LINE VOLTAGE PENDANT | Windgate | Pendants | Heirloom Bronze | 782 | Steel | Alabaster Glass | D:15.75" H:5.8125" |  |  | 1 Medium A19 150w |  | 1 | No | [14 empty] | 0 | [12 empty] | 49.98 | 99.96 | 149.94 | D:15 3/4'' H:9 1/2'' O:59 1/2'' | 5.5 | 15.75 |  |  | 9.5 | Center Lock-Up |  |  | 59.5 |  |  |  | No |  | No | [20 empty] | D:5'' H:7/8'' Round |  |  |  |  | 96 | Brown | 48 |  | Hardwired | 0 | 0 | 0 | 0 | 1 | 0 | 0 | 1 | 1 | 0 | 0 | 785652026874 | 18 | 8.25 | 18 | 6.9 | 1.547 | 175 | Yes | [8 empty] | ETL Dry | cETL Dry | WINDGATE 1L PEND-782 | One Light Pendant |  | 65942-782.jpg | 65942.jpg
65942-962 | One Light Pendant | The Windgate lighting collection by Sea Gull Lighting is a sensibly, modernized and transitional selection of fixtures featuring clean lines and sophisticated Alabaster style glass. The collection works well with a variety of interiors, as it blends well into its surrounding decor. Offered in Brushed Nickel or Heirloom Bronze finishes, as well as a Chrome finish for the wall/bath fixtures only. The assortment includes five-light, and three-light chandeliers (either with up-light or down-light), pendants in four sizes, both flush and semi-flush ceiling fixtures, as well as one-light, two-light, three-light and four-light wall/bath fixtures. Both incandescent lamping and ENERGY STAR-qualified LED lamping are available. Most of these fixtures easily convert to LED by purchasing LED replacement lamps sold separately. | LINE VOLTAGE PENDANT | Windgate | Pendants | Brushed Nickel | 962 | Steel | Alabaster Glass | D:15.75" H:5.8125" |  |  | 1 Medium A19 150w |  | 1 | No | [14 empty] | 0 | [12 empty] | 49.98 | 99.96 | 149.94 | D:15 3/4'' H:9 1/2'' O:59 1/2'' | 5.5 | 15.75 |  |  | 9.5 | Center Lock-Up |  |  | 59.5 |  |  |  | No |  | No | [20 empty] | D:5'' H:7/8'' Round |  |  |  |  | 96 | Clear Silver | 48 |  | Hardwired | 0 | 0 | 0 | 0 | 1 | 0 | 0 | 1 | 1 | 0 | 0 | 785652026881 | 18 | 8.25 | 18 | 6.9 | 1.547 | 175 | Yes | [8 empty] | ETL Dry | cETL Dry | WINDGATE 1L PEND-962 | One Light Pendant |  | 65942-962.jpg | 65942.jpg
65942EN3-782 | One Light Pendant | The Windgate lighting collection by Sea Gull Lighting is a sensibly, modernized and transitional selection of fixtures featuring clean lines and sophisticated Alabaster style glass. The collection works well with a variety of interiors, as it blends well into its surrounding decor. Offered in Brushed Nickel or Heirloom Bronze finishes, as well as a Chrome finish for the wall/bath fixtures only. The assortment includes five-light, and three-light chandeliers (either with up-light or down-light), pendants in four sizes, both flush and semi-flush ceiling fixtures, as well as one-light, two-light, three-light and four-light wall/bath fixtures. Both incandescent lamping and ENERGY STAR-qualified LED lamping are available. Most of these fixtures easily convert to LED by purchasing LED replacement lamps sold separately. | LINE VOLTAGE PENDANT | Windgate | Pendants | Heirloom Bronze | 782 | Steel | Alabaster Glass | D:15.75" H:5.8125" |  |  | 1 Medium A19 9.3w |  | 1 | Yes | [14 empty] | 0 | [12 empty] | 54.48 | 108.96 | 163.44 | D:15 3/4'' H:9 1/2'' O:59 1/2'' | 5.5 | 15.75 |  |  | 9.5 | Center Lock-Up |  |  | 59.5 |  |  |  | No |  | No | [20 empty] | D:5'' H:7/8'' Round |  |  |  |  | 96 | Brown | 48 |  | Hardwired | 0 | 0 | 0 | 1 | 1 | 0 | 0 | 0 | 1 | 0 | 0 | 785652051159 | 18 | 8.25 | 18 | 6.9 | 1.547 | 175 | Yes | [8 empty] | ETL Dry | cETL Dry | WINDGATE 1L PEND-782 | One Light Pendant |  | 65942EN3-782.jpg | 65942.jpg
65942EN3-962 | One Light Pendant | The Windgate lighting collection by Sea Gull Lighting is a sensibly, modernized and transitional selection of fixtures featuring clean lines and sophisticated Alabaster style glass. The collection works well with a variety of interiors, as it blends well into its surrounding decor. Offered in Brushed Nickel or Heirloom Bronze finishes, as well as a Chrome finish for the wall/bath fixtures only. The assortment includes five-light, and three-light chandeliers (either with up-light or down-light), pendants in four sizes, both flush and semi-flush ceiling fixtures, as well as one-light, two-light, three-light and four-light wall/bath fixtures. Both incandescent lamping and ENERGY STAR-qualified LED lamping are available. Most of these fixtures easily convert to LED by purchasing LED replacement lamps sold separately. | LINE VOLTAGE PENDANT | Windgate | Pendants | Brushed Nickel | 962 | Steel | Alabaster Glass | D:15.75" H:5.8125" |  |  | 1 Medium A19 9.3w |  | 1 | Yes | [14 empty] | 0 | [12 empty] | 54.48 | 108.96 | 163.44 | D:15 3/4'' H:9 1/2'' O:59 1/2'' | 5.5 | 15.75 |  |  | 9.5 | Center Lock-Up |  |  | 59.5 |  |  |  | No |  | No | [20 empty] | D:5'' H:7/8'' Round |  |  |  |  | 96 | Clear Silver | 48 |  | Hardwired | 0 | 0 | 0 | 1 | 1 | 0 | 0 | 0 | 1 | 0 | 0 | 785652051166 | 18 | 8.25 | 18 | 6.9 | 1.547 | 175 | Yes | [8 empty] | ETL Dry | cETL Dry | WINDGATE 1L PEND-962 | One Light Pendant |  | 65942EN3-962.jpg | 65942.jpg
65952-962 | One Light Pendant | The Stirling lighting collection by Sea Gull Lighting, with its chic style and eclectic twist brings clean, modern lines to a traditional soul. The Beige Linen drum shades combined with a Burnt Sienna finish or White Linen drum shades combined with a Brushed Nickel finish are both eye-catching and inviting. For the wall/bath fixtures only, a Chrome finish coupled with Opal Etched glass shades is also available. The assortment includes nine-light, five-light and three-light chandeliers, pendants in six sizes, both flush and semi-flush ceiling fixtures, a one-light wall sconce, as well as one-light, two-light, three-light and four-light wall/bath fixtures. Most of these fixtures easily convert to LED by purchasing LED replacement lamps sold separately. | LINE VOLTAGE PENDANT | Stirling | Pendants | Brushed Nickel | 962 | Steel | White Linen Fabric | D:16" H:8.25" |  | Satin Etched Glass | 1 Medium A19 100w |  | 1 | No | [14 empty] | 0 | [12 empty] | 116.95 | 233.9 | 350.85 | D:16'' H:10 1/4'' O:57 1/4'' | 9.6 | 16 |  |  | 10.25 | Screw Collar - Stem |  |  | 57.25 |  |  |  | No |  | No | [20 empty] | D:5 1/2'' H:1 3/8'' Round |  |  |  |  | 120 |  |  |  | Hardwired | 0 | 0 | 0 | 0 | 1 | 0 | 0 | 1 | 0 | 0 | 0 | 785652027420 | 18 | 18 | 11.25 | 11.4 | 2.109 | 175 | Yes | [8 empty] | ETL Dry | cETL Dry | STIRLING 1L PEND-962 | One Light Pendant |  | 65952-962.jpg | 65952.jpg
65952EN3-962 | One Light Pendant | The Stirling lighting collection by Sea Gull Lighting, with its chic style and eclectic twist brings clean, modern lines to a traditional soul. The Beige Linen drum shades combined with a Burnt Sienna finish or White Linen drum shades combined with a Brushed Nickel finish are both eye-catching and inviting. For the wall/bath fixtures only, a Chrome finish coupled with Opal Etched glass shades is also available. The assortment includes nine-light, five-light and three-light chandeliers, pendants in six sizes, both flush and semi-flush ceiling fixtures, a one-light wall sconce, as well as one-light, two-light, three-light and four-light wall/bath fixtures. Most of these fixtures easily convert to LED by purchasing LED replacement lamps sold separately. | LINE VOLTAGE PENDANT | Stirling | Pendants | Brushed Nickel | 962 | Steel | White Linen Fabric | D:16" H:8.25" |  | Satin Etched Glass | 1 Medium A19 9.3w |  | 1 | Yes | [14 empty] | 0 | [12 empty] | 115.45 | 230.9 | 346.35 | D:16'' H:10 1/4'' O:57 1/4'' | 9.6 | 16 |  |  | 10.25 | Screw Collar - Stem |  |  | 57.25 |  |  |  | No |  | No | [20 empty] | D:5 1/2'' H:1 3/8'' Round |  |  |  |  | 120 | Clear Silver |  |  | Hardwired | 0 | 0 | 0 | 1 | 1 | 0 | 0 | 0 | 0 | 0 | 0 | 785652051180 | 18 | 18 | 11.25 | 11.4 | 2.109 | 175 | Yes | [8 empty] | ETL Dry | cETL Dry | STIRLING 1L PEND-962 | One Light Pendant |  | 65952EN3-962.jpg | 65952.jpg
65953-710 | Three Light Pendant | The Stirling lighting collection by Sea Gull Lighting, with its chic style and eclectic twist brings clean, modern lines to a traditional soul. The Beige Linen drum shades combined with a Burnt Sienna finish or White Linen drum shades combined with a Brushed Nickel finish are both eye-catching and inviting. For the wall/bath fixtures only, a Chrome finish coupled with Opal Etched glass shades is also available. The assortment includes nine-light, five-light and three-light chandeliers, pendants in six sizes, both flush and semi-flush ceiling fixtures, a one-light wall sconce, as well as one-light, two-light, three-light and four-light wall/bath fixtures. Most of these fixtures easily convert to LED by purchasing LED replacement lamps sold separately. | LINE VOLTAGE PENDANT | Stirling | Pendants | Burnt Sienna | 710 | Steel | Beige Linen Fabric | D:19" H:9.875" |  | Satin Etched Glass | 3 Medium A19 100w |  | 3 | No | [14 empty] | 0 | [12 empty] | 164.48 | 328.96 | 493.44 | D:19'' H:26 1/4'' O:148 1/2'' | 17 | 19 |  |  | 26.25 | Center Lock-Up |  |  | 148.5 |  |  |  | No |  | No | [20 empty] | D:5 1/2'' H:1 3/8'' Round |  |  |  |  | 144 | Brown | 120 |  | Hardwired | 0 | 0 | 0 | 0 | 1 | 0 | 0 | 1 | 1 | 0 | 0 | 785652182433 | 21.5 | 21.5 | 19.5 | 20.7 | 5.216 | 175 | Yes | [8 empty] | ETL Dry | cETL Dry | STIRLING 3L PEND-710 | Three Light Pendant |  | 65953-710.jpg | 65953.jpg
65953-962 | Three Light Pendant | The Stirling lighting collection by Sea Gull Lighting, with its chic style and eclectic twist brings clean, modern lines to a traditional soul. The Beige Linen drum shades combined with a Burnt Sienna finish or White Linen drum shades combined with a Brushed Nickel finish are both eye-catching and inviting. For the wall/bath fixtures only, a Chrome finish coupled with Opal Etched glass shades is also available. The assortment includes nine-light, five-light and three-light chandeliers, pendants in six sizes, both flush and semi-flush ceiling fixtures, a one-light wall sconce, as well as one-light, two-light, three-light and four-light wall/bath fixtures. Most of these fixtures easily convert to LED by purchasing LED replacement lamps sold separately. | LINE VOLTAGE PENDANT | Stirling | Pendants | Brushed Nickel | 962 | Steel | White Linen Fabric | D:19" H:9.875" |  | Satin Etched Glass | 3 Medium A19 100w |  | 3 | No | [14 empty] | 0 | [12 empty] | 164.48 | 328.96 | 493.44 | D:19'' H:26 1/4'' O:148 1/2'' | 17 | 19 |  |  | 26.25 | Center Lock-Up |  |  | 148.5 |  |  |  | No |  | No | [20 empty] | D:5 1/2'' H:1 3/8'' Round |  |  |  |  | 144 | Clear Silver | 120 |  |  | 0 | 0 | 0 | 0 | 1 | 0 | 0 | 1 | 1 | 0 | 0 | 785652027437 | 21.25 | 21.25 | 19.25 | 21.4 | 5.03 | 175 | Yes | [8 empty] | ETL Dry | cETL Dry | STIRLING 3L PEND-962 | Three Light Pendant |  | 65953-962.jpg | 65953.jpg
65953EN3-710 | Three Light Pendant | The Stirling lighting collection by Sea Gull Lighting, with its chic style and eclectic twist brings clean, modern lines to a traditional soul. The Beige Linen drum shades combined with a Burnt Sienna finish or White Linen drum shades combined with a Brushed Nickel finish are both eye-catching and inviting. For the wall/bath fixtures only, a Chrome finish coupled with Opal Etched glass shades is also available. The assortment includes nine-light, five-light and three-light chandeliers, pendants in six sizes, both flush and semi-flush ceiling fixtures, a one-light wall sconce, as well as one-light, two-light, three-light and four-light wall/bath fixtures. Most of these fixtures easily convert to LED by purchasing LED replacement lamps sold separately. | LINE VOLTAGE PENDANT | Stirling | Pendants | Burnt Sienna | 710 | Steel | Beige Linen Fabric | D:19" H:9.875" |  | Satin Etched Glass | 3 Medium A19 9.3w |  | 3 | Yes | [14 empty] | 0 | [12 empty] | 174.98 | 349.96 | 524.94 | D:19'' H:26 1/4'' O:148 1/2'' | 17 | 19 |  |  | 26.25 | Center Lock-Up |  |  | 148.5 |  |  |  | No |  | No | [20 empty] | D:5 1/2'' H:1 3/8'' Round |  |  |  |  | 144 | Brown | 120 |  | Hardwired | 0 | 0 | 0 | 1 | 1 | 0 | 0 | 0 | 1 | 0 | 0 | 785652051197 | 21.5 | 21.5 | 19.5 | 20.7 | 5.216 | 175 | Yes | [8 empty] | ETL Dry | cETL Dry | STIRLING 3L PEND-710 | Three Light Pendant |  | 65953EN3-710.jpg | 65953.jpg
65953EN3-962 | Three Light Pendant | The Stirling lighting collection by Sea Gull Lighting, with its chic style and eclectic twist brings clean, modern lines to a traditional soul. The Beige Linen drum shades combined with a Burnt Sienna finish or White Linen drum shades combined with a Brushed Nickel finish are both eye-catching and inviting. For the wall/bath fixtures only, a Chrome finish coupled with Opal Etched glass shades is also available. The assortment includes nine-light, five-light and three-light chandeliers, pendants in six sizes, both flush and semi-flush ceiling fixtures, a one-light wall sconce, as well as one-light, two-light, three-light and four-light wall/bath fixtures. Most of these fixtures easily convert to LED by purchasing LED replacement lamps sold separately. | LINE VOLTAGE PENDANT | Stirling | Pendants | Brushed Nickel | 962 | Steel | White Linen Fabric | D:19" H:9.875" |  | Satin Etched Glass | 3 Medium A19 9.3w |  | 3 | Yes | [14 empty] | 0 | [12 empty] | 174.98 | 349.96 | 524.94 | D:19'' H:26 1/4'' O:148 1/2'' | 17 | 19 |  |  | 26.25 | Center Lock-Up |  |  | 148.5 |  |  |  | No |  | No | [20 empty] | D:5 1/2'' H:1 3/8'' Round |  |  |  |  | 144 | Clear Silver | 120 |  |  | 0 | 0 | 0 | 1 | 1 | 0 | 0 | 0 | 1 | 0 | 0 | 785652051203 | 21.25 | 21.25 | 19.25 | 21.4 | 5.03 | 175 | Yes | [8 empty] | ETL Dry | cETL Dry | STIRLING 3L PEND-962 | Three Light Pendant |  | 65953EN3-962.jpg | 65953.jpg
6601801-04 | One Light Pendant | While hanging globes are one of lighting's hottest trends, Sea Gull's timeless Leo Collection has been around for 50 years! Constantly evolving with the times, these classic pendants are now offered with NEW Clear Seeded glass and in Satin Aluminum finish. Adjustable cloth cords allow for unlimited variations of hanging heights. All glass softly diffuse the light, each fixture comes with 54” of cuttable cord to customize the installation exactly to your needs. Easily convert every piece in the collection to LED by purchasing LED replacement lamps sold separately. All fixtures are qualified and California Title 24 compliant and damp rated for use in sheltered, damp environments like bathrooms, covered patios or porches. | LINE VOLTAGE PENDANT | Leo - Hanging Globe | Pendants | Satin Aluminum | 4 | Aluminum |  |  |  | Clear Seeded Glass | 1 Medium ST19 100w |  | 1 | No | [14 empty] | 0 | [12 empty] | 43.98 | 87.96 | 131.94 | D:10'' H:10 3/4'' O:58'' | 2.47 | 10 |  |  | 10.75 | Center Lock-Up |  |  | 58 |  |  |  | No |  | No | [20 empty] | D:5'' DP:1'' |  |  |  |  | 54 | Black |  |  | Hardwired | 0 | 0 | 0 | 0 | 1 | 0 | 0 | 1 | 0 | 0 | 0 | 785652057076 | 14 | 11.75 | 11.75 | 3.6 | 1.119 | 250 | Yes | [8 empty] | UL Damp | cUL Damp | HANGING GLOBE 1L PEND-04 | One Light Pendant |  | 6601801-04.png | 6601801.jpg
6601801-848 | One Light Pendant | While hanging globes are one of lighting's hottest trends, Sea Gull's timeless Leo Collection has been around for 50 years! Constantly evolving with the times, these classic pendants are now offered with NEW Clear Seeded glass and in Satin Aluminum finish. Adjustable cloth cords allow for unlimited variations of hanging heights. All glass softly diffuse the light, each fixture comes with 54” of cuttable cord to customize the installation exactly to your needs. Easily convert every piece in the collection to LED by purchasing LED replacement lamps sold separately. All fixtures are qualified and California Title 24 compliant and damp rated for use in sheltered, damp environments like bathrooms, covered patios or porches. | LINE VOLTAGE PENDANT | Leo - Hanging Globe | Pendants | Satin Bronze | 848 | Steel | Clear Seeded Glass | D:10" H:9.625" |  |  | 1 Medium ST19 100w |  | 1 | No | [14 empty] | 0 | [12 empty] | 43.98 | 87.96 | 131.94 | D:10'' H:10 3/4'' O:58'' | 2.47 | 10 |  |  | 10.75 | Center Lock-Up |  |  | 58 |  |  |  | No |  | No | [20 empty] | D:5'' DP:1'' |  |  |  |  | 54 | Black |  |  | Hardwired | 0 | 0 | 0 | 0 | 1 | 0 | 0 | 1 | 0 | 0 | 0 | 785652070860 | 14 | 12 | 11.58 | 3.4 | 1.126 | 250 | Yes | [8 empty] | UL Damp | cUL Damp | LEO H.G. 1L MD PEND-848 | One Light Pendant |  | 6601801-848.jpg | 6601801.jpg
6601801EN7-04 | One Light Pendant | While hanging globes are one of lighting's hottest trends, Sea Gull's timeless Leo Collection has been around for 50 years! Constantly evolving with the times, these classic pendants are now offered with NEW Clear Seeded glass and in Satin Aluminum finish. Adjustable cloth cords allow for unlimited variations of hanging heights. All glass softly diffuse the light, each fixture comes with 54” of cuttable cord to customize the installation exactly to your needs. Easily convert every piece in the collection to LED by purchasing LED replacement lamps sold separately. All fixtures are qualified and California Title 24 compliant and damp rated for use in sheltered, damp environments like bathrooms, covered patios or porches. | LINE VOLTAGE PENDANT | Leo - Hanging Globe | Pendants | Satin Aluminum | 4 | Aluminum |  |  |  | Clear Seeded Glass | 1 Medium A19 8.5w |  | 1 | Yes | [14 empty] | 0 | [12 empty] | 49.98 | 99.96 | 149.94 | D:10'' H:10 3/4'' O:58'' | 2.47 | 10 |  |  | 10.75 | Center Lock-Up |  |  | 58 |  |  |  | No |  | No | [20 empty] | D:5'' DP:1'' |  |  |  |  | 54 | Black |  |  | Hardwired | 0 | 0 | 0 | 1 | 1 | 0 | 0 | 0 | 0 | 0 | 0 | 785652069154 | 14 | 11.75 | 11.75 | 3.6 | 1.119 | 250 | Yes | [8 empty] | UL Damp | cUL Damp | LEO H.G. 1L LED PEND-04 | One Light Pendant |  | 6601801EN7-04.jpg | 6601801.jpg
6601801EN7-848 | One Light Pendant | While hanging globes are one of lighting's hottest trends, Sea Gull's timeless Leo Collection has been around for 50 years! Constantly evolving with the times, these classic pendants are now offered with NEW Clear Seeded glass and in Satin Aluminum finish. Adjustable cloth cords allow for unlimited variations of hanging heights. All glass softly diffuse the light, each fixture comes with 54” of cuttable cord to customize the installation exactly to your needs. Easily convert every piece in the collection to LED by purchasing LED replacement lamps sold separately. All fixtures are qualified and California Title 24 compliant and damp rated for use in sheltered, damp environments like bathrooms, covered patios or porches. | LINE VOLTAGE PENDANT | Leo - Hanging Globe | Pendants | Satin Bronze | 848 | Steel |  |  |  | Clear Seeded Glass | 1 Medium A19 8.5w |  | 1 | Yes | [14 empty] | 0 | [12 empty] | 49.98 | 99.96 | 149.94 | D:10'' H:10 3/4'' O:58'' | 2.47 | 10 |  |  | 10.75 | Center Lock-Up |  |  | 58 |  |  |  | No |  | No | [20 empty] | D:5'' DP:1'' |  |  |  |  | 54 | Black |  |  | Hardwired | 0 | 0 | 0 | 1 | 1 | 0 | 0 | 0 | 0 | 0 | 0 | 785652072468 | 14 | 12 | 11.58 | 3.4 | 1.126 | 250 | Yes | [8 empty] | UL Damp | cUL Damp | LEO H.G. 1L LED MD PEND-848 | One Light Pendant |  | 6601801EN7-848.jpg | 6601801.jpg
66060-782 | One Light Pendant | The Sussex lighting collection from Sea Gull Lighting is a perfect crossover from cottage style into urban chic. The Sussex collection's retro appeal softens and warms-up contemporary spaces, while retaining an up-to-date decor. Look to Sussex when balance and unity are required in your interior design. Offered in Brushed Nickel finish with Satin White glass or Heirloom Bronze with Satin Etched glass. For the wall/bath fixtures only, a Chrome finish coupled with Satin White glass is also available. The assortment includes nine-light, five-light and three-light chandeliers, pendants in six sizes, both flush and semi-flush ceiling fixtures, as well as one-light, two-light, three-light and four-light wall/bath fixtures. Both incandescent lamping and ENERGY STAR-qualified LED lamping are available. Most of these fixtures easily convert to LED by purchasing LED replacement lamps sold separately. | LINE VOLTAGE PENDANT | Sussex | Pendants | Heirloom Bronze | 782 | Steel | Satin Etched Glass | D:15.75" H:5.5" |  |  | 1 Medium A19 150w |  | 1 | No | [14 empty] | 0 | [12 empty] | 89.98 | 179.96 | 269.94 | D:15 3/4'' H:20'' O:144'' | 7.3 | 15.75 |  |  | 20 | Center Lock-Up |  |  | 144 |  |  |  | No |  | No | [20 empty] | D:6 3/4'' DP:3'' |  |  |  |  | 144 | Brown | 120 | N/A | Hardwired | 0 | 0 | 0 | 0 | 1 | 0 | 0 | 1 | 1 | 0 | 0 | 785652660689 | 18 | 18 | 7.5 | 9.1 | 1.406 | 125 | Yes | [8 empty] | ETL Dry | cETL Dry | SUSSEX 1L PEND-782 | One Light Pendant |  | 66060-782.jpg | 66060.jpg
66060-962 | One Light Pendant | The Sussex lighting collection from Sea Gull Lighting is a perfect crossover from cottage style into urban chic. The Sussex collection's retro appeal softens and warms-up contemporary spaces, while retaining an up-to-date decor. Look to Sussex when balance and unity are required in your interior design. Offered in Brushed Nickel finish with Satin White glass or Heirloom Bronze with Satin Etched glass. For the wall/bath fixtures only, a Chrome finish coupled with Satin White glass is also available. The assortment includes nine-light, five-light and three-light chandeliers, pendants in six sizes, both flush and semi-flush ceiling fixtures, as well as one-light, two-light, three-light and four-light wall/bath fixtures. Both incandescent lamping and ENERGY STAR-qualified LED lamping are available. Most of these fixtures easily convert to LED by purchasing LED replacement lamps sold separately. | LINE VOLTAGE PENDANT | Sussex | Pendants | Brushed Nickel | 962 | Steel | Satin White Glass | D:15.75" H:5.5" |  |  | 1 Medium A19 150w |  | 1 | No | [14 empty] | 0 | [12 empty] | 89.98 | 179.96 | 269.94 | D:15 3/4'' H:20'' O:144'' | 7.3 | 15.75 |  |  | 20 | Center Lock-Up |  |  | 144 |  |  |  | No |  | No | [20 empty] | D:6 3/4'' DP:3'' |  |  |  |  | 144 | Clear | 120 | N/A | Hardwired | 0 | 0 | 0 | 0 | 1 | 0 | 0 | 1 | 1 | 0 | 0 | 785652660603 | 18.75 | 18.5 | 9.25 | 9.45 | 1.857 | 175 | Yes | [8 empty] | ETL Dry | cETL Dry | SUSSEX 1L PEND-962 | One Light Pendant |  | 66060-962.jpg | 66060.jpg
66060EN3-782 | One Light Pendant | The Sussex lighting collection from Sea Gull Lighting is a perfect crossover from cottage style into urban chic. The Sussex collection's retro appeal softens and warms-up contemporary spaces, while retaining an up-to-date decor. Look to Sussex when balance and unity are required in your interior design. Offered in Brushed Nickel finish with Satin White glass or Heirloom Bronze with Satin Etched glass. For the wall/bath fixtures only, a Chrome finish coupled with Satin White glass is also available. The assortment includes nine-light, five-light and three-light chandeliers, pendants in six sizes, both flush and semi-flush ceiling fixtures, as well as one-light, two-light, three-light and four-light wall/bath fixtures. Both incandescent lamping and ENERGY STAR-qualified LED lamping are available. Most of these fixtures easily convert to LED by purchasing LED replacement lamps sold separately. | LINE VOLTAGE PENDANT | Sussex | Pendants | Heirloom Bronze | 782 | Steel | Satin Etched Glass | D:15.625" H:5.5" |  | Satin Etched Glass | 1 Medium A19 9.3w |  | 1 | Yes | [14 empty] | 0 | [12 empty] | 92.98 | 185.96 | 278.94 | D:15 3/4'' H:20'' O:144'' | 7.3 | 15.75 |  |  | 20 | Center Lock-Up |  |  | 144 |  |  |  | No |  | No | [20 empty] | D:6 5/8'' DP:3'' H:3'' |  |  |  |  | 144 | Brown | 120 | N/A | Hardwired | 0 | 0 | 0 | 1 | 1 | 0 | 0 | 0 | 1 | 0 | 0 | 785652047077 | 18.5 | 8 | 18.5 | 9.45 | 1.584 | 125 | Yes | [8 empty] | ETL Dry | cETL Dry | SUSSEX 1L PEND-782 | One Light Pendant |  | 66060EN3-782.jpg | 66060.jpg
66060EN3-962 | One Light Pendant | The Sussex lighting collection from Sea Gull Lighting is a perfect crossover from cottage style into urban chic. The Sussex collection's retro appeal softens and warms-up contemporary spaces, while retaining an up-to-date decor. Look to Sussex when balance and unity are required in your interior design. Offered in Brushed Nickel finish with Satin White glass or Heirloom Bronze with Satin Etched glass. For the wall/bath fixtures only, a Chrome finish coupled with Satin White glass is also available. The assortment includes nine-light, five-light and three-light chandeliers, pendants in six sizes, both flush and semi-flush ceiling fixtures, as well as one-light, two-light, three-light and four-light wall/bath fixtures. Both incandescent lamping and ENERGY STAR-qualified LED lamping are available. Most of these fixtures easily convert to LED by purchasing LED replacement lamps sold separately. | LINE VOLTAGE PENDANT | Sussex | Pendants | Brushed Nickel | 962 | Steel | Satin White Glass | D:15.75" H:5.5" |  | Satin Etched Glass | 1 Medium A19 9.3w |  | 1 | Yes | [14 empty] | 0 | [12 empty] | 92.98 | 185.96 | 278.94 | D:15 3/4'' H:20'' O:144'' | 7.3 | 15.75 |  |  | 20 | Center Lock-Up |  |  | 144 |  |  |  | No |  | No | [20 empty] | D:6 5/8'' DP:3'' |  |  |  |  | 144 | Clear | 120 | N/A | Hardwired | 0 | 0 | 0 | 1 | 1 | 0 | 0 | 0 | 1 | 0 | 0 | 785652047084 | 18.375 | 18 | 8.5 | 8.8 | 1.627 | 175 | Yes | [8 empty] | ETL Dry | cETL Dry | SUSSEX 1L PEND-962 | One Light Pendant |  | 66060EN3-962.jpg | 66060.jpg
66061-782 | Three Light Island Pendant | The Sussex lighting collection from Sea Gull Lighting is a perfect crossover from cottage style into urban chic. The Sussex collection's retro appeal softens and warms-up contemporary spaces, while retaining an up-to-date decor. Look to Sussex when balance and unity are required in your interior design. Offered in Brushed Nickel finish with Satin White glass or Heirloom Bronze with Satin Etched glass. For the wall/bath fixtures only, a Chrome finish coupled with Satin White glass is also available. The assortment includes nine-light, five-light and three-light chandeliers, pendants in six sizes, both flush and semi-flush ceiling fixtures, as well as one-light, two-light, three-light and four-light wall/bath fixtures. Both incandescent lamping and ENERGY STAR-qualified LED lamping are available. Most of these fixtures easily convert to LED by purchasing LED replacement lamps sold separately. | LINE VOLTAGE PENDANT | Sussex | Pendants | Heirloom Bronze | 782 | Steel | Satin Etched Glass | D:7.5" H:4.125" |  |  | 3 Medium A19 100w |  | 3 | No | [14 empty] | 0 | [12 empty] | 159.98 | 319.96 | 479.94 | L:26'' W:7 1/2'' H:18 1/4'' O:140 1/4'' | 11.1 |  | 26 | 7.5 | 18.25 | Center Lock-Up |  |  | 140.25 |  |  |  | No |  | No | [20 empty] | D:6 5/8'' H:3'' Round |  |  |  |  | 144 | Brown | 120 | N/A | Hardwired | 0 | 0 | 0 | 0 | 1 | 0 | 0 | 1 | 1 | 0 | 0 | 785652660672 | 23.5 | 17 | 7.5 | 13.9 | 1.734 | 100 | Yes | [8 empty] | ETL Dry | cETL Dry | SUSSEX 3L ISLAND-782 | Three Light Island Pendant |  | 66061-782.jpg | 66061.jpg
66061-962 | Three Light Island Pendant | The Sussex lighting collection from Sea Gull Lighting is a perfect crossover from cottage style into urban chic. The Sussex collection's retro appeal softens and warms-up contemporary spaces, while retaining an up-to-date decor. Look to Sussex when balance and unity are required in your interior design. Offered in Brushed Nickel finish with Satin White glass or Heirloom Bronze with Satin Etched glass. For the wall/bath fixtures only, a Chrome finish coupled with Satin White glass is also available. The assortment includes nine-light, five-light and three-light chandeliers, pendants in six sizes, both flush and semi-flush ceiling fixtures, as well as one-light, two-light, three-light and four-light wall/bath fixtures. Both incandescent lamping and ENERGY STAR-qualified LED lamping are available. Most of these fixtures easily convert to LED by purchasing LED replacement lamps sold separately. | LINE VOLTAGE PENDANT | Sussex | Pendants | Brushed Nickel | 962 | Steel | Satin White Glass | D:7.5" H:4.125" |  |  | 3 Medium A19 100w |  | 3 | No | [14 empty] | 0 | [12 empty] | 159.98 | 319.96 | 479.94 | L:26'' W:7 1/2'' H:18 1/4'' O:140 1/4'' | 11.1 |  | 26 | 7.5 | 18.25 | Center Lock-Up |  |  | 140.25 |  |  |  | No |  | No | [20 empty] | D:6 5/8'' H:3'' Round |  |  |  |  | 144 | Clear | 120 | N/A | Hardwired | 0 | 0 | 0 | 0 | 1 | 0 | 0 | 1 | 1 | 0 | 0 | 785652660610 | 23.5 | 17 | 7.5 | 13.9 | 1.734 | 100 | Yes | [8 empty] | ETL Dry | cETL Dry | SUSSEX 3L ISLAND-962 | Three Light Island Pendant |  | 66061-962.jpg | 66061.jpg
66061EN3-782 | Three Light Island Pendant | The Sussex lighting collection from Sea Gull Lighting is a perfect crossover from cottage style into urban chic. The Sussex collection's retro appeal softens and warms-up contemporary spaces, while retaining an up-to-date decor. Look to Sussex when balance and unity are required in your interior design. Offered in Brushed Nickel finish with Satin White glass or Heirloom Bronze with Satin Etched glass. For the wall/bath fixtures only, a Chrome finish coupled with Satin White glass is also available. The assortment includes nine-light, five-light and three-light chandeliers, pendants in six sizes, both flush and semi-flush ceiling fixtures, as well as one-light, two-light, three-light and four-light wall/bath fixtures. Both incandescent lamping and ENERGY STAR-qualified LED lamping are available. Most of these fixtures easily convert to LED by purchasing LED replacement lamps sold separately. | LINE VOLTAGE PENDANT | Sussex | Pendants | Heirloom Bronze | 782 | Steel | Satin Etched Glass | D:7.5" H:4.125" |  |  | 3 Medium A19 9.3w |  | 3 | Yes | [14 empty] | 0 | [12 empty] | 174.98 | 349.96 | 524.94 | L:26'' W:7 1/2'' H:18 1/4'' O:140 1/4'' | 11.1 |  | 26 | 7.5 | 18.25 | Center Lock-Up |  |  | 140.25 |  |  |  | No |  | No | [20 empty] | D:6 5/8'' H:3'' |  |  |  |  | 144 | Brown | 120 | N/A | Hardwired | 0 | 0 | 0 | 1 | 1 | 0 | 0 | 0 | 1 | 0 | 0 | 785652051210 | 23.5 | 17 | 7.5 | 13.9 | 1.734 | 100 | Yes | [8 empty] | ETL Dry | cETL Dry | SUSSEX 3L ISLAND-782 | Three Light Island Pendant |  | 66061EN3-782.jpg | 66061.jpg
66061EN3-962 | Three Light Island Pendant | The Sussex lighting collection from Sea Gull Lighting is a perfect crossover from cottage style into urban chic. The Sussex collection's retro appeal softens and warms-up contemporary spaces, while retaining an up-to-date decor. Look to Sussex when balance and unity are required in your interior design. Offered in Brushed Nickel finish with Satin White glass or Heirloom Bronze with Satin Etched glass. For the wall/bath fixtures only, a Chrome finish coupled with Satin White glass is also available. The assortment includes nine-light, five-light and three-light chandeliers, pendants in six sizes, both flush and semi-flush ceiling fixtures, as well as one-light, two-light, three-light and four-light wall/bath fixtures. Both incandescent lamping and ENERGY STAR-qualified LED lamping are available. Most of these fixtures easily convert to LED by purchasing LED replacement lamps sold separately. | LINE VOLTAGE PENDANT | Sussex | Pendants | Brushed Nickel | 962 | Steel | Satin White Glass | D:7.5" H:4.125" |  |  | 3 Medium A19 9.3w |  | 3 | Yes | [14 empty] | 0 | [12 empty] | 174.98 | 349.96 | 524.94 | L:26'' W:7 1/2'' H:18 1/4'' O:140 1/4'' | 11.1 |  | 26 | 7.5 | 18.25 | Center Lock-Up |  |  | 140.25 |  |  |  | No |  | No | [20 empty] | D:6 5/8'' H:3'' Round |  |  |  |  | 144 | Clear | 120 | N/A | Hardwired | 0 | 0 | 0 | 1 | 1 | 0 | 0 | 0 | 1 | 0 | 0 | 785652051227 | 23.5 | 17 | 7.5 | 13.9 | 1.734 | 100 | Yes | [8 empty] | ETL Dry | cETL Dry | SUSSEX 3L ISLAND-962 | Three Light Island Pendant |  | 66061EN3-962.jpg | 66061.jpg
66062-782 | Three Light Semi-Flush Convertible Pendant | The Sussex lighting collection from Sea Gull Lighting is a perfect crossover from cottage style into urban chic. The Sussex collection's retro appeal softens and warms-up contemporary spaces, while retaining an up-to-date decor. Look to Sussex when balance and unity are required in your interior design. Offered in Brushed Nickel finish with Satin White glass or Heirloom Bronze with Satin Etched glass. For the wall/bath fixtures only, a Chrome finish coupled with Satin White glass is also available. The assortment includes nine-light, five-light and three-light chandeliers, pendants in six sizes, both flush and semi-flush ceiling fixtures, as well as one-light, two-light, three-light and four-light wall/bath fixtures. Both incandescent lamping and ENERGY STAR-qualified LED lamping are available. Most of these fixtures easily convert to LED by purchasing LED replacement lamps sold separately. | LINE VOLTAGE PENDANT | Sussex | Ceiling Lights | Heirloom Bronze | 782 | Steel | Satin Etched Glass | D:12" H:4.5" |  |  | 3 Medium A19 100w |  | 3 | No | [14 empty] | 0 | [12 empty] | 133.48 | 266.96 | 400.44 | D:15 1/4'' H:16 3/4'' O:141'' | 7.2 | 15.25 |  |  | 16.75 | Cap Nuts |  | 15 | 141 |  |  |  | No |  | No | [20 empty] | D:6 5/8'' H:3'' |  |  |  |  | 144 | Brown | 120 | N/A | Hardwired | 0 | 0 | 0 | 0 | 1 | 0 | 0 | 1 | 1 | 0 | 0 | 785652660597 | 17 | 17 | 7.25 | 9.05 | 1.213 | 125 | Yes | [8 empty] | ETL Dry | cETL Dry | SUSSEX 3L CEILING-782 | Three Light Semi-Flush Convertible Pendant |  | 66062-782.jpg | 66062.jpg
66062-962 | Three Light Semi-Flush Convertible Pendant | The Sussex lighting collection from Sea Gull Lighting is a perfect crossover from cottage style into urban chic. The Sussex collection's retro appeal softens and warms-up contemporary spaces, while retaining an up-to-date decor. Look to Sussex when balance and unity are required in your interior design. Offered in Brushed Nickel finish with Satin White glass or Heirloom Bronze with Satin Etched glass. For the wall/bath fixtures only, a Chrome finish coupled with Satin White glass is also available. The assortment includes nine-light, five-light and three-light chandeliers, pendants in six sizes, both flush and semi-flush ceiling fixtures, as well as one-light, two-light, three-light and four-light wall/bath fixtures. Both incandescent lamping and ENERGY STAR-qualified LED lamping are available. Most of these fixtures easily convert to LED by purchasing LED replacement lamps sold separately. | LINE VOLTAGE PENDANT | Sussex | Ceiling Lights | Brushed Nickel | 962 | Steel | Satin White Glass | D:12" H:4.5" |  |  | 3 Medium A19 100w |  | 3 | No | [14 empty] | 0 | [12 empty] | 133.48 | 266.96 | 400.44 | D:15 1/4'' H:16 3/4'' O:141'' | 7.2 | 15.25 |  |  | 16.75 | Dual Mount |  | 15 | 141 |  |  |  | No |  | No | [20 empty] | D:6 5/8'' H:3'' |  |  |  |  | 144 | Clear | 120 | N/A | Hardwired | 0 | 0 | 0 | 0 | 1 | 0 | 0 | 1 | 1 | 0 | 0 | 785652660634 | 17 | 17 | 7.25 | 9.05 | 1.213 | 125 | Yes | [8 empty] | ETL Dry | cETL Dry | SUSSEX 3L CEILING-962 | Three Light Semi-Flush Convertible Pendant |  | 66062-962.jpg | 66062.jpg
66062EN3-782 | Three Light Semi-Flush Convertible Pendant | The Sussex lighting collection from Sea Gull Lighting is a perfect crossover from cottage style into urban chic. The Sussex collection's retro appeal softens and warms-up contemporary spaces, while retaining an up-to-date decor. Look to Sussex when balance and unity are required in your interior design. Offered in Brushed Nickel finish with Satin White glass or Heirloom Bronze with Satin Etched glass. For the wall/bath fixtures only, a Chrome finish coupled with Satin White glass is also available. The assortment includes nine-light, five-light and three-light chandeliers, pendants in six sizes, both flush and semi-flush ceiling fixtures, as well as one-light, two-light, three-light and four-light wall/bath fixtures. Both incandescent lamping and ENERGY STAR-qualified LED lamping are available. Most of these fixtures easily convert to LED by purchasing LED replacement lamps sold separately. | LINE VOLTAGE PENDANT | Sussex | Ceiling Lights | Heirloom Bronze | 782 | Steel | Satin Etched Glass | D:12" |  |  | 3 Medium A19 9.3w |  | 3 | Yes | [14 empty] | 0 | [12 empty] | 149.98 | 299.96 | 449.94 | D:15 1/4'' H:16 3/4'' O:140 7/8'' | 7.2 | 15.25 |  |  | 16.75 | Dual Mount |  | 15 | 140.875 |  |  |  | No |  | No | [20 empty] | D:6 5/8'' DP:3'' |  |  |  |  | 144 | Brown | 120 | N/A | Hardwired | 0 | 0 | 0 | 1 | 1 | 0 | 0 | 0 | 1 | 0 | 0 | 785652047183 | 17 | 17 | 7.25 | 9.05 | 1.213 | 125 | Yes | [8 empty] | ETL Dry | cETL Dry | SUSSEX 3L CEILING-782 | Three Light Semi-Flush Convertible Pendant |  | 66062EN3-782.jpg | 66062.jpg
66062EN3-962 | Three Light Semi-Flush Convertible Pendant | The Sussex lighting collection from Sea Gull Lighting is a perfect crossover from cottage style into urban chic. The Sussex collection's retro appeal softens and warms-up contemporary spaces, while retaining an up-to-date decor. Look to Sussex when balance and unity are required in your interior design. Offered in Brushed Nickel finish with Satin White glass or Heirloom Bronze with Satin Etched glass. For the wall/bath fixtures only, a Chrome finish coupled with Satin White glass is also available. The assortment includes nine-light, five-light and three-light chandeliers, pendants in six sizes, both flush and semi-flush ceiling fixtures, as well as one-light, two-light, three-light and four-light wall/bath fixtures. Both incandescent lamping and ENERGY STAR-qualified LED lamping are available. Most of these fixtures easily convert to LED by purchasing LED replacement lamps sold separately. | CEILING | Sussex | Ceiling Lights | Brushed Nickel | 962 | Steel | Satin White Glass | D:12" H:4.5" |  |  | 3 Medium A19 9.3w |  | 3 | Yes | [14 empty] | 0 | [12 empty] | 149.98 | 299.96 | 449.94 | D:15 1/4'' H:16 3/4'' O:141'' | 7.2 | 15.25 |  |  | 16.75 | Center Lock-Up |  | 15 | 141 |  |  |  | No |  | No | [20 empty] | D:6 5/8'' DP:3'' |  |  |  |  | 144 | Clear | 120 | N/A | Hardwired | 0 | 0 | 0 | 1 | 1 | 0 | 0 | 0 | 1 | 0 | 0 | 785652047190 | 17 | 17 | 7.25 | 9.05 | 1.213 | 125 | Yes | [8 empty] | ETL Dry | cETL Dry | SUSSEX 3L CEILING-962 | Three Light Semi-Flush Convertible Pendant |  | 66062EN3-962.jpg | 66062.jpg
6610403-715 | Three Light Pendant | Named after the Italian word for “sphere,” the transitional Sfera collection by Sea Gull Lighting features detailed center bands and rounded, sweeping curves -- rustic with a modern inspiration. Offered in Autumn Bronze finish with several glass options – extraordinary painted Mercury glass and Café Tint glass, as well as a Smoky Amber glass for wall/bath fixtures only. The assortment includes six-light and four-light chandeliers, pendants in three sizes, both flush and semi-flush ceiling fixtures, as well as two-light, three-light and four-light wall/bath fixtures. Both incandescent lamping and ENERGY STAR-qualified LED lamping are available. Most of these fixtures easily convert to LED by purchasing LED replacement lamps sold separately. | LINE VOLTAGE PENDANT | Sfera | Pendants | Autumn Bronze | 715 | Steel | Mercury Glass | D:18.25" H:9.25" | D:18.25" |  | 3 Medium A19 100w |  | 3 | No | [14 empty] | 0 | [12 empty] | 225.45 | 450.9 | 676.35 | D:18 1/2'' H:24 1/2'' O:164 1/2'' | 16.2 | 18.5 |  |  | 24.5 | Screw Collar - Chain |  |  | 164.5 |  |  |  | No |  | No | [20 empty] | D:5'' H:1 1/4'' Round |  |  |  |  | 168 | Brown | 144 |  | Hardwired | 0 | 0 | 0 | 0 | 1 | 0 | 0 | 1 | 1 | 0 | 0 | 785652240263 | 21 | 20 | 16.625 | 20.2 | 4.041 | 175 | Yes | [9 empty] | cETL Damp | SFERA 3L MERCURY PEND-715 | Three Light Pendant |  | 6610403-715.jpg | 6610403.jpg
6610403EN3-715 | Three Light Pendant | Named after the Italian word for “sphere,” the transitional Sfera collection by Sea Gull Lighting features detailed center bands and rounded, sweeping curves -- rustic with a modern inspiration. Offered in Autumn Bronze finish with several glass options – extraordinary painted Mercury glass and Café Tint glass, as well as a Smoky Amber glass for wall/bath fixtures only. The assortment includes six-light and four-light chandeliers, pendants in three sizes, both flush and semi-flush ceiling fixtures, as well as two-light, three-light and four-light wall/bath fixtures. Both incandescent lamping and ENERGY STAR-qualified LED lamping are available. Most of these fixtures easily convert to LED by purchasing LED replacement lamps sold separately. | LINE VOLTAGE PENDANT | Sfera | Pendants | Autumn Bronze | 715 | Steel | Mercury Glass | D:18.25" H:9.25" | D:18.25" |  | 3 Medium A19 9.3w |  | 3 | Yes | [14 empty] | 0 | [12 empty] | 234.95 | 469.9 | 704.85 | D:18 1/2'' H:24 1/2'' O:164 1/2'' | 16.2 | 18.5 |  |  | 24.5 | Screw Collar - Chain |  |  | 164.5 |  |  |  | No |  | No | [20 empty] | D:5'' H:1 1/4'' Round |  |  |  |  | 168 | Brown | 144 |  | Hardwired | 0 | 0 | 0 | 1 | 1 | 0 | 0 | 0 | 1 | 0 | 0 | 785652046940 | 21 | 20 | 16.7 | 20.2 | 4.059 | 175 | Yes | [9 empty] | cETL Damp | SFERA 3L MERCURY PEND-715 | Three Light Pendant |  | 6610403EN3-715.jpg | 6610403.jpg
6613003-845 | Three Light Pendant | The subtle details of the Parkfield lighting collection by Sea Gull Lighting make this transitional design perfect for a wide range of décor. The four-sided, glass shades and the supporting sockets feature a graduated step detail which gives each fixture a slightly more masculine and tailored look. Available in both a casual Flemish Bronze finish with Crème Parchment glass or the elegantly modern Brushed Nickel finish with Opal Etched glass, the full lighting collection offers a nine-light or five-light chandelier, a three-light down chandelier; a two-light semi-flush mount; a three-light up pendant; and one-light, two-light, three-light and four-light bath fixture (all of which can mount up or down). Incandescent and ENERGY STAR-qualified LED lamping are available. | LINE VOLTAGE PENDANT | Parkfield | Pendants | Flemish Bronze | 845 | Steel | Creme Parchment Glass Bowl | D:19" H:5.75" |  |  | 3 Medium A19 75w |  | 3 | No | [14 empty] | 0 | [12 empty] | 124.98 | 249.96 | 374.94 | D:19'' H:22 5/8'' O:60 1/2'' | 8.2 | 19 |  |  | 22.625 | Center Lock-Up |  |  | 60.5 |  |  |  | No |  | No | [20 empty] | D:5'' H:5/8'' Round |  |  |  |  | 72 | Brown | 36 |  | Hardwired | 0 | 0 | 0 | 0 | 1 | 0 | 0 | 1 | 1 | 0 | 0 | 785652259180 | 21.75 | 21.25 | 14.25 | 12.1 | 3.811 | 250 | Yes | [9 empty] | cETL Damp | PARKFIELD 3L PEND-845 | Three Light Pendant |  | 6613003-845.jpg | 6613003.jpg
6613003-962 | Three Light Pendant | The subtle details of the Parkfield lighting collection by Sea Gull Lighting make this transitional design perfect for a wide range of décor. The four-sided, glass shades and the supporting sockets feature a graduated step detail which gives each fixture a slightly more masculine and tailored look. Available in both a casual Flemish Bronze finish with Crème Parchment glass or the elegantly modern Brushed Nickel finish with Opal Etched glass, the full lighting collection offers a nine-light or five-light chandelier, a three-light down chandelier; a two-light semi-flush mount; a three-light up pendant; and one-light, two-light, three-light and four-light bath fixture (all of which can mount up or down). Incandescent and ENERGY STAR-qualified LED lamping are available. | LINE VOLTAGE PENDANT | Parkfield | Pendants | Brushed Nickel | 962 | Steel | Etched / White Inside Glass Bowl | D:19" H:5.75" |  |  | 3 Medium A19 75w |  | 3 | No | [14 empty] | 0 | [12 empty] | 124.98 | 249.96 | 374.94 | D:19'' H:22 5/8'' O:60 1/2'' | 8.2 | 19 |  |  | 22.625 | Center Lock-Up |  |  | 60.5 |  |  |  | No |  | No | [20 empty] | D:5'' H:5/8'' Round |  |  |  |  | 72 | Clear | 36 |  | Hardwired | 0 | 0 | 0 | 0 | 1 | 0 | 0 | 1 | 1 | 0 | 0 | 785652274893 | 21.5 | 21.5 | 14 | 12.8 | 3.745 | 250 | Yes | [9 empty] | cETL Damp | PARKFIELD 3L PEND-962 | Three Light Pendant |  | 6613003-962.jpg | 6613003.jpg
6613003EN3-845 | Three Light Pendant | The subtle details of the Parkfield lighting collection by Sea Gull Lighting make this transitional design perfect for a wide range of décor. The four-sided, glass shades and the supporting sockets feature a graduated step detail which gives each fixture a slightly more masculine and tailored look. Available in both a casual Flemish Bronze finish with Crème Parchment glass or the elegantly modern Brushed Nickel finish with Opal Etched glass, the full lighting collection offers a nine-light or five-light chandelier, a three-light down chandelier; a two-light semi-flush mount; a three-light up pendant; and one-light, two-light, three-light and four-light bath fixture (all of which can mount up or down). Incandescent and ENERGY STAR-qualified LED lamping are available. | LINE VOLTAGE PENDANT | Parkfield | Pendants | Flemish Bronze | 845 | Steel | Creme Parchment Glass Bowl | D:19" H:5.75" |  |  | 3 Medium A19 9.3w |  | 3 | Yes | [14 empty] | 0 | [12 empty] | 145.48 | 290.96 | 436.44 | D:19'' H:22 5/8'' O:60 1/2'' | 8.2 | 19 |  |  | 22.625 | Center Lock-Up |  |  | 60.5 |  |  |  | No |  | No | [20 empty] | D:5'' H:5/8'' Round |  |  |  |  | 72 | Brown | 36 |  | Hardwired | 0 | 0 | 0 | 1 | 1 | 0 | 0 | 0 | 1 | 0 | 0 | 785652051234 | 21.75 | 21.25 | 14.25 | 12.1 | 3.811 | 250 | Yes | [9 empty] | cETL Damp | PARKFIELD 3L PEND-845 | Three Light Pendant |  | 6613003EN3-845.jpg | 6613003.jpg
6613003EN3-962 | Three Light Pendant | The subtle details of the Parkfield lighting collection by Sea Gull Lighting make this transitional design perfect for a wide range of décor. The four-sided, glass shades and the supporting sockets feature a graduated step detail which gives each fixture a slightly more masculine and tailored look. Available in both a casual Flemish Bronze finish with Crème Parchment glass or the elegantly modern Brushed Nickel finish with Opal Etched glass, the full lighting collection offers a nine-light or five-light chandelier, a three-light down chandelier; a two-light semi-flush mount; a three-light up pendant; and one-light, two-light, three-light and four-light bath fixture (all of which can mount up or down). Incandescent and ENERGY STAR-qualified LED lamping are available. | LINE VOLTAGE PENDANT | Parkfield | Pendants | Brushed Nickel | 962 | Steel | Etched / White Inside Glass Bowl | D:19" H:5.75" |  |  | 3 Medium A19 9.3w |  | 3 | Yes | [14 empty] | 0 | [12 empty] | 145.48 | 290.96 | 436.44 | D:19'' H:22 5/8'' O:60 1/2'' | 8.2 | 19 |  |  | 22.625 | Center Lock-Up |  |  | 60.5 |  |  |  | No |  | No | [20 empty] | D:5'' H:5/8'' Round |  |  |  |  | 72 | Clear | 36 |  | Hardwired | 0 | 0 | 0 | 1 | 1 | 0 | 0 | 0 | 1 | 0 | 0 | 785652051241 | 21.5 | 21.5 | 14 | 12.8 | 3.745 | 250 | Yes | [9 empty] | cETL Damp | PARKFIELD 3L PEND-962 | Three Light Pendant |  | 6613003EN3-962.jpg | 6613003.jpg
6613203-715 | Three Light Pendant | The soft curves give the transitional Metcalf lighting collection by Sea Gull Lighting its clean, subtle look. The modern silhouette of the Satin Etched glass shades reinforces the easy and casual lines of this design. Equally at home in a contemporary, urban setting or a transitional décor in the suburbs, the full lighting collection is offered in Autumn Bronze and Brushed Nickel finishes and is comprised of nine-, five- and three-light chandeliers; one- and three-light pendants, mini pendant, two-light semi-flush mount; and one-, two-, three- and four-light bath fixtures. Incandescent and ENERGY STAR-qualified LED lamping are available; all fixtures are California Title 24 compliant. | LINE VOLTAGE PENDANT | Metcalf | Pendants | Autumn Bronze | 715 | Steel | Satin Etched Glass | D:22" H:5.5" |  |  | 3 Medium A19 75w |  | 3 | No | [14 empty] | 0 | [12 empty] | 149.98 | 299.96 | 449.94 | D:22'' H:24'' O:62'' | 9.5 | 22 |  |  | 24 | Center Lock-Up |  |  | 62 |  |  |  | No |  | No | [20 empty] | D:5 1/8'' H:1'' Round |  |  |  |  | 72 | Brown | 36 |  | Hardwired | 0 | 0 | 0 | 0 | 1 | 0 | 0 | 1 | 1 | 0 | 0 | 785652275203 | 25.25 | 25.25 | 9.5 | 14.5 | 3.505 | 175 | Yes | [9 empty] | cETL Damp | METCALF 3L PEND-715 | Three Light Pendant |  | 6613203-715.jpg | 6613203.jpg
6613203-962 | Three Light Pendant | The soft curves give the transitional Metcalf lighting collection by Sea Gull Lighting its clean, subtle look. The modern silhouette of the Satin Etched glass shades reinforces the easy and casual lines of this design. Equally at home in a contemporary, urban setting or a transitional décor in the suburbs, the full lighting collection is offered in Autumn Bronze and Brushed Nickel finishes and is comprised of nine-, five- and three-light chandeliers; one- and three-light pendants, mini pendant, two-light semi-flush mount; and one-, two-, three- and four-light bath fixtures. Incandescent and ENERGY STAR-qualified LED lamping are available; all fixtures are California Title 24 compliant. | LINE VOLTAGE PENDANT | Metcalf | Pendants | Brushed Nickel | 962 | Steel | Satin Etched Glass | D:22" H:5.5" |  |  | 3 Medium A19 75w |  | 3 | No | [14 empty] | 0 | [12 empty] | 149.98 | 299.96 | 449.94 | D:22'' H:24'' O:62'' | 9.5 | 22 |  |  | 24 | Center Lock-Up |  |  | 62 |  |  |  | No |  | No | [20 empty] | D:5 1/8'' H:1'' Round |  |  |  |  | 72 | Clear Silver | 36 |  | Hardwired | 0 | 0 | 0 | 0 | 1 | 0 | 0 | 1 | 1 | 0 | 0 | 785652275210 | 25.25 | 25.25 | 9.5 | 14.5 | 3.505 | 175 | Yes | [9 empty] | cETL Damp | METCALF 3L PEND-962 | Three Light Pendant |  | 6613203-962.jpg | 6613203.jpg
6613203EN3-715 | Three Light Pendant | The soft curves give the transitional Metcalf lighting collection by Sea Gull Lighting its clean, subtle look. The modern silhouette of the Satin Etched glass shades reinforces the easy and casual lines of this design. Equally at home in a contemporary, urban setting or a transitional décor in the suburbs, the full lighting collection is offered in Autumn Bronze and Brushed Nickel finishes and is comprised of nine-, five- and three-light chandeliers; one- and three-light pendants, mini pendant, two-light semi-flush mount; and one-, two-, three- and four-light bath fixtures. Incandescent and ENERGY STAR-qualified LED lamping are available; all fixtures are California Title 24 compliant. | LINE VOLTAGE PENDANT | Metcalf | Pendants | Autumn Bronze | 715 | Steel | Satin Etched Glass | D:22" H:5.5" |  |  | 3 Medium A19 9.3w |  | 3 | Yes | [14 empty] | 0 | [12 empty] | 169.98 | 339.96 | 509.94 | D:22'' H:24'' O:62'' | 9.5 | 22 |  |  | 24 | Center Lock-Up |  |  | 62 |  |  |  | No |  | No | [20 empty] | D:5 1/8'' H:1'' Round |  |  |  |  | 72 | Brown | 36 |  | Hardwired | 0 | 0 | 0 | 1 | 1 | 0 | 0 | 0 | 1 | 0 | 0 | 785652051258 | 25.25 | 25.25 | 9.5 | 14.5 | 3.505 | 175 | Yes | [9 empty] | cETL Damp | METCALF 3L PEND-715 | Three Light Pendant |  | 6613203EN3-715.jpg | 6613203.jpg
6613203EN3-962 | Three Light Pendant | The soft curves give the transitional Metcalf lighting collection by Sea Gull Lighting its clean, subtle look. The modern silhouette of the Satin Etched glass shades reinforces the easy and casual lines of this design. Equally at home in a contemporary, urban setting or a transitional décor in the suburbs, the full lighting collection is offered in Autumn Bronze and Brushed Nickel finishes and is comprised of nine-, five- and three-light chandeliers; one- and three-light pendants, mini pendant, two-light semi-flush mount; and one-, two-, three- and four-light bath fixtures. Incandescent and ENERGY STAR-qualified LED lamping are available; all fixtures are California Title 24 compliant. | LINE VOLTAGE PENDANT | Metcalf | Pendants | Brushed Nickel | 962 | Steel | Satin Etched Glass | D:22" H:5.5" |  |  | 3 Medium A19 9.3w |  | 3 | Yes | [14 empty] | 0 | [12 empty] | 169.98 | 339.96 | 509.94 | D:22'' H:24'' O:62'' | 9.5 | 22 |  |  | 24 | Center Lock-Up |  |  | 62 |  |  |  | No |  | No | [20 empty] | D:5 1/8'' H:1'' Round |  |  |  |  | 72 | Clear Silver | 36 |  | Hardwired | 0 | 0 | 0 | 1 | 1 | 0 | 0 | 0 | 1 | 0 | 0 | 785652051265 | 25.25 | 25.25 | 9.5 | 14.5 | 3.505 | 175 | Yes | [9 empty] | cETL Damp | METCALF 3L PEND-962 | Three Light Pendant |  | 6613203EN3-962.jpg | 6613203.jpg
6613304-846 | Four Light Island Pendant | Making a statement without overpowering the surrounding décor, the Dunning lighting collection by Sea Gull Lighting is a chic addition to a wide range of interiors. The bold design is inspired by farmhouse influences seen in the rustic rope detail highlighting the open, square frame which surrounds medium based lamps covered in Crème Parchment glass shades. The Dunning collection features a unique two-tone finish of Stardust on the overall metal structure, with the open frame in Cerused Oak finish. The full lighting collection features a three-light and five-light chandeliers; a one-light mini-pendant, a four-light island chandelier; a two-light flush mount; and one-light, two-light, three-light and four-light bath fixtures (all of which can mount up or down). Both incandescent lamping and ENERGY STAR-qualified LED lamping are available. | LINE VOLTAGE PENDANT | Dunning | Pendants | Stardust / Cerused Oak | 846 / 735 | Steel | Creme Parchment Glass | D:3.75" H:6.3125" |  |  | 4 Medium A19 100w |  | 4 | No | [14 empty] | 0 | [12 empty] | 219.98 | N/A | 659.94 | L:36'' W:11'' H:24 7/8'' O:62 1/8'' | 20 |  | 36 | 11 | 24.875 | Center Lock-Up |  |  | 62.125 |  |  |  | No |  | No | [20 empty] | DP:7/8'' W:4 1/4'' H:13 3/8'' Rectangular |  |  |  |  | 120 | Brown | 36 |  | Hardwired | 0 | 0 | 0 | 0 | 1 | 0 | 0 | 1 | 1 | 0 | 0 | 785652275869 | 38.75 | 15.5 | 13.5 | 24.7 | 4.692 | 175 | Yes | [9 empty] | cETL Damp | DUNNING 4L ISLAND-846 | Four Light Island Pendant |  | 6613304-846.jpg | 6613304.jpg
6613304EN3-846 | Four Light Island Pendant | Making a statement without overpowering the surrounding décor, the Dunning lighting collection by Sea Gull Lighting is a chic addition to a wide range of interiors. The bold design is inspired by farmhouse influences seen in the rustic rope detail highlighting the open, square frame which surrounds medium based lamps covered in Crème Parchment glass shades. The Dunning collection features a unique two-tone finish of Stardust on the overall metal structure, with the open frame in Cerused Oak finish. The full lighting collection features a three-light and five-light chandeliers; a one-light mini-pendant, a four-light island chandelier; a two-light flush mount; and one-light, two-light, three-light and four-light bath fixtures (all of which can mount up or down). Both incandescent lamping and ENERGY STAR-qualified LED lamping are available. | LINE VOLTAGE PENDANT | Dunning | Pendants | Stardust / Cerused Oak | 846 / 735 | Steel | Creme Parchment Glass | D:3.75" H:6.3125" |  |  | 4 Medium A19 9.3w |  | 4 | Yes | [14 empty] | 0 | [12 empty] | 238.98 | N/A | 716.94 | L:36'' W:11'' H:24 7/8'' O:62 1/8'' | 20 |  | 36 | 11 | 24.875 | Center Lock-Up |  |  | 62.125 |  |  |  | No |  | No | [20 empty] | DP:7/8'' W:4 1/4'' H:13 3/8'' Rectangular |  |  |  |  | 120 | Brown | 36 |  | Hardwired | 0 | 0 | 0 | 1 | 1 | 0 | 0 | 0 | 1 | 0 | 0 | 785652045554 | 38.75 | 15.5 | 13.5 | 24.7 | 4.692 | 175 | Yes | [9 empty] | cETL Damp | DUNNING 4L ISLAND-846 | Four Light Island Pendant |  | 6613304EN3-846.jpg | 6613304.jpg
6613705-778 | Five Light Island Pendant | Ellis Harper has an Arts and Crafts pedigree with a Modernist twist. The array of fixtures showcases Sea Gull's commitment to high style with robust construction and craftsmanship at an exceptional price. The subtle detail allows this transitional design to easily fit into any décor. The sleek, geometric arms and square Satin Etched glass shades add touches of elegance to its streamlined profile. The assortment includes: four- and eight-light chandeliers, a six-light linear, one-light mini-pendant, and one-, two-, three- and four-light bath fixtures. All fixtures are offered in either a Brushed Nickel or Brushed Oil Rubbed Bronze. | CHANDELIERS | Ellis Harper | Pendants | Brushed Oil Rubbed Bronze | 778 | Steel | Etched / White Inside Glass | L:5.75" W:5.75" H:5.5" |  |  | 5 Medium A19 75w |  | 5 | No | [14 empty] | 0 | [12 empty] | 149.98 | 299.96 | 449.94 | L:46 3/4'' W:5 3/4'' H:18'' O:62'' | 14.98 |  | 46.75 | 5.75 | 18 | Cap Nuts |  |  | 62 |  |  |  | No |  | No | [20 empty] | DP:4 3/4'' W:18'' H:3/4'' Rectangular |  |  |  |  | 120 | Brown |  |  | Hardwired | 0 | 0 | 0 | 0 | 1 | 0 | 0 | 1 | 0 | 0 | 0 | 785652069741 | 47 | 13.75 | 9 | 19 | 3.366 | 175 | Yes | [9 empty] | cETL Damp | ELLIS HARPER 5L ISLAND-778 | Five Light Island Pendant |  | 6613705-778.jpg | 6613705.jpg
6613705-962 | Five Light Island Pendant | Ellis Harper has an Arts and Crafts pedigree with a Modernist twist. The array of fixtures showcases Sea Gull's commitment to high style with robust construction and craftsmanship at an exceptional price. The subtle detail allows this transitional design to easily fit into any décor. The sleek, geometric arms and square Satin Etched glass shades add touches of elegance to its streamlined profile. The assortment includes: four- and eight-light chandeliers, a six-light linear, one-light mini-pendant, and one-, two-, three- and four-light bath fixtures. All fixtures are offered in either a Brushed Nickel or Brushed Oil Rubbed Bronze. | CHANDELIERS | Ellis Harper | Pendants | Brushed Nickel | 962 | Steel | Etched / White Inside Glass | L:5.75" W:5.75" H:5.5" |  |  | 5 Medium A19 75w |  | 5 | No | [14 empty] | 0 | [12 empty] | 149.98 | 299.96 | 449.94 | L:46 3/4'' W:5 3/4'' H:18'' O:62'' | 14.98 |  | 46.75 | 5.75 | 18 | Cap Nuts |  |  | 62 |  |  |  | No |  | No | [20 empty] | DP:4 3/4'' W:18'' H:3/4'' Rectangular |  |  |  |  | 120 | Clear Silver |  |  | Hardwired | 0 | 0 | 0 | 0 | 1 | 0 | 0 | 1 | 0 | 0 | 0 | 785652069758 | 47.25 | 13.75 | 9.25 | 19.5 | 3.478 | 175 | Yes | [9 empty] | cETL Damp | ELLIS HARPER 5L ISLAND-962 | Five Light Island Pendant |  | 6613705-962.jpg | 6613705.jpg
6613705EN3-778 | Five Light Island Pendant | Ellis Harper has an Arts and Crafts pedigree with a Modernist twist. The array of fixtures showcases Sea Gull's commitment to high style with robust construction and craftsmanship at an exceptional price. The subtle detail allows this transitional design to easily fit into any décor. The sleek, geometric arms and square Satin Etched glass shades add touches of elegance to its streamlined profile. The assortment includes: four- and eight-light chandeliers, a six-light linear, one-light mini-pendant, and one-, two-, three- and four-light bath fixtures. All fixtures are offered in either a Brushed Nickel or Brushed Oil Rubbed Bronze. | CHANDELIERS | Ellis Harper | Pendants | Brushed Oil Rubbed Bronze | 778 | Steel | Etched / White Inside Glass | L:5.75" W:5.75" H:5.5" |  |  | 5 Medium A19 9.3w |  | 5 | Yes | [14 empty] | 0 | [12 empty] | 174.98 | 349.96 | 524.94 | L:46 3/4'' W:5 3/4'' H:18'' O:62'' | 14.98 |  | 46.75 | 5.75 | 18 | Cap Nuts |  |  | 62 |  |  |  | No |  | No | [20 empty] | DP:4 3/4'' W:18'' H:3/4'' Rectangular |  |  |  |  | 120 | Brown |  |  | Hardwired | 0 | 0 | 0 | 1 | 1 | 0 | 0 | 0 | 0 | 0 | 0 | 785652071515 | 47 | 13.75 | 9 | 19 | 3.366 | 175 | Yes | [9 empty] | cETL Damp | ELLIS HARPR 5L LED ISLAND-778 | Five Light Island Pendant |  | 6613705EN3-778.jpg | 6613705EN3.jpg
6613705EN3-962 | Five Light Island Pendant | Ellis Harper has an Arts and Crafts pedigree with a Modernist twist. The array of fixtures showcases Sea Gull's commitment to high style with robust construction and craftsmanship at an exceptional price. The subtle detail allows this transitional design to easily fit into any décor. The sleek, geometric arms and square Satin Etched glass shades add touches of elegance to its streamlined profile. The assortment includes: four- and eight-light chandeliers, a six-light linear, one-light mini-pendant, and one-, two-, three- and four-light bath fixtures. All fixtures are offered in either a Brushed Nickel or Brushed Oil Rubbed Bronze. | CHANDELIERS | Ellis Harper | Pendants | Brushed Nickel | 962 | Steel | Etched / White Inside Glass | L:5.75" W:5.75" H:5.5" |  |  | 5 Medium A19 9.3w |  | 5 | Yes | [14 empty] | 0 | [12 empty] | 174.98 | 349.96 | 524.94 | L:46 3/4'' W:5 3/4'' H:18'' O:62'' | 14.98 |  | 46.75 | 5.75 | 18 | Cap Nuts |  |  | 62 |  |  |  | No |  | No | [20 empty] | DP:4 3/4'' W:18'' H:3/4'' Rectangular |  |  |  |  | 120 | Clear Silver |  |  | Hardwired | 0 | 0 | 0 | 1 | 1 | 0 | 0 | 0 | 0 | 0 | 0 | 785652071522 | 47.25 | 13.75 | 9.25 | 19.5 | 3.478 | 175 | Yes | [9 empty] | cETL Damp | ELLIS HARPR 5L LED ISLAND-962 | Five Light Island Pendant |  | 6613705EN3-962.jpg | 6613705EN3.jpg
6614501-782 | One Light Pendant | Influenced by the vintage industrial designs of early 20th Century America, the transitional Belton lighting collection by Sea Gull Lighting has Seeded glass shades that highlight the classic Edison bulbs. The rich Heirloom Bronze and Brushed Nickel finishes adds to the layer of retro design to the warm look. The assortment includes three- and five- down light chandeliers; five-light upright chandelier; a four-light island pendant; one-light pendant; one-light mini pendant; and one-, two-, three- and four-light bath fixtures. All fixtures are California Title 24 compliant and easily convert to LED by purchasing LED lamps sold separately. | LINE VOLTAGE PENDANT | Belton | Pendants | Heirloom Bronze | 782 | Steel | Clear Seeded Glass | D:12.625" H:8.375" |  |  | 1 Medium A19 100w |  | 1 | No | [14 empty] | 0 | [12 empty] | 122.98 | N/A | 368.94 | D:16'' H:12 3/4'' O:57 1/4'' | 6.4 | 16 |  |  | 12.75 | Center Lock-Up |  |  | 57.25 |  |  |  | No |  | No | [20 empty] | D:5'' H:3/4'' Round |  |  |  |  | 72 | Brown |  |  | Hardwired | 0 | 0 | 0 | 0 | 1 | 0 | 0 | 0 | 0 | 0 | 0 | 785652108785 | 19 | 13.5 | 19.5 | 9.6 | 2.895 | 250 | Yes | [9 empty] | cETL Dry | BELTON 1L PEND-782 | One Light Pendant |  | 6614501-782.jpg | 6614501.jpg
6614501-962 | One Light Pendant | Influenced by the vintage industrial designs of early 20th Century America, the transitional Belton lighting collection by Sea Gull Lighting has Seeded glass shades that highlight the classic Edison bulbs. The rich Heirloom Bronze and Brushed Nickel finishes adds to the layer of retro design to the warm look. The assortment includes three- and five- down light chandeliers; five-light upright chandelier; a four-light island pendant; one-light pendant; one-light mini pendant; and one-, two-, three- and four-light bath fixtures. All fixtures are California Title 24 compliant and easily convert to LED by purchasing LED lamps sold separately. | LINE VOLTAGE PENDANT | Belton | Pendants | Brushed Nickel | 962 | Steel | Clear Seeded Glass | D:12.625" H:8.375" |  |  | 1 Medium A19 100w |  | 1 | No | [14 empty] | 0 | [12 empty] | 122.98 | N/A | 368.94 | D:16'' H:12 3/4'' O:57 1/4'' | 6.4 | 16 |  |  | 12.75 | Center Lock-Up |  |  | 57.25 |  |  |  | No |  | No | [20 empty] | D:5'' H:3/4'' Round |  |  |  |  | 72 | Clear Silver |  |  | Hardwired | 0 | 0 | 0 | 0 | 1 | 0 | 0 | 0 | 0 | 0 | 0 | 785652003479 | 19 | 13.5 | 19.5 | 9.6 | 2.895 | 250 | Yes | [9 empty] | cETL Dry | BELTON 1L PEND-962 | One Light Pendant |  | 6614501-962.jpg | 6614501.jpg
6614504-782 | Four Light Island Pendant | Influenced by the vintage industrial designs of early 20th Century America, the transitional Belton lighting collection by Sea Gull Lighting has Seeded glass shades that highlight the classic Edison bulbs. The rich Heirloom Bronze and Brushed Nickel finishes adds to the layer of retro design to the warm look. The assortment includes three- and five- down light chandeliers; five-light upright chandelier; a four-light island pendant; one-light pendant; one-light mini pendant; and one-, two-, three- and four-light bath fixtures. All fixtures are California Title 24 compliant and easily convert to LED by purchasing LED lamps sold separately. | LINE VOLTAGE PENDANT | Belton | Pendants | Heirloom Bronze | 782 | Steel | Clear Seeded Glass | D:5.375" H:6.125" |  |  | 4 Medium A19 60w |  | 4 | No | [14 empty] | 0 | [12 empty] | 194.98 | N/A | 584.94 | L:40 3/4'' W:5 3/8'' H:14 7/8'' O:59 3/8'' | 10.4 |  | 40.75 | 5.375 | 14.875 | Center Lock-Up |  |  | 59.375 |  |  |  | No |  | No | [20 empty] | D:5'' H:3/4'' Round |  |  |  |  | 72 | Brown |  |  | Hardwired | 0 | 0 | 0 | 0 | 1 | 0 | 0 | 0 | 0 | 0 | 0 | 785652108792 | 43.5 | 8.25 | 16.5 | 13.8 | 3.427 | 175 | Yes | [9 empty] | cETL Dry | BELTON 4L ISLAND-782 | Four Light Island Pendant |  | 6614504-782.jpg | 6614504.jpg
6614504-962 | Four Light Island Pendant | Influenced by the vintage industrial designs of early 20th Century America, the transitional Belton lighting collection by Sea Gull Lighting has Seeded glass shades that highlight the classic Edison bulbs. The rich Heirloom Bronze and Brushed Nickel finishes adds to the layer of retro design to the warm look. The assortment includes three- and five- down light chandeliers; five-light upright chandelier; a four-light island pendant; one-light pendant; one-light mini pendant; and one-, two-, three- and four-light bath fixtures. All fixtures are California Title 24 compliant and easily convert to LED by purchasing LED lamps sold separately. | LINE VOLTAGE PENDANT | Belton | Pendants | Brushed Nickel | 962 | Steel | Clear Seeded Glass | D:5.375" H:6.125" |  |  | 4 Medium A19 60w |  | 4 | No | [14 empty] | 0 | [12 empty] | 182.48 | N/A | 547.44 | L:40 3/4'' W:5 3/8'' H:14 7/8'' O:59 3/8'' | 10.4 |  | 40.75 | 5.375 | 14.875 | Center Lock-Up |  |  | 59.375 |  |  |  | No |  | No | [20 empty] | D:5'' H:3/4'' Round |  |  |  |  | 72 | Clear Silver |  |  | Hardwired | 0 | 0 | 0 | 0 | 1 | 0 | 0 | 0 | 0 | 0 | 0 | 785652003486 | 44.75 | 12.25 | 18.75 | 16.2 | 5.948 | 250 | Yes | [9 empty] | cETL Dry | BELTON 4L ISLAND-962 | Four Light Island Pendant |  | 6614504-962.jpg | 6614504.jpg
6614504EN7-782 | Four Light Island Pendant | Influenced by the vintage industrial designs of early 20th Century America, the transitional Belton lighting collection by Sea Gull Lighting has Seeded glass shades that highlight the classic Edison bulbs. The rich Heirloom Bronze and Brushed Nickel finishes adds to the layer of retro design to the warm look. The assortment includes three- and five- down light chandeliers; five-light upright chandelier; a four-light island pendant; one-light pendant; one-light mini pendant; and one-, two-, three- and four-light bath fixtures. All fixtures are California Title 24 compliant and easily convert to LED by purchasing LED lamps sold separately. | LINE VOLTAGE PENDANT | Belton | Pendants | Heirloom Bronze | 782 | Steel | Clear Seeded Glass | D:5.375" H:6.125" |  |  | 4 Medium A19 8.5w |  | 4 | Yes | [14 empty] | 0 | [12 empty] | 224.98 | N/A | 674.94 | L:40 3/4'' W:5 3/8'' H:14 7/8'' O:59 3/8'' | 10.4 |  | 40.75 | 5.375 | 14.875 | Center Lock-Up |  |  | 59.375 |  |  |  | No |  | No | [20 empty] | D:5'' H:3/4'' Round |  |  |  |  | 72 | Brown |  |  | Hardwired | 0 | 0 | 0 | 1 | 1 | 0 | 0 | 0 | 0 | 0 | 0 | 785652069123 | 43.5 | 8.25 | 16.5 | 13.8 | 3.427 | 175 | Yes | [9 empty] | cETL Dry | BELTON 4L LED ISLAND-782 | Four Light Island Pendant |  | 6614504EN7-782.jpg | 6614504.jpg
6614504EN7-962 | Four Light Island Pendant | Influenced by the vintage industrial designs of early 20th Century America, the transitional Belton lighting collection by Sea Gull Lighting has Seeded glass shades that highlight the classic Edison bulbs. The rich Heirloom Bronze and Brushed Nickel finishes adds to the layer of retro design to the warm look. The assortment includes three- and five- down light chandeliers; five-light upright chandelier; a four-light island pendant; one-light pendant; one-light mini pendant; and one-, two-, three- and four-light bath fixtures. All fixtures are California Title 24 compliant and easily convert to LED by purchasing LED lamps sold separately. | LINE VOLTAGE PENDANT | Belton | Pendants | Brushed Nickel | 962 | Steel | Clear Seeded Glass | D:5.375" H:6.125" |  |  | 4 Medium A19 8.5w |  | 4 | Yes | [14 empty] | 0 | [12 empty] | 212.48 | N/A | 637.44 | L:40 3/4'' W:5 3/8'' H:14 7/8'' O:59 3/8'' | 10.4 |  | 40.75 | 5.375 | 14.875 | Center Lock-Up |  |  | 59.375 |  |  |  | No |  | No | [20 empty] | D:5'' H:3/4'' Round |  |  |  |  | 72 | Clear Silver |  |  | Hardwired | 0 | 0 | 0 | 1 | 1 | 0 | 0 | 0 | 0 | 0 | 0 | 785652069130 | 44.75 | 12.25 | 18.75 | 16.2 | 5.948 | 250 | Yes | [9 empty] | cETL Dry | BELTON 4L LED ISLAND-962 | Four Light Island Pendant |  | 6614504EN7-962.jpg | 6614504.jpg
6615008-05 | Eight Light Island Pendant | The transitional Perryton pendant light collection by Sea Gull Lighting is inspired by stately, carriage lanterns. The updated open frame is formed with sleek square steel tubing, and each pendant is a generously proportioned, minimalist silhouette completed in either textured Blacksmith or Heirloom Bronze finishes. Offered are small and large four-light hall/foyer pendants, an eight-light hall/foyer pendant and an eight-light island pendant. Incandescent candelabra base lamping. Damp rated, Perryton is also ideal as a focal point on a covered patio or porch. | LINE VOLTAGE PENDANT | Perryton | Pendants | Chrome | 5 | Steel |  |  |  |  | 8 Candelabra Torpedo 60w |  | 8 | No | [14 empty] | 0 | [12 empty] | 249.95 | 499.9 | 749.85 | L:40'' W:12'' H:16 3/4'' O:60 3/4'' | 15.9 |  | 40 | 12 | 16.75 | Single Cap Nut |  |  | 60.75 |  |  |  | No |  | No | [20 empty] | DP:3/4'' W:5 3/4'' H:24'' Rectangular |  |  |  |  | 120 | Clear Silver |  |  | Hardwired | 0 | 0 | 0 | 0 | 1 | 0 | 0 | 0 | 0 | 0 | 0 | 785652078385 | 42.75 | 15 | 20.75 | 19.9 | 7.7 | 250 | Yes | [9 empty] | cETL Damp | PERRYTON 8L ISLAND-05 | Eight Light Island Pendant |  | 6615008-05.jpg | 6615008.jpg
6615008-782 | Eight Light Island Pendant | The transitional Perryton pendant light collection by Sea Gull Lighting is inspired by stately, carriage lanterns. The updated open frame is formed with sleek square steel tubing, and each pendant is a generously proportioned, minimalist silhouette completed in either textured Blacksmith or Heirloom Bronze finishes. Offered are small and large four-light hall/foyer pendants, an eight-light hall/foyer pendant and an eight-light island pendant. Incandescent candelabra base lamping. Damp rated, Perryton is also ideal as a focal point on a covered patio or porch. | LINE VOLTAGE PENDANT | Perryton | Pendants | Heirloom Bronze | 782 | Steel |  |  |  |  | 8 Candelabra Torpedo 60w |  | 8 | No | [14 empty] | 0 | [12 empty] | 249.95 | N/A | 749.85 | L:40'' W:12'' H:16 3/4'' O:60 3/4'' | 15.9 |  | 40 | 12 | 16.75 | Single Cap Nut |  |  | 60.75 |  |  |  | No |  | No | [20 empty] | DP:3/4'' W:5 3/4'' H:24'' Rectangular |  |  |  |  | 120 | Brown |  |  | Hardwired | 0 | 0 | 0 | 0 | 1 | 0 | 0 | 0 | 0 | 0 | 0 | 785652059629 | 42.75 | 15 | 20.75 | 19.9 | 7.7 | 250 | Yes | [9 empty] | cETL Damp | PERRYTON 8L ISLAND-782 | Eight Light Island Pendant |  | 6615008-782.png | 6615008.jpg
6615008-839 | Eight Light Island Pendant | The transitional Perryton pendant light collection by Sea Gull Lighting is inspired by stately, carriage lanterns. The updated open frame is formed with sleek square steel tubing, and each pendant is a generously proportioned, minimalist silhouette completed in either textured Blacksmith or Heirloom Bronze finishes. Offered are small and large four-light hall/foyer pendants, an eight-light hall/foyer pendant and an eight-light island pendant. Incandescent candelabra base lamping. Damp rated, Perryton is also ideal as a focal point on a covered patio or porch. | LINE VOLTAGE PENDANT | Perryton | Pendants | Blacksmith | 839 | Steel |  |  |  |  | 8 Candelabra Torpedo 60w |  | 8 | No | [14 empty] | 0 | [12 empty] | 249.95 | N/A | 749.85 | L:40'' W:12'' H:16 3/4'' O:60 3/4'' | 15.9 |  | 40 | 12 | 16.75 | Single Cap Nut |  |  | 60.75 |  |  |  | No |  | No | [20 empty] | DP:3/4'' W:5 3/4'' H:24'' Rectangular |  |  |  |  | 120 | Black |  |  | Hardwired | 0 | 0 | 0 | 0 | 1 | 0 | 0 | 0 | 0 | 0 | 0 | 785652108365 | 42.75 | 15 | 20.75 | 19.9 | 7.7 | 250 | Yes | [9 empty] | cETL Damp | PERRYTON 8L ISLAND-839 | Eight Light Island Pendant |  | 6615008-839.png | 6615008.jpg
6615008-848 | Eight Light Island Pendant | The transitional Perryton pendant light collection by Sea Gull Lighting is inspired by stately, carriage lanterns. The updated open frame is formed with sleek square steel tubing, and each pendant is a generously proportioned, minimalist silhouette completed in either textured Blacksmith or Heirloom Bronze finishes. Offered are small and large four-light hall/foyer pendants, an eight-light hall/foyer pendant and an eight-light island pendant. Incandescent candelabra base lamping. Damp rated, Perryton is also ideal as a focal point on a covered patio or porch. | LINE VOLTAGE PENDANT | Perryton | Pendants | Satin Bronze | 848 | Steel |  |  |  |  | 8 Candelabra Torpedo 60w |  | 8 | No | [14 empty] | 0 | [12 empty] | 249.95 | 499.9 | 749.85 | L:40'' W:12'' H:16 3/4'' O:60 3/4'' | 15.9 |  | 40 | 12 | 16.75 | Single Cap Nut |  |  | 60.75 |  |  |  | No |  | No | [20 empty] | DP:3/4'' W:5 3/4'' H:24'' Rectangular |  |  |  |  | 120 | Clear Gold |  |  | Hardwired | 0 | 0 | 0 | 0 | 1 | 0 | 0 | 0 | 0 | 0 | 0 | 785652078392 | 45.25 | 17 | 22.75 | 24.7 | 10.128 | 250 | Yes | [9 empty] | cETL Damp | PERRYTON 8L ISLAND-848 | Eight Light Island Pendant |  | 6615008-848.jpg | 6615008.jpg
6615008EN-05 | Eight Light Island Pendant | The transitional Perryton pendant light collection by Sea Gull Lighting is inspired by stately, carriage lanterns. The updated open frame is formed with sleek square steel tubing, and each pendant is a generously proportioned, minimalist silhouette completed in either textured Blacksmith or Heirloom Bronze finishes. Offered are small and large four-light hall/foyer pendants, an eight-light hall/foyer pendant and an eight-light island pendant. Incandescent candelabra base lamping. Damp rated, Perryton is also ideal as a focal point on a covered patio or porch. | LINE VOLTAGE PENDANT | Perryton | Pendants | Chrome | 5 | Steel |  |  |  |  | 8 Candelabra Torpedo 3.5w |  | 8 | Yes | [14 empty] | 0 | [12 empty] | 293.45 | 586.9 | 880.35 | L:40'' W:12'' H:16 3/4'' O:60 3/4'' | 15.9 |  | 40 | 12 | 16.75 | Single Cap Nut |  |  | 60.75 |  |  |  | No |  | No | [20 empty] | DP:3/4'' W:5 3/4'' H:24'' Rectangular |  |  |  |  | 120 | Clear Silver |  |  | Hardwired | 0 | 0 | 0 | 1 | 1 | 0 | 0 | 0 | 0 | 0 | 0 | 785652082740 | 42.75 | 15 | 20.75 | 19.9 | 7.7 | 250 | Yes | [9 empty] | cETL Damp | PERRYTON 8L ISLAND-05 | Eight Light Island Pendant |  | 6615008EN-05.jpg | 6615008EN.jpg
6615008EN-782 | Eight Light Island Pendant | The transitional Perryton pendant light collection by Sea Gull Lighting is inspired by stately, carriage lanterns. The updated open frame is formed with sleek square steel tubing, and each pendant is a generously proportioned, minimalist silhouette completed in either textured Blacksmith or Heirloom Bronze finishes. Offered are small and large four-light hall/foyer pendants, an eight-light hall/foyer pendant and an eight-light island pendant. Incandescent candelabra base lamping. Damp rated, Perryton is also ideal as a focal point on a covered patio or porch. | LINE VOLTAGE PENDANT | Perryton | Pendants | Heirloom Bronze | 782 | Steel |  |  |  |  | 8 Candelabra Torpedo 3.5w |  | 8 | Yes | [14 empty] | 0 | [12 empty] | 299.98 | N/A | 899.94 | L:40'' W:12'' H:16 3/4'' O:60 3/4'' | 15.9 |  | 40 | 12 | 16.75 | Single Cap Nut |  |  | 60.75 |  |  |  | No |  | No | [20 empty] | DP:3/4'' W:5 3/4'' H:24'' Rectangular |  |  |  |  | 120 | Brown |  |  | Hardwired | 0 | 0 | 0 | 1 | 1 | 0 | 0 | 0 | 0 | 0 | 0 | 785652060168 | 42.75 | 15 | 20.75 | 19.9 | 7.7 | 250 | Yes | [9 empty] | cETL Damp | PERRYTON 8L ISLAND-782 | Eight Light Island Pendant |  | 6615008EN-782_PB | 6615008EN.jpg
6615008EN-839 | Eight Light Island Pendant | The transitional Perryton pendant light collection by Sea Gull Lighting is inspired by stately, carriage lanterns. The updated open frame is formed with sleek square steel tubing, and each pendant is a generously proportioned, minimalist silhouette completed in either textured Blacksmith or Heirloom Bronze finishes. Offered are small and large four-light hall/foyer pendants, an eight-light hall/foyer pendant and an eight-light island pendant. Incandescent candelabra base lamping. Damp rated, Perryton is also ideal as a focal point on a covered patio or porch. | LINE VOLTAGE PENDANT | Perryton | Pendants | Blacksmith | 839 | Steel |  |  |  |  | 8 Candelabra Torpedo 3.5w |  | 8 | Yes | [14 empty] | 0 | [12 empty] | 299.98 | N/A | 899.94 | L:40'' W:12'' H:16 3/4'' O:60 3/4'' | 15.9 |  | 40 | 12 | 16.75 | Single Cap Nut |  |  | 60.75 |  |  |  | No |  | No | [20 empty] | DP:3/4'' W:5 3/4'' H:24'' Rectangular |  |  |  |  | 120 | Black |  |  | Hardwired | 0 | 0 | 0 | 1 | 1 | 0 | 0 | 0 | 0 | 0 | 0 | 785652031588 | 42.75 | 15 | 20.75 | 19.9 | 7.7 | 250 | Yes | [9 empty] | cETL Damp | PERRYTON 8L ISLAND-839 | Eight Light Island Pendant |  | 6615008EN-839.jpg | 6615008.jpg
6615008EN-848 | Eight Light Island Pendant | The transitional Perryton pendant light collection by Sea Gull Lighting is inspired by stately, carriage lanterns. The updated open frame is formed with sleek square steel tubing, and each pendant is a generously proportioned, minimalist silhouette completed in either textured Blacksmith or Heirloom Bronze finishes. Offered are small and large four-light hall/foyer pendants, an eight-light hall/foyer pendant and an eight-light island pendant. Incandescent candelabra base lamping. Damp rated, Perryton is also ideal as a focal point on a covered patio or porch. | LINE VOLTAGE PENDANT | Perryton | Pendants | Satin Bronze | 848 | Steel |  |  |  |  | 8 Candelabra Torpedo 3.5w |  | 8 | Yes | [14 empty] | 0 | [12 empty] | 293.45 | 586.9 | 880.35 | L:40'' W:12'' H:16 3/4'' O:60 3/4'' | 15.9 |  | 40 | 12 | 16.75 | Single Cap Nut |  |  | 60.75 |  |  |  | No |  | No | [20 empty] | DP:3/4'' W:5 3/4'' H:24'' Rectangular |  |  |  |  | 120 | Clear Gold |  |  | Hardwired | 0 | 0 | 0 | 1 | 1 | 0 | 0 | 0 | 0 | 0 | 0 | 785652082757 | 42.75 | 15 | 20.75 | 19.9 | 7.7 | 250 | Yes | [9 empty] | cETL Damp | PERRYTON 8L ISLAND-848 | Eight Light Island Pendant |  | 6615008EN-848.jpg | 6615008EN.jpg
6615203-05 | Three Light Pendant | With a simple, airy appearance, the Kerrville lighting collection by Sea Gull Lighting embraces its modern design roots while enhancing virtually any home’s decor. Tubular steel arms extend outward and curve to present beautiful tapered, Satin Etched glass shades. The collection has a Brushed Nickel, Burnt Sienna or Chrome finish and offers three-, five- and nine-light chandeliers, a one-light mini pendant, one- and three-light pendants, a two-light semi-flush mount which can convert to a pendant, and one-, two-, three- and four-light bath fixtures. Incandescent and ENERGY STAR-qualified LED lamping are available; all fixtures are California Title 24 compliant. | LINE VOLTAGE PENDANT | Kerrville | Pendants | Chrome | 5 | Steel | Satin Etched Glass | D:18.875" H:5.375" |  |  | 3 Medium A19 100w |  | 3 | No | [14 empty] | 0 | [12 empty] | 99.95 | 199.9 | 299.85 | D:19 1/4'' H:18 3/8'' O:56 1/8'' | 10.1 | 19.25 |  |  | 18.375 | Center Lock-Up |  |  | 56.125 |  |  |  | No |  | No | [20 empty] | D:5'' H:3/4'' Round |  |  |  |  | 72 | Clear Silver | 36 |  | Hardwired | 0 | 0 | 0 | 0 | 1 | 0 | 0 | 1 | 1 | 0 | 0 | 785652059575 | 22.25 | 22.25 | 8.75 | 12.1 | 2.507 | 175 | Yes | [9 empty] | cETL Damp | KERRVILLE 3L PEND-05 | Three Light Pendant |  | 6615203-05.png | 6615203.jpg
6615203-782 | Three Light Pendant | With a simple, airy appearance, the Kerrville lighting collection by Sea Gull Lighting embraces its modern design roots while enhancing virtually any home’s decor. Tubular steel arms extend outward and curve to present beautiful tapered, Satin Etched glass shades. The collection has a Brushed Nickel, Burnt Sienna or Chrome finish and offers three-, five- and nine-light chandeliers, a one-light mini pendant, one- and three-light pendants, a two-light semi-flush mount which can convert to a pendant, and one-, two-, three- and four-light bath fixtures. Incandescent and ENERGY STAR-qualified LED lamping are available; all fixtures are California Title 24 compliant. | LINE VOLTAGE PENDANT | Kerrville | Pendants | Heirloom Bronze | 782 | Steel | Satin Etched Glass | D:18.875" H:5.375" |  |  | 3 Medium A19 100w |  | 3 | No | [14 empty] | 0 | [12 empty] | 99.95 | 199.9 | 299.85 | D:19 1/4'' H:18 3/8'' O:56 1/8'' | 10.1 | 19.25 |  |  | 18.375 | Center Lock-Up |  |  | 56.125 |  |  |  | No |  | No | [20 empty] | D:5'' H:3/4'' Round |  |  |  |  | 72 | Brown | 36 |  | Hardwired | 0 | 0 | 0 | 0 | 1 | 0 | 0 | 1 | 1 | 0 | 0 | 785652111761 | 22.75 | 8.5 | 22.5 | 12.6 | 2.518 | 175 | Yes | [9 empty] | cETL Damp | KERRVILLE 3L PEND-782 | Three Light Pendant |  | 6615203-782.jpg | 6615203.jpg
6615203-962 | Three Light Pendant | With a simple, airy appearance, the Kerrville lighting collection by Sea Gull Lighting embraces its modern design roots while enhancing virtually any home’s decor. Tubular steel arms extend outward and curve to present beautiful tapered, Satin Etched glass shades. The collection has a Brushed Nickel, Burnt Sienna or Chrome finish and offers three-, five- and nine-light chandeliers, a one-light mini pendant, one- and three-light pendants, a two-light semi-flush mount which can convert to a pendant, and one-, two-, three- and four-light bath fixtures. Incandescent and ENERGY STAR-qualified LED lamping are available; all fixtures are California Title 24 compliant. | LINE VOLTAGE PENDANT | Kerrville | Pendants | Brushed Nickel | 962 | Steel | Satin Etched Glass | D:18.875" H:5.375" |  |  | 3 Medium A19 100w |  | 3 | No | [14 empty] | 0 | [12 empty] | 99.95 | 199.9 | 299.85 | D:19 1/4'' H:18 3/8'' O:56 1/8'' | 10.1 | 19.25 |  |  | 18.375 | Center Lock-Up |  |  | 56.125 |  |  |  | No |  | No | [20 empty] | D:5'' H:3/4'' Round |  |  |  |  | 72 | Clear Silver | 36 |  | Hardwired | 0 | 0 | 0 | 0 | 1 | 0 | 0 | 1 | 1 | 0 | 0 | 785652111778 | 22.5 | 8.5 | 22.75 | 12.6 | 2.518 | 175 | Yes | [9 empty] | cETL Damp | KERRVILLE 3L PEND-962 | Three Light Pendant |  | 6615203-962.jpg | 6615203.jpg
6615203EN3-05 | Three Light Pendant | With a simple, airy appearance, the Kerrville lighting collection by Sea Gull Lighting embraces its modern design roots while enhancing virtually any home’s decor. Tubular steel arms extend outward and curve to present beautiful tapered, Satin Etched glass shades. The collection has a Brushed Nickel, Burnt Sienna or Chrome finish and offers three-, five- and nine-light chandeliers, a one-light mini pendant, one- and three-light pendants, a two-light semi-flush mount which can convert to a pendant, and one-, two-, three- and four-light bath fixtures. Incandescent and ENERGY STAR-qualified LED lamping are available; all fixtures are California Title 24 compliant. | LINE VOLTAGE PENDANT | Kerrville | Pendants | Chrome | 5 | Steel | Satin Etched Glass | D:18.875" H:5.375" |  |  | 3 Medium A19 9.3w |  | 3 | Yes | [14 empty] | 0 | [12 empty] | 119.98 | 239.96 | 359.94 | D:19 1/4'' H:18 3/8'' O:56 1/8'' | 10.1 | 19.25 |  |  | 18.375 | Center Lock-Up |  |  | 56.125 |  |  |  | No |  | No | [20 empty] | D:5'' H:3/4'' Round |  |  |  |  | 72 | Clear Silver | 36 |  | Hardwired | 0 | 0 | 0 | 1 | 1 | 0 | 0 | 0 | 1 | 0 | 0 | 785652060113 | 22.75 | 8.5 | 22.5 | 12.6 | 2.518 | 175 | Yes | [9 empty] | cETL Damp | KERRVILLE 3L PEND-05 | Three Light Pendant |  | 6615203EN3-05.png | 6615203EN3.jpg
6615203EN3-782 | Three Light Pendant | With a simple, airy appearance, the Kerrville lighting collection by Sea Gull Lighting embraces its modern design roots while enhancing virtually any home’s decor. Tubular steel arms extend outward and curve to present beautiful tapered, Satin Etched glass shades. The collection has a Brushed Nickel, Burnt Sienna or Chrome finish and offers three-, five- and nine-light chandeliers, a one-light mini pendant, one- and three-light pendants, a two-light semi-flush mount which can convert to a pendant, and one-, two-, three- and four-light bath fixtures. Incandescent and ENERGY STAR-qualified LED lamping are available; all fixtures are California Title 24 compliant. | LINE VOLTAGE PENDANT | Kerrville | Pendants | Heirloom Bronze | 782 | Steel | Satin Etched Glass | D:18.875" H:5.375" |  |  | 3 Medium A19 9.3w |  | 3 | Yes | [14 empty] | 0 | [12 empty] | 119.98 | 239.96 | 359.94 | D:19 1/4'' H:18 3/8'' O:56 1/8'' | 10.1 | 19.25 |  |  | 18.375 | Center Lock-Up |  |  | 56.125 |  |  |  | No |  | No | [20 empty] | D:5'' H:3/4'' Round |  |  |  |  | 72 | Brown | 36 |  | Hardwired | 0 | 0 | 0 | 1 | 1 | 0 | 0 | 0 | 1 | 0 | 0 | 785652051289 | 22.75 | 8.5 | 22.5 | 12.6 | 2.518 | 175 | Yes | [9 empty] | cETL Damp | KERRVILLE 3L PEND-782 | Three Light Pendant |  | 6615203EN3-782.jpg | 6615203.jpg
6615203EN3-962 | Three Light Pendant | With a simple, airy appearance, the Kerrville lighting collection by Sea Gull Lighting embraces its modern design roots while enhancing virtually any home’s decor. Tubular steel arms extend outward and curve to present beautiful tapered, Satin Etched glass shades. The collection has a Brushed Nickel, Burnt Sienna or Chrome finish and offers three-, five- and nine-light chandeliers, a one-light mini pendant, one- and three-light pendants, a two-light semi-flush mount which can convert to a pendant, and one-, two-, three- and four-light bath fixtures. Incandescent and ENERGY STAR-qualified LED lamping are available; all fixtures are California Title 24 compliant. | LINE VOLTAGE PENDANT | Kerrville | Pendants | Brushed Nickel | 962 | Steel | Satin Etched Glass | D:18.875" H:5.375" |  |  | 3 Medium A19 9.3w |  | 3 | Yes | [14 empty] | 0 | [12 empty] | 119.98 | 239.96 | 359.94 | D:19 1/4'' H:18 3/8'' O:56 1/8'' | 10.1 | 19.25 |  |  | 18.375 | Center Lock-Up |  |  | 56.125 |  |  |  | No |  | No | [20 empty] | D:5'' H:3/4'' Round |  |  |  |  | 72 | Clear Silver | 36 |  | Hardwired | 0 | 0 | 0 | 1 | 1 | 0 | 0 | 0 | 1 | 0 | 0 | 785652051296 | 22.5 | 8.5 | 22.75 | 12.6 | 2.518 | 175 | Yes | [9 empty] | cETL Damp | KERRVILLE 3L PEND-962 | Three Light Pendant |  | 6615203EN3-962.jpg | 6615203.jpg
6615504-962 | Four Light Island Pendant | The Jourdanton lighting collection by Sea Gull Lighting features perforated metal outer shades with a classic Ogee design detail surrounding faux silk inner shades. Frosted glass diffusers evenly distribute the light, and the versatile Brushed Nickel finish highlights the transitional design. The collection includes a four-light island pendant, a three-light pendant, a four-light pendant, a one-light mini-pendant, and a two-light semi-flush mount that can convert into a chain hanging pendant. Incandescent and ENERGY STAR-qualified LED lamping are available. All fixtures are California Title 24 compliant. | LINE VOLTAGE PENDANT | Jourdanton | Pendants | Brushed Nickel | 962 | Steel | Satin Etched Glass / Faux Silk Fabric | L:41" W:7.875" / L:41.5625" W:8.5" H:7.3125" |  |  | 4 Medium A19 60w |  | 4 | No | [14 empty] | 0 | [12 empty] | 375.95 | 751.9 | 1127.85 | L:45 1/4'' W:12 1/4'' H:8 1/4'' O:52 3/4'' | 15.9 |  | 45.25 | 12.25 | 8.25 | Cap Nuts |  |  | 52.75 |  |  |  | No |  | No | [20 empty] | DP:1'' W:5'' H:12'' Rectangular |  |  |  |  | 120 | Clear Silver |  |  | Hardwired | 0 | 0 | 0 | 0 | 1 | 0 | 0 | 1 | 0 | 0 | 0 | 785652107566 | 47.75 | 15.25 | 13 | 19.9 | 5.478 | 250 | Yes | [9 empty] | cETL Damp | JOURDANTON 4L ISLAND-962 | Four Light Island Pendant |  | 6615504-962.jpg | 6615504.jpg
6615504EN3-962 | Four Light Island Pendant | The Jourdanton lighting collection by Sea Gull Lighting features perforated metal outer shades with a classic Ogee design detail surrounding faux silk inner shades. Frosted glass diffusers evenly distribute the light, and the versatile Brushed Nickel finish highlights the transitional design. The collection includes a four-light island pendant, a three-light pendant, a four-light pendant, a one-light mini-pendant, and a two-light semi-flush mount that can convert into a chain hanging pendant. Incandescent and ENERGY STAR-qualified LED lamping are available. All fixtures are California Title 24 compliant. | LINE VOLTAGE PENDANT | Jourdanton | Pendants | Brushed Nickel | 962 | Steel | Satin Etched Glass / Stainless Stainless Steel | L:41" W:7.875" / L:45.3125" W:12.25" H:8.25" |  |  | 4 Medium A19 9.3w |  | 4 | Yes | [14 empty] | 0 | [12 empty] | 391.95 | 783.9 | 1175.85 | L:45 1/4'' W:12 1/4'' H:8 1/4'' O:52 3/4'' | 15.9 |  | 45.25 | 12.25 | 8.25 | Cap Nuts |  |  | 52.75 |  |  |  | No |  | No | [20 empty] | DP:1'' W:5'' H:12'' Rectangular |  |  |  |  | 120 | Clear Silver |  |  | Hardwired | 0 | 0 | 0 | 1 | 1 | 0 | 0 | 0 | 0 | 0 | 0 | 785652046148 | 47.75 | 15.25 | 13 | 19.9 | 5.478 | 250 | Yes | [9 empty] | cETL Damp | JOURDANTON 4L ISLAND-962 | Four Light Island Pendant |  | 6615504EN3-962.jpg | 6615504.jpg
66160-05 | Three Light Island Pendant | The Oslo lighting collection by Sea Gull Lighting is a sleek design, with smooth and clean lines. The Opal Etched glass adds to this collection's contemporary and minimalist character. Offered in Chrome, Brushed Nickel and textured Blacksmith finishes, the collection includes nine-, five-, and three-light chandeliers, pendants in four sizes, both flush and semi-flush ceiling fixtures, as well as one-, two-, three- and four-light wall/bath fixtures. Both incandescent lamping and ENERGY STAR-qualified LED lamping are available. All fixtures are California Title 24 compliant. | LINE VOLTAGE PENDANT | Oslo | Pendants | Chrome | 5 | Steel | Cased Opal Etched Glass | D:3.9375" H:5.90625" |  |  | 3 Medium A19 100w |  | 3 | No | [14 empty] | 0 | [12 empty] | 149.98 | 299.96 | 449.94 | L:25 1/4'' W:4'' H:9 1/2'' O:52 1/4'' | 7.1 |  | 25.25 | 4 | 9.5 | Single Cap Nut |  |  | 52.25 | 16.25 - 52.25 |  |  | No |  | No | [20 empty] | DP:13/16'' W:4 9/16'' H:11 7/8'' Oval |  |  |  |  | 144 | Clear Silver |  | N/A |  | 0 | 0 | 0 | 0 | 1 | 0 | 0 | 1 | 0 | 0 | 0 | 785652183485 | 26.5 | 13.25 | 6.75 | 8.8 | 1.372 | 125 | Yes | [9 empty] | cETL Dry | OSLO 3L ISLAND-05 | Three Light Island Pendant |  | 66160-05.jpg | 66160.jpg
66160-710 | Three Light Island Pendant | The Oslo lighting collection by Sea Gull Lighting is a sleek design, with smooth and clean lines. The Opal Etched glass adds to this collection's contemporary and minimalist character. Offered in Chrome, Brushed Nickel and textured Blacksmith finishes, the collection includes nine-, five-, and three-light chandeliers, pendants in four sizes, both flush and semi-flush ceiling fixtures, as well as one-, two-, three- and four-light wall/bath fixtures. Both incandescent lamping and ENERGY STAR-qualified LED lamping are available. All fixtures are California Title 24 compliant. | LINE VOLTAGE PENDANT | Oslo | Pendants | Burnt Sienna | 710 | Steel | Cased Opal Etched Glass | D:3.9375" H:5.90625" |  |  | 3 Medium A19 100w |  | 3 | No | [14 empty] | 0 | [12 empty] | 144.45 | 288.9 | 433.35 | L:25 1/4'' W:4'' H:9 1/2'' O:52 1/4'' | 7.1 |  | 25.25 | 4 | 9.5 | Single Cap Nut |  |  | 52.25 | 16.25 - 52.25 |  |  | No |  | No | [20 empty] | DP:13/16'' W:4 9/16'' H:11 7/8'' Oval |  |  |  |  | 144 | Brown |  |  |  | 0 | 0 | 0 | 0 | 1 | 0 | 0 | 1 | 0 | 0 | 0 | 785652077883 | 26.5 | 13.25 | 6.75 | 8.8 | 1.372 | 125 | Yes | [9 empty] | cETL Dry | OSLO 3L ISLAND-710 | Three Light Island Pendant |  | 66160-710.jpg | 66160.jpg
66160-839 | Three Light Island Pendant | The Oslo lighting collection by Sea Gull Lighting is a sleek design, with smooth and clean lines. The Opal Etched glass adds to this collection's contemporary and minimalist character. Offered in Chrome, Brushed Nickel and textured Blacksmith finishes, the collection includes nine-, five-, and three-light chandeliers, pendants in four sizes, both flush and semi-flush ceiling fixtures, as well as one-, two-, three- and four-light wall/bath fixtures. Both incandescent lamping and ENERGY STAR-qualified LED lamping are available. All fixtures are California Title 24 compliant. | LINE VOLTAGE PENDANT | Oslo | Pendants | Blacksmith | 839 | Steel | Cased Opal Etched Glass | D:3.9375" H:5.90625" |  |  | 3 Medium A19 100w |  | 3 | No | [14 empty] | 0 | [12 empty] | 149.98 | 299.96 | 449.94 | L:25 1/4'' W:4'' H:9 1/2'' O:52 1/4'' | 7.1 |  | 25.25 | 4 | 9.5 | Single Cap Nut |  |  | 52.25 | 16.25 - 52.25 |  |  | No |  | No | [20 empty] | DP:13/16'' W:4 9/16'' H:11 7/8'' Oval |  |  |  |  | 144 | Brown |  | N/A |  | 0 | 0 | 0 | 0 | 1 | 0 | 0 | 1 | 0 | 0 | 0 | 785652183492 | 26.5 | 13.25 | 6.75 | 8.8 | 1.372 | 125 | Yes | [9 empty] | cETL Dry | OSLO 3L ISLAND-839 | Three Light Island Pendant |  | 66160-839.jpg | 66160.jpg
66160-962 | Three Light Island Pendant | The Oslo lighting collection by Sea Gull Lighting is a sleek design, with smooth and clean lines. The Opal Etched glass adds to this collection's contemporary and minimalist character. Offered in Chrome, Brushed Nickel and textured Blacksmith finishes, the collection includes nine-, five-, and three-light chandeliers, pendants in four sizes, both flush and semi-flush ceiling fixtures, as well as one-, two-, three- and four-light wall/bath fixtures. Both incandescent lamping and ENERGY STAR-qualified LED lamping are available. All fixtures are California Title 24 compliant. | LINE VOLTAGE PENDANT | Oslo | Pendants | Brushed Nickel | 962 | Steel | Cased Opal Etched Glass | D:3.9375" H:5.90625" |  |  | 3 Medium A19 100w |  | 3 | No | [14 empty] | 0 | [12 empty] | 140.48 | 280.96 | 421.44 | L:25 1/4'' W:4'' H:9 1/2'' O:52 1/4'' | 7.1 |  | 25.25 | 4 | 9.5 | Single Cap Nut |  |  | 52.25 |  |  |  | No |  | No | [20 empty] | DP:13/16'' W:4 9/16'' H:11 7/8'' Oval |  |  |  |  | 144 | Clear Silver |  |  | Hardwired | 0 | 0 | 0 | 0 | 1 | 0 | 0 | 1 | 0 | 0 | 0 | 785652003035 | 26.5 | 13.25 | 6.75 | 8.8 | 1.372 | 125 | Yes | [9 empty] | cETL Dry | OSLO 3L ISLAND-962 | Three Light Island Pendant |  | 66160-962.jpg | 66160.jpg
66160EN3-05 | Three Light Island Pendant | The Oslo lighting collection by Sea Gull Lighting is a sleek design, with smooth and clean lines. The Opal Etched glass adds to this collection's contemporary and minimalist character. Offered in Chrome, Brushed Nickel and textured Blacksmith finishes, the collection includes nine-, five-, and three-light chandeliers, pendants in four sizes, both flush and semi-flush ceiling fixtures, as well as one-, two-, three- and four-light wall/bath fixtures. Both incandescent lamping and ENERGY STAR-qualified LED lamping are available. All fixtures are California Title 24 compliant. | LINE VOLTAGE PENDANT | Oslo | Pendants | Chrome | 5 | Steel | Cased Opal Etched Glass | D:3.9375" H:5.90625" |  |  | 3 Medium A19 9.3w |  | 3 | Yes | [14 empty] | 0 | [12 empty] | 164.98 | 329.96 | 494.94 | L:25 1/4'' W:4'' H:9 1/2'' O:52 1/4'' | 7.1 |  | 25.25 | 4 | 9.5 | Single Cap Nut |  |  | 52.25 |  |  |  | No |  | No | [20 empty] | DP:13/16'' W:4 9/16'' H:11 7/8'' Oval |  |  |  |  | 144 | Clear Silver |  |  | Hardwired | 0 | 0 | 0 | 1 | 1 | 0 | 0 | 0 | 0 | 0 | 0 | 785652051319 | 26.5 | 13.25 | 6.75 | 8.8 | 1.372 | 125 | Yes | [9 empty] | cETL Dry | OSLO 3L ISLAND-05 | Three Light Island Pendant |  | 66160EN3-05.jpg | 66160.jpg
66160EN3-710 | Three Light Island Pendant | The Oslo lighting collection by Sea Gull Lighting is a sleek design, with smooth and clean lines. The Opal Etched glass adds to this collection's contemporary and minimalist character. Offered in Chrome, Brushed Nickel and textured Blacksmith finishes, the collection includes nine-, five-, and three-light chandeliers, pendants in four sizes, both flush and semi-flush ceiling fixtures, as well as one-, two-, three- and four-light wall/bath fixtures. Both incandescent lamping and ENERGY STAR-qualified LED lamping are available. All fixtures are California Title 24 compliant. | LINE VOLTAGE PENDANT | Oslo | Pendants | Burnt Sienna | 710 | Steel | Cased Opal Etched Glass | D:3.9375" H:5.90625" |  |  | 3 Medium A19 9.3w |  | 3 | Yes | [14 empty] | 0 | [12 empty] | 158.45 | 316.9 | 475.35 | L:25 1/4'' W:4'' H:9 1/2'' O:52 1/4'' | 7.1 |  | 25.25 | 4 | 9.5 | Single Cap Nut |  |  | 52.25 |  |  |  | No |  | No | [20 empty] | DP:13/16'' W:4 9/16'' H:11 7/8'' Oval |  |  |  |  | 144 | Brown |  |  | Hardwired | 0 | 0 | 0 | 1 | 1 | 0 | 0 | 0 | 0 | 0 | 0 | 785652082047 | 26.5 | 13.25 | 6.75 | 8.8 | 1.372 | 125 | Yes | [9 empty] | cETL Dry | OSLO 3L ISLAND-710 | Three Light Island Pendant |  | 66160EN3-710.jpg | 66160EN3.jpg
66160EN3-839 | Three Light Island Pendant | The Oslo lighting collection by Sea Gull Lighting is a sleek design, with smooth and clean lines. The Opal Etched glass adds to this collection's contemporary and minimalist character. Offered in Chrome, Brushed Nickel and textured Blacksmith finishes, the collection includes nine-, five-, and three-light chandeliers, pendants in four sizes, both flush and semi-flush ceiling fixtures, as well as one-, two-, three- and four-light wall/bath fixtures. Both incandescent lamping and ENERGY STAR-qualified LED lamping are available. All fixtures are California Title 24 compliant. | LINE VOLTAGE PENDANT | Oslo | Pendants | Blacksmith | 839 | Steel | Cased Opal Etched Glass | D:3.9375" H:5.90625" |  |  | 3 Medium A19 9.3w |  | 3 | Yes | [14 empty] | 0 | [12 empty] | 164.98 | 329.96 | 494.94 | L:25 1/4'' W:4'' H:9 1/2'' O:52 1/4'' | 7.1 |  | 25.25 | 4 | 9.5 | Single Cap Nut |  |  | 52.25 |  |  |  | No |  | No | [20 empty] | DP:13/16'' W:4 9/16'' H:11 7/8'' Oval |  |  |  |  | 144 | Brown |  |  | Hardwired | 0 | 0 | 0 | 1 | 1 | 0 | 0 | 0 | 0 | 0 | 0 | 785652051326 | 26.5 | 13.25 | 6.75 | 8.8 | 1.372 | 125 | Yes | [9 empty] | cETL Dry | OSLO 3L ISLAND-839 | Three Light Island Pendant |  | 66160EN3-839.jpg | 66160.jpg
66160EN3-962 | Three Light Island Pendant | The Oslo lighting collection by Sea Gull Lighting is a sleek design, with smooth and clean lines. The Opal Etched glass adds to this collection's contemporary and minimalist character. Offered in Chrome, Brushed Nickel and textured Blacksmith finishes, the collection includes nine-, five-, and three-light chandeliers, pendants in four sizes, both flush and semi-flush ceiling fixtures, as well as one-, two-, three- and four-light wall/bath fixtures. Both incandescent lamping and ENERGY STAR-qualified LED lamping are available. All fixtures are California Title 24 compliant. | LINE VOLTAGE PENDANT | Oslo | Pendants | Brushed Nickel | 962 | Steel | Cased Opal Etched Glass | D:3.9375" H:5.90625" |  |  | 3 Medium A19 9.3w |  | 3 | Yes | [14 empty] | 0 | [12 empty] | 159.48 | 318.96 | 478.44 | L:25 1/4'' W:4'' H:9 1/2'' O:52 1/4'' | 7.1 |  | 25.25 | 4 | 9.5 | Single Cap Nut |  |  | 52.25 |  |  |  | No |  | No | [20 empty] | DP:13/16'' W:4 9/16'' H:11 7/8'' Oval |  |  |  |  | 144 | Clear Silver |  |  | Hardwired | 0 | 0 | 0 | 1 | 1 | 0 | 0 | 0 | 0 | 0 | 0 | 785652046490 | 26.5 | 13.25 | 6.75 | 8.8 | 1.372 | 125 | Yes | [9 empty] | cETL Dry | OSLO 3L ISLAND-962 | Three Light Island Pendant |  | 66160EN3-962.jpg | 66160.jpg
6616503-710 | Medium Three Light Pendant | Adaptability takes center stage with the Geary Collection. This series of traditional up-light pendants, semi-flush and flush-mount fixtures feature decoratively bowed arms and constructed of rectangular steel tubing. Geary is a true cross-collection piece, offered in four beautiful finishes Blacksmith, Brushed Nickel, Burnt Sienna and Heirloom Bronze. The Geary has a universal appeal matching 24 different Sea Gull Lighting interior collections. Offering subtle style with practical design, Geary is at home in almost any room. The fixtures have a fluid movement with a traditional look to complement a wide range of decor. | LINE VOLTAGE PENDANT | Geary | Pendants | Burnt Sienna | 710 | Steel | Satin Etched Glass | D:17.75" H:5.25" |  |  | 3 Medium A19 100w |  | 3 | No | [14 empty] | 0 | [12 empty] | 89.98 | 179.96 | 269.94 | D:18 5/8'' H:20 5/8'' O:94 5/8'' | 8.6 | 18.625 |  |  | 20.625 | Center Lock-Up |  |  | 94.625 |  |  |  | No |  | No | [20 empty] | D:4 7/8'' H:3/4'' Round |  |  |  |  | 120 | Brown | 72 |  | Hardwired | 0 | 0 | 0 | 0 | 1 | 0 | 0 | 1 | 1 | 0 | 0 | 785652001062 | 21.25 | 21 | 12.5 | 11.8 | 3.228 | 250 | Yes | [9 empty] | cETL Damp | GEARY 3L PEND-710 | Medium Three Light Pendant |  | 6616503-710.png | 6616503.jpg
6616503-782 | Medium Three Light Pendant | Adaptability takes center stage with the Geary Collection. This series of traditional up-light pendants, semi-flush and flush-mount fixtures feature decoratively bowed arms and constructed of rectangular steel tubing. Geary is a true cross-collection piece, offered in four beautiful finishes Blacksmith, Brushed Nickel, Burnt Sienna and Heirloom Bronze. The Geary has a universal appeal matching 24 different Sea Gull Lighting interior collections. Offering subtle style with practical design, Geary is at home in almost any room. The fixtures have a fluid movement with a traditional look to complement a wide range of decor. | LINE VOLTAGE PENDANT | Geary | Pendants | Heirloom Bronze | 782 | Steel | Satin Etched Glass | D:17.75" H:5.25" |  |  | 3 Medium A19 100w |  | 3 | No | [14 empty] | 0 | [12 empty] | 89.98 | 179.96 | 269.94 | D:18 5/8'' H:20 5/8'' O:94 5/8'' | 8.6 | 18.625 |  |  | 20.625 | Center Lock-Up |  |  | 94.625 |  |  |  | No |  | No | [20 empty] | D:4 7/8'' H:3/4'' Round |  |  |  |  | 120 | Brown | 72 |  | Hardwired | 0 | 0 | 0 | 0 | 1 | 0 | 0 | 1 | 1 | 0 | 0 | 785652001437 | 21.5 | 21 | 12.5 | 11.3 | 3.266 | 250 | Yes | [9 empty] | cETL Damp | GEARY 3L PEND-782 | Medium Three Light Pendant |  | 6616503-782.png | 6616503.jpg
6616503-839 | Medium Three Light Pendant | Adaptability takes center stage with the Geary Collection. This series of traditional up-light pendants, semi-flush and flush-mount fixtures feature decoratively bowed arms and constructed of rectangular steel tubing. Geary is a true cross-collection piece, offered in four beautiful finishes Blacksmith, Brushed Nickel, Burnt Sienna and Heirloom Bronze. The Geary has a universal appeal matching 24 different Sea Gull Lighting interior collections. Offering subtle style with practical design, Geary is at home in almost any room. The fixtures have a fluid movement with a traditional look to complement a wide range of decor. | LINE VOLTAGE PENDANT | Geary | Pendants | Blacksmith | 839 | Steel | Satin Etched Glass | D:17.75" H:5.25" |  |  | 3 Medium A19 100w |  | 3 | No | [14 empty] | 0 | [12 empty] | 89.98 | 179.96 | 269.94 | D:18 5/8'' H:20 5/8'' O:94 5/8'' | 8.6 | 18.625 |  |  | 20.625 | Center Lock-Up |  |  | 94.625 |  |  |  | No |  | No | [20 empty] | D:4 7/8'' H:3/4'' Round |  |  |  |  | 120 | Black | 72 |  | Hardwired | 0 | 0 | 0 | 0 | 1 | 0 | 0 | 1 | 1 | 0 | 0 | 785652001444 | 21.5 | 21 | 12.5 | 11.7 | 3.266 | 250 | Yes | [9 empty] | cETL Damp | GEARY 3L PEND-839 | Medium Three Light Pendant |  | 6616503-839.png | 6616503.jpg
6616503-962 | Medium Three Light Pendant | Adaptability takes center stage with the Geary Collection. This series of traditional up-light pendants, semi-flush and flush-mount fixtures feature decoratively bowed arms and constructed of rectangular steel tubing. Geary is a true cross-collection piece, offered in four beautiful finishes Blacksmith, Brushed Nickel, Burnt Sienna and Heirloom Bronze. The Geary has a universal appeal matching 24 different Sea Gull Lighting interior collections. Offering subtle style with practical design, Geary is at home in almost any room. The fixtures have a fluid movement with a traditional look to complement a wide range of decor. | LINE VOLTAGE PENDANT | Geary | Pendants | Brushed Nickel | 962 | Steel | Satin Etched Glass | D:17.75" H:5.25" |  |  | 3 Medium A19 100w |  | 3 | No | [14 empty] | 0 | [12 empty] | 89.98 | 179.96 | 269.94 | D:18 5/8'' H:20 5/8'' O:94 5/8'' | 8.6 | 18.625 |  |  | 20.625 | Center Lock-Up |  |  | 94.625 |  |  |  | No |  | No | [20 empty] | D:4 7/8'' H:3/4'' Round |  |  |  |  | 120 | Clear Silver | 72 |  | Hardwired | 0 | 0 | 0 | 0 | 1 | 0 | 0 | 1 | 1 | 0 | 0 | 785652001451 | 21.5 | 21 | 12.5 | 11.4 | 3.266 | 250 | Yes | [9 empty] | cETL Damp | GEARY 3L PEND-962 | Medium Three Light Pendant |  | 6616503-962.png | 6616503.jpg
6616503EN3-710 | Medium Three Light Pendant | Adaptability takes center stage with the Geary Collection. This series of traditional up-light pendants, semi-flush and flush-mount fixtures feature decoratively bowed arms and constructed of rectangular steel tubing. Geary is a true cross-collection piece, offered in four beautiful finishes Blacksmith, Brushed Nickel, Burnt Sienna and Heirloom Bronze. The Geary has a universal appeal matching 24 different Sea Gull Lighting interior collections. Offering subtle style with practical design, Geary is at home in almost any room. The fixtures have a fluid movement with a traditional look to complement a wide range of decor. | LINE VOLTAGE PENDANT | Geary | Pendants | Burnt Sienna | 710 | Steel | Satin Etched Glass | D:17.75" H:5.25" |  |  | 3 Medium A19 9.3w |  | 3 | Yes | [14 empty] | 0 | [12 empty] | 108.48 | 216.96 | 325.44 | D:18 5/8'' H:20 5/8'' O:94 5/8'' | 8.6 | 18.625 |  |  | 20.625 | Center Lock-Up |  |  | 94.625 |  |  |  | No |  | No | [20 empty] | D:4 7/8'' H:3/4'' Round |  |  |  |  | 120 | Brown | 72 |  | Hardwired | 0 | 0 | 0 | 1 | 1 | 0 | 0 | 0 | 1 | 0 | 0 | 785652060571 | 21.25 | 21 | 12.5 | 11.8 | 3.228 | 250 | Yes | [9 empty] | cETL Damp | GEARY 3L PEND-710 | Medium Three Light Pendant |  | 6616503EN3-710.png | 6616503EN3.jpg
6616503EN3-782 | Medium Three Light Pendant | Adaptability takes center stage with the Geary Collection. This series of traditional up-light pendants, semi-flush and flush-mount fixtures feature decoratively bowed arms and constructed of rectangular steel tubing. Geary is a true cross-collection piece, offered in four beautiful finishes Blacksmith, Brushed Nickel, Burnt Sienna and Heirloom Bronze. The Geary has a universal appeal matching 24 different Sea Gull Lighting interior collections. Offering subtle style with practical design, Geary is at home in almost any room. The fixtures have a fluid movement with a traditional look to complement a wide range of decor. | LINE VOLTAGE PENDANT | Geary | Pendants | Heirloom Bronze | 782 | Steel | Satin Etched Glass | D:17.75" H:5.25" |  |  | 3 Medium A19 9.3w |  | 3 | Yes | [14 empty] | 0 | [12 empty] | 108.48 | 216.96 | 325.44 | D:18 5/8'' H:20 5/8'' O:94 5/8'' | 8.6 | 18.625 |  |  | 20.625 | Center Lock-Up |  |  | 94.625 |  |  |  | No |  | No | [20 empty] | D:4 7/8'' H:3/4'' Round |  |  |  |  | 120 | Brown | 72 |  | Hardwired | 0 | 0 | 0 | 1 | 1 | 0 | 0 | 0 | 1 | 0 | 0 | 785652060588 | 21.5 | 21 | 12.5 | 11.3 | 3.266 | 250 | Yes | [9 empty] | cETL Damp | GEARY 3L PEND-782 | Medium Three Light Pendant |  | 6616503EN3-782.png | 6616503EN3.jpg
6616503EN3-839 | Medium Three Light Pendant | Adaptability takes center stage with the Geary Collection. This series of traditional up-light pendants, semi-flush and flush-mount fixtures feature decoratively bowed arms and constructed of rectangular steel tubing. Geary is a true cross-collection piece, offered in four beautiful finishes Blacksmith, Brushed Nickel, Burnt Sienna and Heirloom Bronze. The Geary has a universal appeal matching 24 different Sea Gull Lighting interior collections. Offering subtle style with practical design, Geary is at home in almost any room. The fixtures have a fluid movement with a traditional look to complement a wide range of decor. | LINE VOLTAGE PENDANT | Geary | Pendants | Blacksmith | 839 | Steel | Satin Etched Glass | D:17.75" H:5.25" |  |  | 3 Medium A19 9.3w |  | 3 | Yes | [14 empty] | 0 | [12 empty] | 108.48 | 216.96 | 325.44 | D:18 5/8'' H:20 5/8'' O:94 5/8'' | 8.6 | 18.625 |  |  | 20.625 | Center Lock-Up |  |  | 94.625 |  |  |  | No |  | No | [20 empty] | D:4 7/8'' H:3/4'' Round |  |  |  |  | 120 | Black | 72 |  | Hardwired | 0 | 0 | 0 | 1 | 1 | 0 | 0 | 0 | 1 | 0 | 0 | 785652060595 | 21.5 | 21 | 12.5 | 11.7 | 3.266 | 250 | Yes | [9 empty] | cETL Damp | GEARY 3L PEND-839 | Medium Three Light Pendant |  | 6616503EN3-839.png | 6616503EN3.jpg
6616503EN3-962 | Medium Three Light Pendant | Adaptability takes center stage with the Geary Collection. This series of traditional up-light pendants, semi-flush and flush-mount fixtures feature decoratively bowed arms and constructed of rectangular steel tubing. Geary is a true cross-collection piece, offered in four beautiful finishes Blacksmith, Brushed Nickel, Burnt Sienna and Heirloom Bronze. The Geary has a universal appeal matching 24 different Sea Gull Lighting interior collections. Offering subtle style with practical design, Geary is at home in almost any room. The fixtures have a fluid movement with a traditional look to complement a wide range of decor. | LINE VOLTAGE PENDANT | Geary | Pendants | Brushed Nickel | 962 | Steel | Satin Etched Glass | D:17.75" H:5.25" |  |  | 3 Medium A19 9.3w |  | 3 | Yes | [14 empty] | 0 | [12 empty] | 108.48 | 216.96 | 325.44 | D:18 5/8'' H:20 5/8'' O:94 5/8'' | 8.6 | 18.625 |  |  | 20.625 | Center Lock-Up |  |  | 94.625 |  |  |  | No |  | No | [20 empty] | D:4 7/8'' H:3/4'' Round |  |  |  |  | 120 | Clear Silver | 72 |  | Hardwired | 0 | 0 | 0 | 1 | 1 | 0 | 0 | 0 | 1 | 0 | 0 | 785652060601 | 21.5 | 21 | 12.5 | 11.4 | 3.266 | 250 | Yes | [9 empty] | cETL Damp | GEARY 3L PEND-962 | Medium Three Light Pendant |  | 6616503EN3-962.png | 6616503EN3.jpg
6616504-710 | Large Four Light Pendant | Adaptability takes center stage with the Geary Collection. This series of traditional up-light pendants, semi-flush and flush-mount fixtures feature decoratively bowed arms and constructed of rectangular steel tubing. Geary is a true cross-collection piece, offered in four beautiful finishes Blacksmith, Brushed Nickel, Burnt Sienna and Heirloom Bronze. The Geary has a universal appeal matching 24 different Sea Gull Lighting interior collections. Offering subtle style with practical design, Geary is at home in almost any room. The fixtures have a fluid movement with a traditional look to complement a wide range of decor. | LINE VOLTAGE PENDANT | Geary | Pendants | Burnt Sienna | 710 | Steel | Satin Etched Glass | D:24" H:6.75" |  |  | 4 Medium A19 100w |  | 4 | No | [14 empty] | 0 | [12 empty] | 166.98 | 333.96 | 500.94 | D:25'' H:27 1/8'' O:101'' | 13.9 | 25 |  |  | 27.125 | Center Lock-Up |  |  | 101 |  |  |  | No |  | No | [20 empty] | D:4 7/8'' H:3/4'' Round |  |  |  |  | 120 | Brown | 72 |  | Hardwired | 0 | 0 | 0 | 0 | 1 | 0 | 0 | 1 | 1 | 0 | 0 | 785652001468 | 28 | 27.75 | 14.25 | 22.7 | 6.408 | 250 | Yes | [9 empty] | cETL Damp | GEARY 4L PEND-710 | Large Four Light Pendant |  | 6616504-710.png | 6616504.jpg
6616504-782 | Large Four Light Pendant | Adaptability takes center stage with the Geary Collection. This series of traditional up-light pendants, semi-flush and flush-mount fixtures feature decoratively bowed arms and constructed of rectangular steel tubing. Geary is a true cross-collection piece, offered in four beautiful finishes Blacksmith, Brushed Nickel, Burnt Sienna and Heirloom Bronze. The Geary has a universal appeal matching 24 different Sea Gull Lighting interior collections. Offering subtle style with practical design, Geary is at home in almost any room. The fixtures have a fluid movement with a traditional look to complement a wide range of decor. | LINE VOLTAGE PENDANT | Geary | Pendants | Heirloom Bronze | 782 | Steel | Satin Etched Glass | D:24" H:6.75" |  |  | 4 Medium A19 100w |  | 4 | No | [14 empty] | 0 | [12 empty] | 166.98 | 333.96 | 500.94 | D:25'' H:27 1/8'' O:101'' | 13.9 | 25 |  |  | 27.125 | Center Lock-Up |  |  | 101 |  |  |  | No |  | No | [20 empty] | D:4 7/8'' H:3/4'' Round |  |  |  |  | 120 | Brown | 72 |  | Hardwired | 0 | 0 | 0 | 0 | 1 | 0 | 0 | 1 | 1 | 0 | 0 | 785652001475 | 28 | 27.75 | 14.25 | 22.7 | 6.408 | 250 | Yes | [9 empty] | cETL Damp | GEARY 4L PEND-782 | Large Four Light Pendant |  | 6616504-782.png | 6616504.jpg
6616504-839 | Large Four Light Pendant | Adaptability takes center stage with the Geary Collection. This series of traditional up-light pendants, semi-flush and flush-mount fixtures feature decoratively bowed arms and constructed of rectangular steel tubing. Geary is a true cross-collection piece, offered in four beautiful finishes Blacksmith, Brushed Nickel, Burnt Sienna and Heirloom Bronze. The Geary has a universal appeal matching 24 different Sea Gull Lighting interior collections. Offering subtle style with practical design, Geary is at home in almost any room. The fixtures have a fluid movement with a traditional look to complement a wide range of decor. | LINE VOLTAGE PENDANT | Geary | Pendants | Blacksmith | 839 | Steel | Satin Etched Glass | D:24" H:6.75" |  |  | 4 Medium A19 100w |  | 4 | No | [14 empty] | 0 | [12 empty] | 166.98 | 333.96 | 500.94 | D:25'' H:27 1/8'' O:101'' | 13.9 | 25 |  |  | 27.125 | Center Lock-Up |  |  | 101 |  |  |  | No |  | No | [20 empty] | D:4 7/8'' H:3/4'' Round |  |  |  |  | 120 | Black | 72 |  | Hardwired | 0 | 0 | 0 | 0 | 1 | 0 | 0 | 1 | 1 | 0 | 0 | 785652001482 | 28 | 27.75 | 14.25 | 22.7 | 6.408 | 250 | Yes | [9 empty] | cETL Damp | GEARY 4L PEND-839 | Large Four Light Pendant |  | 6616504-839.png | 6616504.jpg
6616504-962 | Large Four Light Pendant | Adaptability takes center stage with the Geary Collection. This series of traditional up-light pendants, semi-flush and flush-mount fixtures feature decoratively bowed arms and constructed of rectangular steel tubing. Geary is a true cross-collection piece, offered in four beautiful finishes Blacksmith, Brushed Nickel, Burnt Sienna and Heirloom Bronze. The Geary has a universal appeal matching 24 different Sea Gull Lighting interior collections. Offering subtle style with practical design, Geary is at home in almost any room. The fixtures have a fluid movement with a traditional look to complement a wide range of decor. | LINE VOLTAGE PENDANT | Geary | Pendants | Brushed Nickel | 962 | Steel | Satin Etched Glass | D:24" H:6.75" |  |  | 4 Medium A19 100w |  | 4 | No | [14 empty] | 0 | [12 empty] | 166.98 | 333.96 | 500.94 | D:25'' H:27 1/8'' O:101'' | 13.9 | 25 |  |  | 27.125 | Center Lock-Up |  |  | 101 |  |  |  | No |  | No | [20 empty] | D:4 7/8'' H:3/4'' Round |  |  |  |  | 120 | Clear Silver | 72 |  | Hardwired | 0 | 0 | 0 | 0 | 1 | 0 | 0 | 1 | 1 | 0 | 0 | 785652001079 | 28 | 27.75 | 14.25 | 22.7 | 6.408 | 250 | Yes | [9 empty] | cETL Damp | GEARY 4L PEND-962 | Large Four Light Pendant |  | 6616504-962.png | 6616504.jpg
6616504EN3-710 | Large Four Light Pendant | Adaptability takes center stage with the Geary Collection. This series of traditional up-light pendants, semi-flush and flush-mount fixtures feature decoratively bowed arms and constructed of rectangular steel tubing. Geary is a true cross-collection piece, offered in four beautiful finishes Blacksmith, Brushed Nickel, Burnt Sienna and Heirloom Bronze. The Geary has a universal appeal matching 24 different Sea Gull Lighting interior collections. Offering subtle style with practical design, Geary is at home in almost any room. The fixtures have a fluid movement with a traditional look to complement a wide range of decor. | LINE VOLTAGE PENDANT | Geary | Pendants | Burnt Sienna | 710 | Steel | Satin Etched Glass | D:24" H:6.75" |  |  | 4 Medium A19 9.3w |  | 4 | Yes | [14 empty] | 0 | [12 empty] | 191.98 | 383.96 | 575.94 | D:25'' H:27 1/8'' O:101'' | 13.9 | 25 |  |  | 27.125 | Center Lock-Up |  |  | 101 |  |  |  | No |  | No | [20 empty] | D:4 7/8'' H:3/4'' Round |  |  |  |  | 120 | Brown | 72 |  | Hardwired | 0 | 0 | 0 | 1 | 1 | 0 | 0 | 0 | 1 | 0 | 0 | 785652060618 | 28 | 27.75 | 14.25 | 22.7 | 6.408 | 250 | Yes | [9 empty] | cETL Damp | GEARY 4L PEND-710 | Large Four Light Pendant |  | 6616504EN3-710 | 6616504EN3.jpg
6616504EN3-782 | Large Four Light Pendant | Adaptability takes center stage with the Geary Collection. This series of traditional up-light pendants, semi-flush and flush-mount fixtures feature decoratively bowed arms and constructed of rectangular steel tubing. Geary is a true cross-collection piece, offered in four beautiful finishes Blacksmith, Brushed Nickel, Burnt Sienna and Heirloom Bronze. The Geary has a universal appeal matching 24 different Sea Gull Lighting interior collections. Offering subtle style with practical design, Geary is at home in almost any room. The fixtures have a fluid movement with a traditional look to complement a wide range of decor. | LINE VOLTAGE PENDANT | Geary | Pendants | Heirloom Bronze | 782 | Steel | Satin Etched Glass | D:24" H:6.75" |  |  | 4 Medium A19 9.3w |  | 4 | Yes | [14 empty] | 0 | [12 empty] | 191.98 | 383.96 | 575.94 | D:25'' H:27 1/8'' O:101'' | 13.9 | 25 |  |  | 27.125 | Center Lock-Up |  |  | 101 |  |  |  | No |  | No | [20 empty] | D:4 7/8'' H:3/4'' Round |  |  |  |  | 120 | Brown | 72 |  | Hardwired | 0 | 0 | 0 | 1 | 1 | 0 | 0 | 0 | 1 | 0 | 0 | 785652060625 | 28 | 27.75 | 14.25 | 22.7 | 6.408 | 250 | Yes | [9 empty] | cETL Damp | GEARY 4L PEND-782 | Large Four Light Pendant |  | 6616504EN3-782.png | 6616504EN3.jpg
6616504EN3-839 | Large Four Light Pendant | Adaptability takes center stage with the Geary Collection. This series of traditional up-light pendants, semi-flush and flush-mount fixtures feature decoratively bowed arms and constructed of rectangular steel tubing. Geary is a true cross-collection piece, offered in four beautiful finishes Blacksmith, Brushed Nickel, Burnt Sienna and Heirloom Bronze. The Geary has a universal appeal matching 24 different Sea Gull Lighting interior collections. Offering subtle style with practical design, Geary is at home in almost any room. The fixtures have a fluid movement with a traditional look to complement a wide range of decor. | LINE VOLTAGE PENDANT | Geary | Pendants | Blacksmith | 839 | Steel | Satin Etched Glass | D:24" H:6.75" |  |  | 4 Medium A19 9.3w |  | 4 | Yes | [14 empty] | 0 | [12 empty] | 191.98 | 383.96 | 575.94 | D:25'' H:27 1/8'' O:101'' | 13.9 | 25 |  |  | 27.125 | Center Lock-Up |  |  | 101 |  |  |  | No |  | No | [20 empty] | D:4 7/8'' H:3/4'' Round |  |  |  |  | 120 | Black | 72 |  | Hardwired | 0 | 0 | 0 | 1 | 1 | 0 | 0 | 0 | 1 | 0 | 0 | 785652060632 | 28 | 27.75 | 14.25 | 22.7 | 6.408 | 250 | Yes | [9 empty] | cETL Damp | GEARY 4L PEND-839 | Large Four Light Pendant |  | 6616504EN3-839.png | 6616504EN3.jpg
6616504EN3-962 | Large Four Light Pendant | Adaptability takes center stage with the Geary Collection. This series of traditional up-light pendants, semi-flush and flush-mount fixtures feature decoratively bowed arms and constructed of rectangular steel tubing. Geary is a true cross-collection piece, offered in four beautiful finishes Blacksmith, Brushed Nickel, Burnt Sienna and Heirloom Bronze. The Geary has a universal appeal matching 24 different Sea Gull Lighting interior collections. Offering subtle style with practical design, Geary is at home in almost any room. The fixtures have a fluid movement with a traditional look to complement a wide range of decor. | LINE VOLTAGE PENDANT | Geary | Pendants | Brushed Nickel | 962 | Steel | Satin Etched Glass | D:24" H:6.75" |  |  | 4 Medium A19 9.3w |  | 4 | Yes | [14 empty] | 0 | [12 empty] | 191.98 | 383.96 | 575.94 | D:25'' H:27 1/8'' O:101'' | 13.9 | 25 |  |  | 27.125 | Center Lock-Up |  |  | 101 |  |  |  | No |  | No | [20 empty] | D:4 7/8'' H:3/4'' Round |  |  |  |  | 120 | Clear Silver | 72 |  | Hardwired | 0 | 0 | 0 | 1 | 1 | 0 | 0 | 0 | 1 | 0 | 0 | 785652060649 | 28 | 27.75 | 14.25 | 22.7 | 6.408 | 250 | Yes | [9 empty] | cETL Damp | GEARY 4L PEND-962 | Large Four Light Pendant |  | 6616504EN3-962.png | 6616504EN3.jpg
6624503-710 | Three Light Pendant | The transitional styling of the Hanford lighting collection by Sea Gull Lighting is evident in its elegant symmetry articulated by long, sweeping arms. Tapered Etched glass shades produce a soft uplight and make Hanford complementary to a wide array of décor from traditional to contemporary. Offered in both Brushed Nickel and Burnt Sienna finishes, the collection includes five-, nine- and fifteen-light chandeliers, a three-light hall/foyer light, a one-light mini pendant, a three-light pendant, a three-light semi-flush mount which can convert into a pendant, and one-, two-, three- and four-light bath fixtures. Incandescent and ENERGY STAR-qualified LED lamping are available; all fixtures are California Title 24 compliant. | LINE VOLTAGE PENDANT | Hanford | Pendants | Burnt Sienna | 710 | Steel | Satin Etched Glass | D:18.875" H:5.4375" |  |  | 3 Medium A19 100w |  | 3 | No | [14 empty] | 0 | [12 empty] | 168.48 | 336.96 | 505.44 | D:20 5/8'' H:22 5/8'' O:61'' | 13.6 | 20.625 |  |  | 22.625 | Center Lock-Up |  |  | 61 |  |  |  | No |  | No | [20 empty] | D:5'' H:7/8'' Round |  |  |  |  | 72 | Brown | 36 |  | Hardwired | 0 | 0 | 0 | 0 | 1 | 0 | 0 | 1 | 0 | 0 | 0 | 785652111051 | 22.75 | 22.75 | 12.25 | 17.3 | 3.669 | 175 | Yes | [9 empty] | cETL Damp | HANFORD 3L PEND-710 | Three Light Pendant |  | 6624503-710.jpg | 6624503.jpg
6624503-962 | Three Light Pendant | The transitional styling of the Hanford lighting collection by Sea Gull Lighting is evident in its elegant symmetry articulated by long, sweeping arms. Tapered Etched glass shades produce a soft uplight and make Hanford complementary to a wide array of décor from traditional to contemporary. Offered in both Brushed Nickel and Burnt Sienna finishes, the collection includes five-, nine- and fifteen-light chandeliers, a three-light hall/foyer light, a one-light mini pendant, a three-light pendant, a three-light semi-flush mount which can convert into a pendant, and one-, two-, three- and four-light bath fixtures. Incandescent and ENERGY STAR-qualified LED lamping are available; all fixtures are California Title 24 compliant. | LINE VOLTAGE PENDANT | Hanford | Pendants | Brushed Nickel | 962 | Steel | Satin Etched Glass | D:18.875" H:5.4375" |  |  | 3 Medium A19 100w |  | 3 | No | [14 empty] | 0 | [12 empty] | 168.48 | 336.96 | 505.44 | D:20 5/8'' H:22 5/8'' O:61'' | 13.6 | 20.625 |  |  | 22.625 | Center Lock-Up |  |  | 61 |  |  |  | No |  | No | [20 empty] | D:5'' H:7/8'' Round |  |  |  |  | 72 | Clear Silver | 36 |  | Hardwired | 0 | 0 | 0 | 0 | 1 | 0 | 0 | 1 | 0 | 0 | 0 | 785652111068 | 22.5 | 22.5 | 11.75 | 17 | 3.442 | 175 | Yes | [9 empty] | cETL Damp | HANFORD 3L PEND-962 | Three Light Pendant |  | 6624503-962.jpg | 6624503.jpg
6624503EN3-710 | Three Light Pendant | The transitional styling of the Hanford lighting collection by Sea Gull Lighting is evident in its elegant symmetry articulated by long, sweeping arms. Tapered Etched glass shades produce a soft uplight and make Hanford complementary to a wide array of décor from traditional to contemporary. Offered in both Brushed Nickel and Burnt Sienna finishes, the collection includes five-, nine- and fifteen-light chandeliers, a three-light hall/foyer light, a one-light mini pendant, a three-light pendant, a three-light semi-flush mount which can convert into a pendant, and one-, two-, three- and four-light bath fixtures. Incandescent and ENERGY STAR-qualified LED lamping are available; all fixtures are California Title 24 compliant. | LINE VOLTAGE PENDANT | Hanford | Pendants | Burnt Sienna | 710 | Steel | Satin Etched Glass | D:18.875" H:5.4375" |  |  | 3 Medium A19 9.3w |  | 3 | Yes | [14 empty] | 0 | [12 empty] | 182.98 | 365.96 | 548.94 | D:20 5/8'' H:22 5/8'' O:61'' | 13.6 | 20.625 |  |  | 22.625 | Center Lock-Up |  |  | 61 |  |  |  | No |  | No | [20 empty] | D:5'' H:7/8'' Round |  |  |  |  | 72 | Brown | 36 |  | Hardwired | 0 | 0 | 1 | 1 | 1 | 0 | 0 | 0 | 0 | 0 | 0 | 785652051333 | 22.75 | 22.75 | 12.25 | 17.3 | 3.669 | 175 | Yes | [9 empty] | cETL Damp | HANFORD 3L PEND-710 | Three Light Pendant |  | 6624503EN3-710.jpg | 6624503.jpg
6624503EN3-962 | Three Light Pendant | The transitional styling of the Hanford lighting collection by Sea Gull Lighting is evident in its elegant symmetry articulated by long, sweeping arms. Tapered Etched glass shades produce a soft uplight and make Hanford complementary to a wide array of décor from traditional to contemporary. Offered in both Brushed Nickel and Burnt Sienna finishes, the collection includes five-, nine- and fifteen-light chandeliers, a three-light hall/foyer light, a one-light mini pendant, a three-light pendant, a three-light semi-flush mount which can convert into a pendant, and one-, two-, three- and four-light bath fixtures. Incandescent and ENERGY STAR-qualified LED lamping are available; all fixtures are California Title 24 compliant. | LINE VOLTAGE PENDANT | Hanford | Pendants | Brushed Nickel | 962 | Steel | Satin Etched Glass | D:18.875" H:5.4375" |  |  | 3 Medium A19 9.3w |  | 3 | Yes | [14 empty] | 0 | [12 empty] | 182.98 | 365.96 | 548.94 | D:20 5/8'' H:22 5/8'' O:61'' | 13.6 | 20.625 |  |  | 22.625 | Center Lock-Up |  |  | 61 |  |  |  | No |  | No | [20 empty] | D:5'' H:7/8'' Round |  |  |  |  | 72 | Clear Silver | 36 |  | Hardwired | 0 | 0 | 1 | 1 | 1 | 0 | 0 | 0 | 0 | 0 | 0 | 785652051340 | 22.75 | 22.75 | 12.25 | 17.3 | 3.669 | 175 | Yes | [9 empty] | cETL Damp | HANFORD 3L PEND-962 | Three Light Pendant |  | 6624503EN3-962.jpg | 6624503.jpg
6624603-778 | Three Light Pendant | The silhouette of the modern Alturas lighting collection by Sea Gull Lighting features an interlocking, spherical steel frame, which harkens back to the Unisphere constructed for the 1964 New York World's Fair. The minimalist Alturas Collection draws the eye to the soft, warm glow of the light emitted from the cylindrical Satin Etched glass shades. The full assortment includes three-, five- and nine-light chandeliers, a one-light mini pendant, a three-light pendant, a two-light semi flush which is convertible into a pendant, and one-, two-, three- and four-light bath fixtures. All fixtures are offered in Brushed Oil Rubbed Bronze, Brushed Nickel and Satin Bronze finishes, the bath fixtures are also offered in Chrome finish. Incandescent and ENERGY STAR-qualified LED lamping are available; all fixtures are California Title 24 compliant. | LINE VOLTAGE PENDANT | Alturas | Pendants | Brushed Oil Rubbed Bronze | 778 | Steel | Etched / White Inside Glass | D:16.5" H:8.375" |  |  | 3 Medium A19 100w |  | 3 | No | [14 empty] | 0 | [12 empty] | 163.95 | 327.9 | 491.85 | D:19'' H:18 3/4'' O:63 1/4'' | 12.7 | 19 |  |  | 18.75 | Center Lock-Up |  |  | 63.25 |  |  |  | No |  | No | [20 empty] | D:5 1/8'' H:3/4'' Round |  |  |  |  | 144 | Brown |  |  | Hardwired | 0 | 0 | 0 | 0 | 1 | 0 | 0 | 1 | 0 | 0 | 0 | 785652067228 | 20.5 | 20.125 | 15.5 | 15.6 | 3.701 | 175 | Yes | [9 empty] | cETL Damp | ALTURAS 3L PEND-778 | Three Light Pendant |  | 6624603-778.png | 6624603.jpg
6624603-848 | Three Light Pendant | The silhouette of the modern Alturas lighting collection by Sea Gull Lighting features an interlocking, spherical steel frame, which harkens back to the Unisphere constructed for the 1964 New York World's Fair. The minimalist Alturas Collection draws the eye to the soft, warm glow of the light emitted from the cylindrical Satin Etched glass shades. The full assortment includes three-, five- and nine-light chandeliers, a one-light mini pendant, a three-light pendant, a two-light semi flush which is convertible into a pendant, and one-, two-, three- and four-light bath fixtures. All fixtures are offered in Brushed Oil Rubbed Bronze, Brushed Nickel and Satin Bronze finishes, the bath fixtures are also offered in Chrome finish. Incandescent and ENERGY STAR-qualified LED lamping are available; all fixtures are California Title 24 compliant. | LINE VOLTAGE PENDANT | Alturas | Pendants | Satin Bronze | 848 | Steel | Etched / White Inside Glass | D:16.5" H:8.375" |  |  | 3 Medium A19 100w |  | 3 | No | [14 empty] | 0 | [12 empty] | 169.98 | 339.96 | 509.94 | D:19'' H:18 3/4'' O:63 1/4'' | 12.7 | 19 |  |  | 18.75 | Center Lock-Up |  |  | 63.25 |  |  |  | No |  | No | [20 empty] | D:5 1/8'' H:3/4'' Round |  |  |  |  | 144 | Gold |  |  | Hardwired | 0 | 0 | 0 | 0 | 1 | 0 | 0 | 1 | 0 | 0 | 0 | 785652000645 | 20.25 | 20.25 | 15 | 15.75 | 3.56 | 175 | Yes | [9 empty] | cETL Damp | ALTURAS 3L PEND-848 | Three Light Pendant |  | 6624603-848.jpg | 6624603.jpg
6624603-962 | Three Light Pendant | The silhouette of the modern Alturas lighting collection by Sea Gull Lighting features an interlocking, spherical steel frame, which harkens back to the Unisphere constructed for the 1964 New York World's Fair. The minimalist Alturas Collection draws the eye to the soft, warm glow of the light emitted from the cylindrical Satin Etched glass shades. The full assortment includes three-, five- and nine-light chandeliers, a one-light mini pendant, a three-light pendant, a two-light semi flush which is convertible into a pendant, and one-, two-, three- and four-light bath fixtures. All fixtures are offered in Brushed Oil Rubbed Bronze, Brushed Nickel and Satin Bronze finishes, the bath fixtures are also offered in Chrome finish. Incandescent and ENERGY STAR-qualified LED lamping are available; all fixtures are California Title 24 compliant. | LINE VOLTAGE PENDANT | Alturas | Pendants | Brushed Nickel | 962 | Steel | Etched / White Inside Glass | D:16.5" H:8.375" |  |  | 3 Medium A19 100w |  | 3 | No | [14 empty] | 0 | [12 empty] | 174.98 | 349.96 | 524.94 | D:19'' H:18 3/4'' O:63 1/4'' | 12.7 | 19 |  |  | 18.75 | Center Lock-Up |  |  | 63.25 |  |  |  | No |  | No | [20 empty] | D:5 1/8'' H:3/4'' Round |  |  |  |  | 144 | Clear Silver |  |  | Hardwired | 0 | 0 | 0 | 0 | 1 | 0 | 0 | 1 | 0 | 0 | 0 | 785652108976 | 20.25 | 20 | 20 | 16.9 | 4.688 | 250 | Yes | [9 empty] | cETL Damp | ALTURAS 3L PEND-962 | Three Light Pendant |  | 6624603-962.jpg | 6624603.jpg
6624603EN3-778 | Three Light Pendant | The silhouette of the modern Alturas lighting collection by Sea Gull Lighting features an interlocking, spherical steel frame, which harkens back to the Unisphere constructed for the 1964 New York World's Fair. The minimalist Alturas Collection draws the eye to the soft, warm glow of the light emitted from the cylindrical Satin Etched glass shades. The full assortment includes three-, five- and nine-light chandeliers, a one-light mini pendant, a three-light pendant, a two-light semi flush which is convertible into a pendant, and one-, two-, three- and four-light bath fixtures. All fixtures are offered in Brushed Oil Rubbed Bronze, Brushed Nickel and Satin Bronze finishes, the bath fixtures are also offered in Chrome finish. Incandescent and ENERGY STAR-qualified LED lamping are available; all fixtures are California Title 24 compliant. | LINE VOLTAGE PENDANT | Alturas | Pendants | Brushed Oil Rubbed Bronze | 778 | Steel | Etched / White Inside Glass | D:16.5" H:8.375" |  |  | 3 Medium A19 9.3w |  | 3 | Yes | [14 empty] | 0 | [12 empty] | 181.45 | 362.9 | 544.35 | D:19'' H:18 3/4'' O:63 1/4'' | 12.7 | 19 |  |  | 18.75 | Center Lock-Up |  |  | 63.25 |  |  |  | No |  | No | [20 empty] | D:5 1/8'' H:3/4'' Round |  |  |  |  | 144 | Brown |  |  | Hardwired | 0 | 0 | 0 | 1 | 1 | 0 | 0 | 0 | 0 | 0 | 0 | 785652068126 | 20.5 | 20.125 | 15.5 | 15.6 | 3.701 | 175 | Yes | [9 empty] | cETL Damp | ALTURAS 3L LED PEND-778 | Three Light Pendant |  | 6624603EN3-778.png | 6624603.jpg
6624603EN3-848 | Three Light Pendant | The silhouette of the modern Alturas lighting collection by Sea Gull Lighting features an interlocking, spherical steel frame, which harkens back to the Unisphere constructed for the 1964 New York World's Fair. The minimalist Alturas Collection draws the eye to the soft, warm glow of the light emitted from the cylindrical Satin Etched glass shades. The full assortment includes three-, five- and nine-light chandeliers, a one-light mini pendant, a three-light pendant, a two-light semi flush which is convertible into a pendant, and one-, two-, three- and four-light bath fixtures. All fixtures are offered in Brushed Oil Rubbed Bronze, Brushed Nickel and Satin Bronze finishes, the bath fixtures are also offered in Chrome finish. Incandescent and ENERGY STAR-qualified LED lamping are available; all fixtures are California Title 24 compliant. | LINE VOLTAGE PENDANT | Alturas | Pendants | Satin Bronze | 848 | Steel | Etched / White Inside Glass | D:16.5" H:8.375" |  |  | 3 Medium A19 9.3w |  | 3 | Yes | [14 empty] | 0 | [12 empty] | 188.98 | 377.96 | 566.94 | D:19'' H:18 3/4'' O:63 1/4'' | 12.7 | 19 |  |  | 18.75 | Center Lock-Up |  |  | 63.25 |  |  |  | No |  | No | [20 empty] | D:5 1/8'' H:3/4'' Round |  |  |  |  | 144 | Gold |  |  | Hardwired | 0 | 0 | 0 | 1 | 1 | 0 | 0 | 0 | 0 | 0 | 0 | 785652051357 | 20.25 | 20 | 20 | 16.9 | 4.688 | 250 | Yes | [9 empty] | cETL Damp | ALTURAS 3L PEND-848 | Three Light Pendant |  | 6624603EN3-848.jpg | 6624603.jpg
6624603EN3-962 | Three Light Pendant | The silhouette of the modern Alturas lighting collection by Sea Gull Lighting features an interlocking, spherical steel frame, which harkens back to the Unisphere constructed for the 1964 New York World's Fair. The minimalist Alturas Collection draws the eye to the soft, warm glow of the light emitted from the cylindrical Satin Etched glass shades. The full assortment includes three-, five- and nine-light chandeliers, a one-light mini pendant, a three-light pendant, a two-light semi flush which is convertible into a pendant, and one-, two-, three- and four-light bath fixtures. All fixtures are offered in Brushed Oil Rubbed Bronze, Brushed Nickel and Satin Bronze finishes, the bath fixtures are also offered in Chrome finish. Incandescent and ENERGY STAR-qualified LED lamping are available; all fixtures are California Title 24 compliant. | LINE VOLTAGE PENDANT | Alturas | Pendants | Brushed Nickel | 962 | Steel | Etched / White Inside Glass | D:16.5" H:8.375" |  |  | 3 Medium A19 9.3w |  | 3 | Yes | [14 empty] | 0 | [12 empty] | 194.98 | 389.96 | 584.94 | D:19'' H:18 3/4'' O:63 1/4'' | 12.7 | 19 |  |  | 18.75 | Center Lock-Up |  |  | 63.25 |  |  |  | No |  | No | [20 empty] | D:5 1/8'' H:3/4'' Round |  |  |  |  | 144 | Clear Silver |  |  | Hardwired | 0 | 0 | 0 | 1 | 1 | 0 | 0 | 0 | 0 | 0 | 0 | 785652051364 | 20.25 | 20 | 20 | 16.9 | 4.688 | 250 | Yes | [9 empty] | cETL Damp | ALTURAS 3L PEND-962 | Three Light Pendant |  | 6624603EN3-962.jpg | 6624603.jpg
6626308-872 | Eight Light Island Pendant | The hand applied finishes on Thornwood exude authenticity, combining the tactile with the time-worn. Perfect proportions and honest functionality complete the package. The Thornwood lighting collection offers three-light, four-light and eight-like chandeliers, an eight-light linear, four-light foyer chandelier, and a two-light wall sconce. The two-light wall sconce is Damp Rated. Available in Washed Pine and a Weathered Iron Finish. | CHANDELIERS | Thornwood | Pendants | Washed Pine / Weathered Iron | 872 / 819 | Steel |  |  |  |  | 8 Candelabra B10 Torpedo 60w |  | 8 | No | [14 empty] | 0 | [12 empty] | 299.98 | 599.96 | 899.94 | L:49'' W:13 3/4'' H:14 1/2'' O:59'' | 23.54 |  | 49 | 13.75 | 14.5 | Double Cap Nuts |  |  | 59 |  |  |  | No |  | No | [20 empty] | DP:6'' W:26 3/4'' H:3/4'' Rectangular |  |  |  |  | 120 | Black |  |  | Hardwired | 0 | 0 | 0 | 0 | 1 | 0 | 0 | 1 | 0 | 0 | 0 | 785652070303 | 52.5 | 18.375 | 16.75 | 29.8 | 9.351 | 250 | Yes | [9 empty] | cETL Damp | THORNWOOD 8L ISLAND-872 | Eight Light Island Pendant |  | 6626308-872.jpg | 6626308.jpg
6626308EN-872 | Eight Light Island Pendant | The hand applied finishes on Thornwood exude authenticity, combining the tactile with the time-worn. Perfect proportions and honest functionality complete the package. The Thornwood lighting collection offers three-light, four-light and eight-like chandeliers, an eight-light linear, four-light foyer chandelier, and a two-light wall sconce. The two-light wall sconce is Damp Rated. Available in Washed Pine and a Weathered Iron Finish. | CHANDELIERS | Thornwood | Pendants | Washed Pine / Weathered Iron | 872 / 819 | Steel |  |  |  |  | 8 Candelabra B10 Torpedo 3.5w |  | 8 | Yes | [14 empty] | 0 | [12 empty] | 362.98 | 725.96 | 1088.94 | L:49'' W:13 3/4'' H:14 1/2'' O:59'' | 23.54 |  | 49 | 13.75 | 14.5 | Double Cap Nuts |  |  | 59 |  |  |  | No |  | No | [20 empty] | DP:6'' W:26 3/4'' H:3/4'' Rectangular |  |  |  |  | 120 | Black |  |  | Hardwired | 0 | 0 | 0 | 1 | 1 | 0 | 0 | 0 | 0 | 0 | 0 | 785652071980 | 52.5 | 18.375 | 16.75 | 29.8 | 9.351 | 250 | Yes | [9 empty] | cETL Damp | THORNWOOD 8L LED ISLAND-872 | Eight Light Island Pendant |  | 6626308EN-872.jpg | 6626308EN.jpg
6628003-782 | Three Light Pendant | The mid-century inspired Nance lighting collection by Sea Gull Lighting is a versatile transitional design which fits in a wide array of traditional or contemporary settings. The tapered, off-white, faux silk shades add warmth and sophistication. The large pendant and semi-flush faux silk drum shades are complemented nicely with Satin Etched Opal glass diffusers to soften the downlight. In either of the available Brushed Nickel or Heirloom Bronze finishes, all the Nance fixtures are timeless additions to any foyer, kitchen or dining area. The assortment includes three- five- and nine-light chandeliers; a one-light wall sconce; two- and three-light bath vanities and a two-light semi-flush convertible drum pendant. Incandescent and ENERGY STAR-qualified LED lamping are available; all fixtures are California Title 24 compliant. | LINE VOLTAGE PENDANT | Nance | Pendants | Heirloom Bronze | 782 | Steel | Off-White Faux Silk Fabric | D:19.25" H:6" |  | Satin Etched Glass | 3 Medium A19 100w |  | 3 | No | [14 empty] | 0 | [12 empty] | 112.98 | 225.96 | 338.94 | D:19 1/4'' H:13 1/2'' O:58'' | 7.8 | 19.25 |  |  | 13.5 | Center Lock-Up |  |  | 58 |  |  |  | No |  | No | [20 empty] | D:5'' H:1'' Round |  |  |  |  | 120 | Brown |  |  | Hardwired | 0 | 0 | 0 | 0 | 1 | 0 | 0 | 1 | 0 | 0 | 0 | 785652001963 | 21.5 | 21.25 | 9.25 | 9.8 | 2.446 | 175 | Yes | [8 empty] | ETL Damp | cETL Damp | NANCE 3L PEND-782 | Three Light Pendant |  | 6628003-782.jpg | 6628003.jpg
6628003-962 | Three Light Pendant | The mid-century inspired Nance lighting collection by Sea Gull Lighting is a versatile transitional design which fits in a wide array of traditional or contemporary settings. The tapered, off-white, faux silk shades add warmth and sophistication. The large pendant and semi-flush faux silk drum shades are complemented nicely with Satin Etched Opal glass diffusers to soften the downlight. In either of the available Brushed Nickel or Heirloom Bronze finishes, all the Nance fixtures are timeless additions to any foyer, kitchen or dining area. The assortment includes three- five- and nine-light chandeliers; a one-light wall sconce; two- and three-light bath vanities and a two-light semi-flush convertible drum pendant. Incandescent and ENERGY STAR-qualified LED lamping are available; all fixtures are California Title 24 compliant. | LINE VOLTAGE PENDANT | Nance | Pendants | Brushed Nickel | 962 | Steel | Off-White Faux Silk Fabric | D:19.25" H:6" |  | Satin Etched Glass | 3 Medium A19 100w |  | 3 | No | [14 empty] | 0 | [12 empty] | 112.98 | 225.96 | 338.94 | D:19 1/4'' H:13 1/2'' O:58'' | 7.8 | 19.25 |  |  | 13.5 | Center Lock-Up |  |  | 58 |  |  |  | No |  | No | [20 empty] | D:5'' H:1'' Round |  |  |  |  | 120 | Clear Silver |  |  | Hardwired | 0 | 0 | 0 | 0 | 1 | 0 | 0 | 1 | 0 | 0 | 0 | 785652001970 | 21.25 | 21.25 | 9.5 | 9.8 | 2.483 | 250 | Yes | [8 empty] | ETL Damp | cETL Damp | NANCE 3L PEND-962 | Three Light Pendant |  | 6628003-962.jpg | 6628003.jpg
6628003EN3-782 | Three Light Pendant | The mid-century inspired Nance lighting collection by Sea Gull Lighting is a versatile transitional design which fits in a wide array of traditional or contemporary settings. The tapered, off-white, faux silk shades add warmth and sophistication. The large pendant and semi-flush faux silk drum shades are complemented nicely with Satin Etched Opal glass diffusers to soften the downlight. In either of the available Brushed Nickel or Heirloom Bronze finishes, all the Nance fixtures are timeless additions to any foyer, kitchen or dining area. The assortment includes three- five- and nine-light chandeliers; a one-light wall sconce; two- and three-light bath vanities and a two-light semi-flush convertible drum pendant. Incandescent and ENERGY STAR-qualified LED lamping are available; all fixtures are California Title 24 compliant. | LINE VOLTAGE PENDANT | Nance | Pendants | Heirloom Bronze | 782 | Steel | Off-White Faux Silk Fabric | D:19.25" H:6" |  | Satin Etched Glass | 3 Medium A19 9.3w |  | 3 | Yes | [14 empty] | 0 | [12 empty] | 130.48 | 260.96 | 391.44 | D:19 1/4'' H:13 1/2'' O:58'' | 7.8 | 19.25 |  |  | 13.5 | Center Lock-Up |  |  | 58 |  |  |  | No |  | No | [20 empty] | D:5'' H:1'' Round |  |  |  |  | 120 | Brown |  |  | Hardwired | 0 | 0 | 0 | 1 | 1 | 0 | 0 | 0 | 0 | 0 | 0 | 785652046292 | 21.5 | 21.25 | 9.25 | 9.8 | 2.446 | 175 | Yes | [8 empty] | ETL Damp | cETL Damp | NANCE 3L PEND-782 | Three Light Pendant |  | 6628003EN3-782.jpg | 6628003.jpg
6628003EN3-962 | Three Light Pendant | The mid-century inspired Nance lighting collection by Sea Gull Lighting is a versatile transitional design which fits in a wide array of traditional or contemporary settings. The tapered, off-white, faux silk shades add warmth and sophistication. The large pendant and semi-flush faux silk drum shades are complemented nicely with Satin Etched Opal glass diffusers to soften the downlight. In either of the available Brushed Nickel or Heirloom Bronze finishes, all the Nance fixtures are timeless additions to any foyer, kitchen or dining area. The assortment includes three- five- and nine-light chandeliers; a one-light wall sconce; two- and three-light bath vanities and a two-light semi-flush convertible drum pendant. Incandescent and ENERGY STAR-qualified LED lamping are available; all fixtures are California Title 24 compliant. | LINE VOLTAGE PENDANT | Nance | Pendants | Brushed Nickel | 962 | Steel | Off-White Faux Silk Fabric | D:19.25" H:6" |  | Satin Etched Glass | 3 Medium A19 9.3w |  | 3 | Yes | [14 empty] | 0 | [12 empty] | 130.48 | 260.96 | 391.44 | D:19 1/4'' H:13 1/2'' O:58'' | 7.8 | 19.25 |  |  | 13.5 | Center Lock-Up |  |  | 58 |  |  |  | No |  | No | [20 empty] | D:5'' H:1'' Round |  |  |  |  | 120 | Clear Silver |  |  | Hardwired | 0 | 0 | 0 | 1 | 1 | 0 | 0 | 0 | 0 | 0 | 0 | 785652046308 | 21.5 | 21.25 | 9.25 | 9.8 | 2.446 | 175 | Yes | [8 empty] | ETL Damp | cETL Damp | NANCE 3L PEND-962 | Three Light Pendant |  | 6628003EN3-962.jpg | 6628003.jpg
6628605-802 | Five Light Island Pendant | Combine hanging art with light. Undulating with free-form hoops of welded cold-rolled steel, the Cowen Collection will redefine any room. As illumination escapes from the openings in the sculpted shade, the full menagerie comes together. The textured Obsidian Mist finish adds the final tactile element to this postmodern piece. The refined modern design comes to life with distressed gold metal accents. The Cowen collection is equally at home in a contemporary, urban setting or a traditional décor in the suburbs. The assortment includes one-light wall sconce; one-light mini-pendant; two-light semi-flush; three-light pendant; five-light island pendant and a six-light foyer light. All fixtures are California Title 24 compliant. | LINE VOLTAGE PENDANT | Cowen | Pendants | Obsidian Mist | 802 | Steel |  |  |  |  | 5 Medium ST19 60w |  | 5 | No | [14 empty] | 0 | [12 empty] | 374.98 | 749.96 | 1124.94 | L:41 5/8'' W:16 1/8'' H:11 3/4'' O:55 3/4'' | 24.3 |  | 41.625 | 16.125 | 11.75 | Center Lock-Up |  |  | 55.75 |  |  |  | No |  | No | [20 empty] | DP:3/4'' W:5'' H:12'' Oval |  |  |  |  | 120 | Black |  |  | Hardwired | 0 | 0 | 0 | 0 | 1 | 0 | 0 | 1 | 0 | 0 | 0 | 785652061158 | 47 | 19.5 | 16.25 | 29.5 | 8.619 | 250 | Yes | [9 empty] | cETL Damp | COWEN 5L ISLAND-802 | Five Light Island Pendant |  | 6628605-802.png | 6628605.jpg
6628605EN7-802 | Five Light Island Pendant | Combine hanging art with light. Undulating with free-form hoops of welded cold-rolled steel, the Cowen Collection will redefine any room. As illumination escapes from the openings in the sculpted shade, the full menagerie comes together. The textured Obsidian Mist finish adds the final tactile element to this postmodern piece. The refined modern design comes to life with distressed gold metal accents. The Cowen collection is equally at home in a contemporary, urban setting or a traditional décor in the suburbs. The assortment includes one-light wall sconce; one-light mini-pendant; two-light semi-flush; three-light pendant; five-light island pendant and a six-light foyer light. All fixtures are California Title 24 compliant. | LINE VOLTAGE PENDANT | Cowen | Pendants | Obsidian Mist | 802 | Steel |  |  |  |  | 5 Medium A19 8.5w |  | 5 | Yes | [14 empty] | 0 | [12 empty] | 399.98 | 799.96 | 1199.94 | L:41 5/8'' W:16 1/8'' H:11 3/4'' O:55 3/4'' | 24.3 |  | 41.625 | 16.125 | 11.75 | Center Lock-Up |  |  | 55.75 |  |  |  | No |  | No | [20 empty] | DP:3/4'' W:5'' H:12'' Oval |  |  |  |  | 120 | Black |  |  | Hardwired | 0 | 0 | 0 | 1 | 1 | 0 | 0 | 0 | 0 | 0 | 0 | 785652068867 | 47 | 19.5 | 16.25 | 29.5 | 8.619 | 250 | Yes | [9 empty] | cETL Damp | COWEN 5L LED ISLAND-802 | Five Light Island Pendant |  | 6628605EN7-802.jpg | 6628605.jpg
6634506-710 | Six Light Island Pendant | The Moffet Street Collection offers a distinctive take on a rustic theme. Built in broad steel frames with hand-applied finish that mimics natural wood. This combination of rustic and urban fits comfortably in a wide variety of environments. The sharp, squared lines of the frame complement a wide variety of settings. The collection includes eight-light foyer, four-light foyer, one- light wall sconce, and a six-light island fixture. The Moffet Street Collection is available in three beautiful finishes Washed Pine, Brushed Nickel and Satin Bronze All fixtures are California Title 24 compliant and damp rated for use in sheltered, damp environments. | LINE VOLTAGE PENDANT | Moffet Street | Pendants | Burnt Sienna | 710 | Steel |  |  |  |  | 6 Candelabra Torpedo 60w |  | 6 | No | [14 empty] | 0 | [12 empty] | 234.45 | 468.9 | 703.35 | L:42'' W:12'' H:15'' O:59 1/8'' | 19.2 |  | 42 | 12 | 15 | Single Cap Nut |  |  | 59.125 |  |  |  | No |  | No | [20 empty] | DP:5 7/8'' W:17 3/4'' H:3/4'' Rectangular |  |  |  |  | 120 | Brown |  |  | Hardwired | 0 | 0 | 0 | 0 | 1 | 0 | 0 | 1 | 0 | 0 | 0 | 785652078170 | 45 | 18.75 | 13.75 | 21.4 | 6.714 | 250 | Yes | [9 empty] | cETL Damp | MOFFET ST 6L ISLAND-710 | Six Light Island Pendant |  | 6634506-710.jpg | 6634506.jpg
6634506-848 | Six Light Island Pendant | The Moffet Street Collection offers a distinctive take on a rustic theme. Built in broad steel frames with hand-applied finish that mimics natural wood. This combination of rustic and urban fits comfortably in a wide variety of environments. The sharp, squared lines of the frame complement a wide variety of settings. The collection includes eight-light foyer, four-light foyer, one- light wall sconce, and a six-light island fixture. The Moffet Street Collection is available in three beautiful finishes Washed Pine, Brushed Nickel and Satin Bronze All fixtures are California Title 24 compliant and damp rated for use in sheltered, damp environments. | CHANDELIERS | Moffet Street | Pendants | Satin Bronze | 848 | Steel |  |  |  |  | 6 Candelabra Torpedo 60w |  | 6 | No | [14 empty] | 0 | [12 empty] | 242.98 | 485.96 | 728.94 | L:42'' W:12'' H:15'' O:59 1/8'' | 19.2 |  | 42 | 12 | 15 | Single Cap Nut |  |  | 59.125 |  |  |  | No |  | No | [20 empty] | DP:5 7/8'' W:17 3/4'' H:3/4'' Rectangular |  |  |  |  | 120 | Clear Gold |  |  | Hardwired | 0 | 0 | 0 | 0 | 1 | 0 | 0 | 1 | 0 | 0 | 0 | 785652067716 | 45 | 18.75 | 13.75 | 21.4 | 6.714 | 250 | Yes | [9 empty] | cETL Damp | MOFFET ST 6L ISLAND-848 | Six Light Island Pendant |  | 6634506-848.png | 6634506.jpg
6634506-872 | Six Light Island Pendant | The Moffet Street Collection offers a distinctive take on a rustic theme. Built in broad steel frames with hand-applied finish that mimics natural wood. This combination of rustic and urban fits comfortably in a wide variety of environments. The sharp, squared lines of the frame complement a wide variety of settings. The collection includes eight-light foyer, four-light foyer, one- light wall sconce, and a six-light island fixture. The Moffet Street Collection is available in three beautiful finishes Washed Pine, Brushed Nickel and Satin Bronze All fixtures are California Title 24 compliant and damp rated for use in sheltered, damp environments. | LINE VOLTAGE PENDANT | Moffet Street | Pendants | Washed Pine / Chrome | 872 / 05 | Steel |  |  |  |  | 6 Candelabra Torpedo 60w |  | 6 | No | [14 empty] | 0 | [12 empty] | 219.98 | 439.96 | 659.94 | L:42'' W:12'' H:15'' O:59 1/8'' | 19.2 |  | 42 | 12 | 15 | Single Cap Nut |  |  | 59.125 |  |  |  | No |  | No | [20 empty] | DP:5 7/8'' W:17 3/4'' H:3/4'' Rectangular |  |  |  |  | 120 | Clear Silver |  |  | Hardwired | 0 | 0 | 0 | 0 | 1 | 0 | 0 | 1 | 0 | 0 | 0 | 785652060021 | 45 | 19 | 15.25 | 21.4 | 7.546 | 250 | Yes | [9 empty] | cETL Damp | MOFFET ST 6L ISLAND-872 | Six Light Island Pendant |  | 6634506-872.png | 6634506.jpg
6634506-962 | Six Light Island Pendant | The Moffet Street Collection offers a distinctive take on a rustic theme. Built in broad steel frames with hand-applied finish that mimics natural wood. This combination of rustic and urban fits comfortably in a wide variety of environments. The sharp, squared lines of the frame complement a wide variety of settings. The collection includes eight-light foyer, four-light foyer, one- light wall sconce, and a six-light island fixture. The Moffet Street Collection is available in three beautiful finishes Washed Pine, Brushed Nickel and Satin Bronze All fixtures are California Title 24 compliant and damp rated for use in sheltered, damp environments. | CHANDELIERS | Moffet Street | Pendants | Brushed Nickel | 962 | Steel |  |  |  |  | 6 Candelabra Torpedo 60w |  | 6 | No | [14 empty] | 0 | [12 empty] | 242.98 | 485.96 | 728.94 | L:42'' W:12'' H:15'' O:59 1/8'' | 19.2 |  | 42 | 12 | 15 | Single Cap Nut |  |  | 59.125 |  |  |  | No |  | No | [20 empty] | DP:5 7/8'' W:17 3/4'' H:3/4'' Rectangular |  |  |  |  | 120 | Clear Silver |  |  | Hardwired | 0 | 0 | 0 | 0 | 1 | 0 | 0 | 1 | 0 | 0 | 0 | 785652067723 | 45 | 19 | 15 | 21.9 | 7.422 | 250 | Yes | [9 empty] | cETL Damp | MOFFET ST 6L ISLAND-962 | Six Light Island Pendant |  | 6634506-962.png | 6634506.jpg
6634506EN-710 | Six Light Island Pendant | The Moffet Street Collection offers a distinctive take on a rustic theme. Built in broad steel frames with hand-applied finish that mimics natural wood. This combination of rustic and urban fits comfortably in a wide variety of environments. The sharp, squared lines of the frame complement a wide variety of settings. The collection includes eight-light foyer, four-light foyer, one- light wall sconce, and a six-light island fixture. The Moffet Street Collection is available in three beautiful finishes Washed Pine, Brushed Nickel and Satin Bronze All fixtures are California Title 24 compliant and damp rated for use in sheltered, damp environments. | LINE VOLTAGE PENDANT | Moffet Street | Pendants | Burnt Sienna | 710 | Steel |  |  |  |  | 6 Candelabra Torpedo 3.5w |  | 6 | Yes | [14 empty] | 0 | [12 empty] | 281.95 | 563.9 | 845.85 | L:42'' W:12'' H:15'' O:59 1/8'' | 19.2 |  | 42 | 12 | 15 | Single Cap Nut |  |  | 59.125 |  |  |  | No |  | No | [20 empty] | DP:5 7/8'' W:17 3/4'' H:3/4'' Rectangular |  |  |  |  | 120 | Brown |  |  | Hardwired | 0 | 0 | 0 | 1 | 1 | 0 | 0 | 0 | 0 | 0 | 0 | 785652082351 | 45 | 18.75 | 13.75 | 21.4 | 6.714 | 250 | Yes | [9 empty] | cETL Damp | MOFFET ST 6L LED ISLAND-710 | Six Light Island Pendant |  | 6634506EN-710.jpg | 6634506EN.jpg
6634506EN-848 | Six Light Island Pendant | The Moffet Street Collection offers a distinctive take on a rustic theme. Built in broad steel frames with hand-applied finish that mimics natural wood. This combination of rustic and urban fits comfortably in a wide variety of environments. The sharp, squared lines of the frame complement a wide variety of settings. The collection includes eight-light foyer, four-light foyer, one- light wall sconce, and a six-light island fixture. The Moffet Street Collection is available in three beautiful finishes Washed Pine, Brushed Nickel and Satin Bronze All fixtures are California Title 24 compliant and damp rated for use in sheltered, damp environments. | CHANDELIERS | Moffet Street | Pendants | Satin Bronze | 848 | Steel |  |  |  |  | 6 Candelabra Torpedo 3.5w |  | 6 | Yes | [14 empty] | 0 | [12 empty] | 294.98 | 589.96 | 884.94 | L:42'' W:12'' H:15'' O:59 1/8'' | 19.2 |  | 42 | 12 | 15 | Single Cap Nut |  |  | 59.125 |  |  |  | No |  | No | [20 empty] | DP:5 7/8'' W:17 3/4'' H:3/4'' Rectangular |  |  |  |  | 120 | Clear Gold |  |  | Hardwired | 0 | 0 | 0 | 1 | 1 | 0 | 0 | 0 | 0 | 0 | 0 | 785652068492 | 45 | 18.75 | 13.75 | 21.4 | 6.714 | 250 | Yes | [9 empty] | cETL Damp | MOFFET ST 6L LED ISLAND-848 | Six Light Island Pendant |  | 6634506EN-848.png | 6634506EN.jpg
6634506EN-872 | Six Light Island Pendant | The Moffet Street Collection offers a distinctive take on a rustic theme. Built in broad steel frames with hand-applied finish that mimics natural wood. This combination of rustic and urban fits comfortably in a wide variety of environments. The sharp, squared lines of the frame complement a wide variety of settings. The collection includes eight-light foyer, four-light foyer, one- light wall sconce, and a six-light island fixture. The Moffet Street Collection is available in three beautiful finishes Washed Pine, Brushed Nickel and Satin Bronze All fixtures are California Title 24 compliant and damp rated for use in sheltered, damp environments. | LINE VOLTAGE PENDANT | Moffet Street | Pendants | Washed Pine / Chrome | 872 / 05 | Steel |  |  |  |  | 6 Candelabra Torpedo 3.5w |  | 6 | Yes | [14 empty] | 0 | [12 empty] | 249.98 | 499.96 | 749.94 | L:42'' W:12'' H:15'' O:59 1/8'' | 19.2 |  | 42 | 12 | 15 | Single Cap Nut |  |  | 59.125 |  |  |  | No |  | No | [20 empty] | DP:5 7/8'' W:17 3/4'' H:3/4'' Rectangular |  |  |  |  | 120 | Clear Silver |  |  | Hardwired | 0 | 0 | 0 | 1 | 1 | 0 | 0 | 0 | 0 | 0 | 0 | 785652060564 | 45 | 19 | 15.25 | 21.4 | 7.546 | 250 | Yes | [9 empty] | cETL Damp | MOFFET ST 6L ISLAND-872 | Six Light Island Pendant |  | 6634506EN-872.png | 6634506EN.jpg
6634506EN-962 | Six Light Island Pendant | The Moffet Street Collection offers a distinctive take on a rustic theme. Built in broad steel frames with hand-applied finish that mimics natural wood. This combination of rustic and urban fits comfortably in a wide variety of environments. The sharp, squared lines of the frame complement a wide variety of settings. The collection includes eight-light foyer, four-light foyer, one- light wall sconce, and a six-light island fixture. The Moffet Street Collection is available in three beautiful finishes Washed Pine, Brushed Nickel and Satin Bronze All fixtures are California Title 24 compliant and damp rated for use in sheltered, damp environments. | CHANDELIERS | Moffet Street | Pendants | Brushed Nickel | 962 | Steel |  |  |  |  | 6 Candelabra Torpedo 3.5w |  | 6 | Yes | [14 empty] | 0 | [12 empty] | 294.98 | 589.96 | 884.94 | L:42'' W:12'' H:15'' O:59 1/8'' | 19.2 |  | 42 | 12 | 15 | Single Cap Nut |  |  | 59.125 |  |  |  | No |  | No | [20 empty] | DP:5 7/8'' W:17 3/4'' H:3/4'' Rectangular |  |  |  |  | 120 | Clear Silver |  |  | Hardwired | 0 | 0 | 0 | 1 | 1 | 0 | 0 | 0 | 0 | 0 | 0 | 785652068508 | 45 | 19 | 15 | 21.9 | 7.422 | 250 | Yes | [9 empty] | cETL Damp | MOFFET ST 6L LED ISLAND-962 | Six Light Island Pendant |  | 6634506EN-962.png | 6634506EN.jpg
6634507-710 | Long Seven Light Island Pendant | The Moffet Street Collection offers a distinctive take on a rustic theme. Built in broad steel frames with hand-applied finish that mimics natural wood. This combination of rustic and urban fits comfortably in a wide variety of environments. The sharp, squared lines of the frame complement a wide variety of settings. The collection includes eight-light foyer, four-light foyer, one- light wall sconce, and a six-light island fixture. The Moffet Street Collection is available in three beautiful finishes Washed Pine, Brushed Nickel and Satin Bronze All fixtures are California Title 24 compliant and damp rated for use in sheltered, damp environments. | LINE VOLTAGE PENDANT | Moffet Street | Pendants | Burnt Sienna | 710 | Steel |  |  |  |  | 7 Candelabra Torpedo 60w |  | 7 | No | [14 empty] | 0 | [12 empty] | 324.5 | 649 | 973.5 | L:54'' W:12'' H:15'' O:59 1/8'' |  |  | 54 | 12 | 15 | Cap Nuts |  |  | 59.125 |  |  |  | No |  | No | [20 empty] | DP:5 7/8'' W:25 1/8'' H:3/4'' Rectangular |  |  |  |  | 120 | Brown |  |  | Hardwired | 0 | 0 | 0 | 0 | 1 | 0 | 0 | 1 | 0 | 0 | 0 | 785652078095 | 39.5 | 18.25 | 21.75 | 29.9 | 9.074 | 250 | Yes | [9 empty] | cETL Damp | MOFFET ST 7L ISLAND-710 | Long Seven Light Island Pendant |  | 6634507-710.jpg | 6634507.jpg
6634507-848 | Long Seven Light Island Pendant | The Moffet Street Collection offers a distinctive take on a rustic theme. Built in broad steel frames with hand-applied finish that mimics natural wood. This combination of rustic and urban fits comfortably in a wide variety of environments. The sharp, squared lines of the frame complement a wide variety of settings. The collection includes eight-light foyer, four-light foyer, one- light wall sconce, and a six-light island fixture. The Moffet Street Collection is available in three beautiful finishes Washed Pine, Brushed Nickel and Satin Bronze All fixtures are California Title 24 compliant and damp rated for use in sheltered, damp environments. | LINE VOLTAGE PENDANT | Moffet Street | Pendants | Satin Bronze | 848 | Steel |  |  |  |  | 7 Candelabra Torpedo 60w |  | 7 | No | [14 empty] | 0 | [12 empty] | 324.5 | 649 | 973.5 | L:54'' W:12'' H:15'' O:59 1/8'' |  |  | 54 | 12 | 15 | Cap Nuts |  |  | 59.125 |  |  |  | No |  | No | [20 empty] | DP:5 7/8'' W:25 1/8'' H:3/4'' Rectangular |  |  |  |  | 120 | Clear Gold |  |  | Hardwired | 0 | 0 | 0 | 0 | 1 | 0 | 0 | 1 | 0 | 0 | 0 | 785652078101 | [16 empty] | cETL Damp | MOFFET ST 7L ISLAND-848 | Long Seven Light Island Pendant |  | 6634507-848.jpg | 6634507.jpg
6634507-872 | Long Seven Light Island Pendant | The Moffet Street Collection offers a distinctive take on a rustic theme. Built in broad steel frames with hand-applied finish that mimics natural wood. This combination of rustic and urban fits comfortably in a wide variety of environments. The sharp, squared lines of the frame complement a wide variety of settings. The collection includes eight-light foyer, four-light foyer, one- light wall sconce, and a six-light island fixture. The Moffet Street Collection is available in three beautiful finishes Washed Pine, Brushed Nickel and Satin Bronze All fixtures are California Title 24 compliant and damp rated for use in sheltered, damp environments. | LINE VOLTAGE PENDANT | Moffet Street | Pendants | Washed Pine / Chrome | 872 / 05 | Steel |  |  |  |  | 7 Candelabra Torpedo 60w |  | 7 | No | [14 empty] | 0 | [12 empty] | 324.5 | 649 | 973.5 | L:54'' W:12'' H:15'' O:59 1/8'' |  |  | 54 | 12 | 15 | Cap Nuts |  |  | 59.125 |  |  |  | No |  | No | [20 empty] | DP:5 7/8'' W:25 1/8'' H:3/4'' Rectangular |  |  |  |  | 120 | Clear Silver |  |  | Hardwired | 0 | 0 | 0 | 0 | 1 | 0 | 0 | 1 | 0 | 0 | 0 | 785652078118 | [16 empty] | cETL Damp | MOFFET ST 7L ISLAND-872 | Long Seven Light Island Pendant |  | 6634507-872.jpg | 6634507.jpg
6634507-962 | Long Seven Light Island Pendant | The Moffet Street Collection offers a distinctive take on a rustic theme. Built in broad steel frames with hand-applied finish that mimics natural wood. This combination of rustic and urban fits comfortably in a wide variety of environments. The sharp, squared lines of the frame complement a wide variety of settings. The collection includes eight-light foyer, four-light foyer, one- light wall sconce, and a six-light island fixture. The Moffet Street Collection is available in three beautiful finishes Washed Pine, Brushed Nickel and Satin Bronze All fixtures are California Title 24 compliant and damp rated for use in sheltered, damp environments. | LINE VOLTAGE PENDANT | Moffet Street | Pendants | Brushed Nickel | 962 | Steel |  |  |  |  | 7 Candelabra Torpedo 60w |  | 7 | No | [14 empty] | 0 | [12 empty] | 324.5 | 649 | 973.5 | L:54'' W:12'' H:15'' O:59 1/8'' |  |  | 54 | 12 | 15 | Cap Nuts |  |  | 59.125 |  |  |  | No |  | No | [20 empty] | DP:5 7/8'' W:25 1/8'' H:3/4'' Rectangular |  |  |  |  | 120 | Clear Silver |  |  | Hardwired | 0 | 0 | 0 | 0 | 1 | 0 | 0 | 1 | 0 | 0 | 0 | 785652078125 | [16 empty] | cETL Damp | MOFFET ST 7L ISLAND-962 | Long Seven Light Island Pendant |  | 6634507-962.jpg | 6634507.jpg
6634507EN-710 | Long Seven Light Island Pendant | The Moffet Street Collection offers a distinctive take on a rustic theme. Built in broad steel frames with hand-applied finish that mimics natural wood. This combination of rustic and urban fits comfortably in a wide variety of environments. The sharp, squared lines of the frame complement a wide variety of settings. The collection includes eight-light foyer, four-light foyer, one- light wall sconce, and a six-light island fixture. The Moffet Street Collection is available in three beautiful finishes Washed Pine, Brushed Nickel and Satin Bronze All fixtures are California Title 24 compliant and damp rated for use in sheltered, damp environments. | LINE VOLTAGE PENDANT | Moffet Street | Pendants | Burnt Sienna | 710 | Steel |  |  |  |  | 7 Candelabra Torpedo 3.5w |  | 7 | Yes | [14 empty] | 0 | [12 empty] | 369.5 | 739 | 1108.5 | L:54'' W:12'' H:15'' O:59 1/8'' |  |  | 54 | 12 | 15 | Cap Nuts |  |  | 59.125 |  |  |  | No |  | No | [20 empty] | DP:5 7/8'' W:25 1/8'' H:3/4'' Rectangular |  |  |  |  | 120 | Brown |  |  | Hardwired | 0 | 0 | 0 | 1 | 1 | 0 | 0 | 0 | 0 | 0 | 0 | 785652082276 | [16 empty] | cETL Damp | MOFFET ST 7L ISLAND-710 | Long Seven Light Island Pendant |  | 6634507EN-710.jpg | 6634507EN.jpg
6634507EN-848 | Long Seven Light Island Pendant | The Moffet Street Collection offers a distinctive take on a rustic theme. Built in broad steel frames with hand-applied finish that mimics natural wood. This combination of rustic and urban fits comfortably in a wide variety of environments. The sharp, squared lines of the frame complement a wide variety of settings. The collection includes eight-light foyer, four-light foyer, one- light wall sconce, and a six-light island fixture. The Moffet Street Collection is available in three beautiful finishes Washed Pine, Brushed Nickel and Satin Bronze All fixtures are California Title 24 compliant and damp rated for use in sheltered, damp environments. | LINE VOLTAGE PENDANT | Moffet Street | Pendants | Satin Bronze | 848 | Steel |  |  |  |  | 7 Candelabra Torpedo 3.5w |  | 7 | Yes | [14 empty] | 0 | [12 empty] | 369.5 | 739 | 1108.5 | L:54'' W:12'' H:15'' O:59 1/8'' |  |  | 54 | 12 | 15 | Cap Nuts |  |  | 59.125 |  |  |  | No |  | No | [20 empty] | DP:5 7/8'' W:25 1/8'' H:3/4'' Rectangular |  |  |  |  | 120 | Clear Gold |  |  | Hardwired | 0 | 0 | 0 | 1 | 1 | 0 | 0 | 0 | 0 | 0 | 0 | 785652082283 | [16 empty] | cETL Damp | MOFFET ST 7L ISLAND-848 | Long Seven Light Island Pendant |  | 6634507EN-848.jpg | 6634507EN.jpg
6634507EN-872 | Long Seven Light Island Pendant | The Moffet Street Collection offers a distinctive take on a rustic theme. Built in broad steel frames with hand-applied finish that mimics natural wood. This combination of rustic and urban fits comfortably in a wide variety of environments. The sharp, squared lines of the frame complement a wide variety of settings. The collection includes eight-light foyer, four-light foyer, one- light wall sconce, and a six-light island fixture. The Moffet Street Collection is available in three beautiful finishes Washed Pine, Brushed Nickel and Satin Bronze All fixtures are California Title 24 compliant and damp rated for use in sheltered, damp environments. | LINE VOLTAGE PENDANT | Moffet Street | Pendants | Washed Pine / Chrome | 872 / 05 | Steel |  |  |  |  | 7 Candelabra Torpedo 3.5w |  | 7 | Yes | [14 empty] | 0 | [12 empty] | 369.5 | 739 | 1108.5 | L:54'' W:12'' H:15'' O:59 1/8'' |  |  | 54 | 12 | 15 | Cap Nuts |  |  | 59.125 |  |  |  | No |  | No | [20 empty] | DP:5 7/8'' W:25 1/8'' H:3/4'' Rectangular |  |  |  |  | 120 | Clear Silver |  |  | Hardwired | 0 | 0 | 0 | 1 | 1 | 0 | 0 | 0 | 0 | 0 | 0 | 785652082290 | [16 empty] | cETL Damp | MOFFET ST 7L ISLAND-872 | Long Seven Light Island Pendant |  | 6634507EN-872.jpg | 6634507EN.jpg
6634507EN-962 | Long Seven Light Island Pendant | The Moffet Street Collection offers a distinctive take on a rustic theme. Built in broad steel frames with hand-applied finish that mimics natural wood. This combination of rustic and urban fits comfortably in a wide variety of environments. The sharp, squared lines of the frame complement a wide variety of settings. The collection includes eight-light foyer, four-light foyer, one- light wall sconce, and a six-light island fixture. The Moffet Street Collection is available in three beautiful finishes Washed Pine, Brushed Nickel and Satin Bronze All fixtures are California Title 24 compliant and damp rated for use in sheltered, damp environments. | LINE VOLTAGE PENDANT | Moffet Street | Pendants | Brushed Nickel | 962 | Steel |  |  |  |  | 7 Candelabra Torpedo 3.5w |  | 7 | Yes | [14 empty] | 0 | [12 empty] | 369.5 | 739 | 1108.5 | L:54'' W:12'' H:15'' O:59 1/8'' |  |  | 54 | 12 | 15 | Cap Nuts |  |  | 59.125 |  |  |  | No |  | No | [20 empty] | DP:5 7/8'' W:25 1/8'' H:3/4'' Rectangular |  |  |  |  | 120 | Clear Silver |  |  | Hardwired | 0 | 0 | 0 | 1 | 1 | 0 | 0 | 0 | 0 | 0 | 0 | 785652082306 | [16 empty] | cETL Damp | MOFFET ST 7L ISLAND-962 | Long Seven Light Island Pendant |  | 6634507EN-962.jpg | 6634507EN.jpg
6637304-782 | Four Light Island Pendant | Elmwood Park by Sea Gull Collection has clear glass tube shades with an inner white glass element that softens the light and helps cast an even glow. A cylinder of etched glass is centered within a larger cylinder of clear glass which encircles each light bulb to create this stunning visual effect. The full assortment includes three-, five-and nine-light chandeliers, a four-light linear, one-light mini pendant, a three-light pendant, a two-light semi flush which is convertible into a pendant, and one-, two-, three- and four-light bath fixtures. All fixtures offered in either a Brushed Nickel or Brushed Oil Rubbed Bronze. Incandescent and ENERGY STAR-qualified LED lamping are available; all fixtures are California Title 24 compliant. | CHANDELIERS | Elmwood Park | Pendants | Heirloom Bronze | 782 | Steel | Clear Glass | D:4.375" H:5.875" |  |  | 4 Medium A19 75w |  | 4 | No | [14 empty] | 0 | [12 empty] | 136.48 | 272.96 | 409.44 | L:40'' W:4 3/8'' H:24 3/4'' O:67 3/4'' | 10.6 |  | 40 | 4.375 | 24.75 | Screw Collar - Stem |  |  | 67.75 |  |  |  | No |  | No | [20 empty] | D:5'' H:3/4'' Round |  |  |  |  | 72 | Brown |  |  | Hardwired | 0 | 0 | 0 | 0 | 1 | 0 | 0 | 1 | 0 | 0 | 0 | 785652069987 | 42 | 11.25 | 10 | 12.7 | 2.734 | 175 | Yes | [9 empty] | cETL Damp | ELMWOOD PARK 4L ISLAND-782 | Four Light Island Pendant |  | 6637304-782.jpg | 6637304.jpg
6637304-962 | Four Light Island Pendant | Elmwood Park by Sea Gull Collection has clear glass tube shades with an inner white glass element that softens the light and helps cast an even glow. A cylinder of etched glass is centered within a larger cylinder of clear glass which encircles each light bulb to create this stunning visual effect. The full assortment includes three-, five-and nine-light chandeliers, a four-light linear, one-light mini pendant, a three-light pendant, a two-light semi flush which is convertible into a pendant, and one-, two-, three- and four-light bath fixtures. All fixtures offered in either a Brushed Nickel or Brushed Oil Rubbed Bronze. Incandescent and ENERGY STAR-qualified LED lamping are available; all fixtures are California Title 24 compliant. | CHANDELIERS | Elmwood Park | Pendants | Brushed Nickel | 962 | Steel | Satin Etched Glass | D:3.125" H:5.5" |  |  | 4 Medium A19 75w |  | 4 | No | [14 empty] | 0 | [12 empty] | 136.48 | 272.96 | 409.44 | L:40'' W:4 3/8'' H:24 3/4'' O:67 3/4'' | 10.6 |  | 40 | 4.375 | 24.75 | Screw Collar - Stem |  |  | 67.75 |  |  |  | No |  | No | [20 empty] | D:5'' H:3/4'' Round |  |  |  |  | 72 | Clear Silver |  |  | Hardwired | 0 | 0 | 0 | 0 | 1 | 0 | 0 | 1 | 0 | 0 | 0 | 785652069994 | 42 | 11.25 | 10 | 12.7 | 2.734 | 175 | Yes | [9 empty] | cETL Damp | ELMWOOD PARK 4L ISLAND-962 | Four Light Island Pendant |  | 6637304-962.jpg | 6637304.jpg
6637304EN3-782 | Four Light Island Pendant | Elmwood Park by Sea Gull Collection has clear glass tube shades with an inner white glass element that softens the light and helps cast an even glow. A cylinder of etched glass is centered within a larger cylinder of clear glass which encircles each light bulb to create this stunning visual effect. The full assortment includes three-, five-and nine-light chandeliers, a four-light linear, one-light mini pendant, a three-light pendant, a two-light semi flush which is convertible into a pendant, and one-, two-, three- and four-light bath fixtures. All fixtures offered in either a Brushed Nickel or Brushed Oil Rubbed Bronze. Incandescent and ENERGY STAR-qualified LED lamping are available; all fixtures are California Title 24 compliant. | CHANDELIERS | Elmwood Park | Pendants | Heirloom Bronze | 782 | Steel | Clear Glass | D:4.375" H:5.875" |  |  | 4 Medium A19 9.3w |  | 4 | Yes | [14 empty] | 0 | [12 empty] | 159.48 | 318.96 | 478.44 | L:40'' W:4 3/8'' H:24 3/4'' O:67 3/4'' | 10.6 |  | 40 | 4.375 | 24.75 | Screw Collar - Stem |  |  | 67.75 |  |  |  | No |  | No | [20 empty] | D:5'' H:3/4'' Round |  |  |  |  | 72 | Brown |  |  | Hardwired | 0 | 0 | 0 | 1 | 1 | 0 | 0 | 0 | 0 | 0 | 0 | 785652071751 | 42 | 11.25 | 10 | 12.7 | 2.734 | 175 | Yes | [9 empty] | cETL Damp | ELMWOOD PRK 4L LED ISLAND-782 | Four Light Island Pendant |  | 6637304EN3-782.jpg | 6637304EN3.jpg
6637304EN3-962 | Four Light Island Pendant | Elmwood Park by Sea Gull Collection has clear glass tube shades with an inner white glass element that softens the light and helps cast an even glow. A cylinder of etched glass is centered within a larger cylinder of clear glass which encircles each light bulb to create this stunning visual effect. The full assortment includes three-, five-and nine-light chandeliers, a four-light linear, one-light mini pendant, a three-light pendant, a two-light semi flush which is convertible into a pendant, and one-, two-, three- and four-light bath fixtures. All fixtures offered in either a Brushed Nickel or Brushed Oil Rubbed Bronze. Incandescent and ENERGY STAR-qualified LED lamping are available; all fixtures are California Title 24 compliant. | CHANDELIERS | Elmwood Park | Pendants | Brushed Nickel | 962 | Steel | Satin Etched Glass | D:3.125" H:5.5" |  |  | 4 Medium A19 9.3w |  | 4 | Yes | [14 empty] | 0 | [12 empty] | 159.48 | 318.96 | 478.44 | L:40'' W:4 3/8'' H:24 3/4'' O:67 3/4'' | 10.6 |  | 40 | 4.375 | 24.75 | Screw Collar - Stem |  |  | 67.75 |  |  |  | No |  | No | [20 empty] | D:5'' H:3/4'' Round |  |  |  |  | 72 | Clear Silver |  |  | Hardwired | 0 | 0 | 0 | 1 | 1 | 0 | 0 | 0 | 0 | 0 | 0 | 785652071768 | 42 | 11.25 | 10 | 12.7 | 2.734 | 175 | Yes | [9 empty] | cETL Damp | ELMWOOD PRK 4L LED ISLAND-962 | Four Light Island Pendant |  | 6637304EN3-962.jpg | 6637304EN3.jpg
6639003-782 | Three Light Pendant | The Emmons lighting collection by Sea Gull Lighting combines form and function in a traditional empire silhouette. Trumpeted Satin Etched glass shades and a circular finial further enhance the design. Cluster three sizes together in a multi-fixture installation to make a beautifully dramatic statement in the living room, foyer, entryway or family room. The Emmons collection comes in two finishes: Brushed Nickel and Heirloom Bronze. Its assortment includes three-, five- and nine-light chandeliers; one-light mini pendant, three-light pendant, two-light semi-flush mount; one-light wall sconce; and two-, three- and four- light bath vanity fixtures. Incandescent and ENERGY STAR-qualified LED lamping are available; all fixtures are California Title 24 compliant. | LINE VOLTAGE PENDANT | Emmons | Pendants | Heirloom Bronze | 782 | Steel | Satin Etched Glass | D:17.75" H:4.75" |  |  | 3 Medium A19 100w |  | 3 | No | [14 empty] | 0 | [12 empty] | 109.48 | 218.96 | 328.44 | D:17 3/4'' H:22 1/2'' O:97 1/2'' | 9 | 17.75 |  |  | 22.5 | Center Lock-Up |  |  | 97.5 |  |  |  | No |  | No | [20 empty] | D:5 1/2'' DP:1 1/4'' Round |  |  |  |  | 120 | Brown | 72 |  | Hardwired | 0 | 0 | 0 | 0 | 1 | 0 | 0 | 1 | 1 | 0 | 0 | 785652002908 | 21.25 | 21.25 | 11.5 | 11.5 | 3.005 | 250 | Yes | [9 empty] | cETL Damp | EMMONS 3L PEND-782 | Three Light Pendant |  | 6639003-782.jpg | 6639003.jpg
6639003-962 | Three Light Pendant | The Emmons lighting collection by Sea Gull Lighting combines form and function in a traditional empire silhouette. Trumpeted Satin Etched glass shades and a circular finial further enhance the design. Cluster three sizes together in a multi-fixture installation to make a beautifully dramatic statement in the living room, foyer, entryway or family room. The Emmons collection comes in two finishes: Brushed Nickel and Heirloom Bronze. Its assortment includes three-, five- and nine-light chandeliers; one-light mini pendant, three-light pendant, two-light semi-flush mount; one-light wall sconce; and two-, three- and four- light bath vanity fixtures. Incandescent and ENERGY STAR-qualified LED lamping are available; all fixtures are California Title 24 compliant. | LINE VOLTAGE PENDANT | Emmons | Pendants | Brushed Nickel | 962 | Steel | Satin Etched Glass | D:17.75" H:4.75" |  |  | 3 Medium A19 100w |  | 3 | No | [14 empty] | 0 | [12 empty] | 109.48 | 218.96 | 328.44 | D:17 3/4'' H:22 1/2'' O:97 1/2'' | 9 | 17.75 |  |  | 22.5 | Center Lock-Up |  |  | 97.5 |  |  |  | No |  | No | [20 empty] | D:5 1/2'' DP:1 1/4'' Round |  |  |  |  | 120 | Clear Silver | 72 |  | Hardwired | 0 | 0 | 0 | 0 | 1 | 0 | 0 | 1 | 1 | 0 | 0 | 785652002915 | 21.25 | 21.25 | 11.5 | 11.5 | 3.005 | 250 | Yes | [9 empty] | cETL Damp | EMMONS 3L PEND-962 | Three Light Pendant |  | 6639003-962.jpg | 6639003.jpg
6639003EN3-782 | Three Light Pendant | The Emmons lighting collection by Sea Gull Lighting combines form and function in a traditional empire silhouette. Trumpeted Satin Etched glass shades and a circular finial further enhance the design. Cluster three sizes together in a multi-fixture installation to make a beautifully dramatic statement in the living room, foyer, entryway or family room. The Emmons collection comes in two finishes: Brushed Nickel and Heirloom Bronze. Its assortment includes three-, five- and nine-light chandeliers; one-light mini pendant, three-light pendant, two-light semi-flush mount; one-light wall sconce; and two-, three- and four- light bath vanity fixtures. Incandescent and ENERGY STAR-qualified LED lamping are available; all fixtures are California Title 24 compliant. | LINE VOLTAGE PENDANT | Emmons | Pendants | Heirloom Bronze | 782 | Steel | Satin Etched Glass | D:17.75" H:4.75" |  |  | 3 Medium A19 9.3w |  | 3 | Yes | [14 empty] | 0 | [12 empty] | 124.98 | 249.96 | 374.94 | D:17 3/4'' H:22 1/2'' O:97 1/2'' | 9 | 17.75 |  |  | 22.5 | Center Lock-Up |  |  | 97.5 |  |  |  | No |  | No | [20 empty] | D:5 1/2'' DP:1 1/4'' Round |  |  |  |  | 120 | Brown | 72 |  | Hardwired | 0 | 0 | 0 | 1 | 1 | 0 | 0 | 0 | 1 | 0 | 0 | 785652051418 | 21.25 | 21.25 | 11.5 | 11.5 | 3.005 | 250 | Yes | [9 empty] | cETL Damp | EMMONS 3L PEND-782 | Three Light Pendant |  | 6639003EN3-782.jpg | 6639003.jpg
6639003EN3-962 | Three Light Pendant | The Emmons lighting collection by Sea Gull Lighting combines form and function in a traditional empire silhouette. Trumpeted Satin Etched glass shades and a circular finial further enhance the design. Cluster three sizes together in a multi-fixture installation to make a beautifully dramatic statement in the living room, foyer, entryway or family room. The Emmons collection comes in two finishes: Brushed Nickel and Heirloom Bronze. Its assortment includes three-, five- and nine-light chandeliers; one-light mini pendant, three-light pendant, two-light semi-flush mount; one-light wall sconce; and two-, three- and four- light bath vanity fixtures. Incandescent and ENERGY STAR-qualified LED lamping are available; all fixtures are California Title 24 compliant. | LINE VOLTAGE PENDANT | Emmons | Pendants | Brushed Nickel | 962 | Steel | Satin Etched Glass | D:17.75" H:4.75" |  |  | 3 Medium A19 9.3w |  | 3 | Yes | [14 empty] | 0 | [12 empty] | 124.98 | 249.96 | 374.94 | D:17 3/4'' H:22 1/2'' O:97 1/2'' | 9 | 17.75 |  |  | 22.5 | Center Lock-Up |  |  | 97.5 |  |  |  | No |  | No | [20 empty] | D:5 1/2'' DP:1 1/4'' Round |  |  |  |  | 120 | Clear Silver | 72 |  | Hardwired | 0 | 0 | 0 | 1 | 1 | 0 | 0 | 0 | 1 | 0 | 0 | 785652051425 | 21.25 | 21.25 | 11.5 | 11.5 | 3.005 | 250 | Yes | [9 empty] | cETL Damp | EMMONS 3L PEND-962 | Three Light Pendant |  | 6639003EN3-962.jpg | 6639003.jpg
6639103-710 | Three Light Pendant | The Hettinger lighting collection by Sea Gull Lighting combines a traditional look with chic, modern charm. The minimalism of the tubular glass shades balances with the unique, outward-curve of the semi-circular arm detail. It’s available in three finishes - Burnt Sienna and Brushed Nickel for the whole collection, and Chrome for the bath vanities. The assortment includes six- and nine-light chandeliers; a one-light wall sconce; two-, three- and four-light bath vanity fixtures; a three-light pendant and two- light semi-flush convertible pendant. Incandescent and ENERGY STAR-qualified LED lamping are available; all fixtures are California Title 24 compliant. | LINE VOLTAGE PENDANT | Hettinger | Pendants | Burnt Sienna | 710 | Steel | Etched / White Inside Glass | D:18.5" H:5" |  |  | 3 Medium A19 100w |  | 3 | No | [14 empty] | 0 | [12 empty] | 174.98 | 349.96 | 524.94 | D:19'' H:22 1/4'' O:96'' | 12.9 | 19 |  |  | 22.25 | Center Lock-Up |  |  | 96 |  |  |  | No |  | No | [20 empty] | D:5 1/8'' H:3/4'' Round |  |  |  |  | 120 | Brown | 72 |  | Hardwired | 0 | 0 | 0 | 0 | 1 | 0 | 0 | 1 | 1 | 0 | 0 | 785652002144 | 21.5 | 21.25 | 12 | 16.1 | 3.173 | 175 | Yes | [9 empty] | cETL Damp | HETTINGER 3L PEND-710 | Three Light Pendant |  | 6639103-710.jpg | 6639103.jpg
6639103-962 | Three Light Pendant | The Hettinger lighting collection by Sea Gull Lighting combines a traditional look with chic, modern charm. The minimalism of the tubular glass shades balances with the unique, outward-curve of the semi-circular arm detail. It’s available in three finishes - Burnt Sienna and Brushed Nickel for the whole collection, and Chrome for the bath vanities. The assortment includes six- and nine-light chandeliers; a one-light wall sconce; two-, three- and four-light bath vanity fixtures; a three-light pendant and two- light semi-flush convertible pendant. Incandescent and ENERGY STAR-qualified LED lamping are available; all fixtures are California Title 24 compliant. | LINE VOLTAGE PENDANT | Hettinger | Pendants | Brushed Nickel | 962 | Steel | Etched / White Inside Glass | D:18.5" H:5" |  |  | 3 Medium A19 100w |  | 3 | No | [14 empty] | 0 | [12 empty] | 174.98 | 349.96 | 524.94 | D:19'' H:22 1/4'' O:96'' | 12.9 | 19 |  |  | 22.25 | Center Lock-Up |  |  | 96 |  |  |  | No |  | No | [20 empty] | D:5 1/8'' H:3/4'' Round |  |  |  |  | 120 | Clear Silver | 72 |  | Hardwired | 0 | 0 | 0 | 0 | 1 | 0 | 0 | 1 | 1 | 0 | 0 | 785652002151 | 21.5 | 21.25 | 12 | 16.1 | 3.173 | 175 | Yes | [9 empty] | cETL Damp | HETTINGER 3L PEND-962 | Three Light Pendant |  | 6639103-962.jpg | 6639103.jpg
6639103EN3-710 | Three Light Pendant | The Hettinger lighting collection by Sea Gull Lighting combines a traditional look with chic, modern charm. The minimalism of the tubular glass shades balances with the unique, outward-curve of the semi-circular arm detail. It’s available in three finishes - Burnt Sienna and Brushed Nickel for the whole collection, and Chrome for the bath vanities. The assortment includes six- and nine-light chandeliers; a one-light wall sconce; two-, three- and four-light bath vanity fixtures; a three-light pendant and two- light semi-flush convertible pendant. Incandescent and ENERGY STAR-qualified LED lamping are available; all fixtures are California Title 24 compliant. | LINE VOLTAGE PENDANT | Hettinger | Pendants | Burnt Sienna | 710 | Steel | Etched / White Inside Glass | D:18.5" H:5" |  |  | 3 Medium A19 9.3w |  | 3 | Yes | [14 empty] | 0 | [12 empty] | 194.98 | 389.96 | 584.94 | D:19'' H:22 1/4'' O:96'' | 12.9 | 19 |  |  | 22.25 | Center Lock-Up |  |  | 96 |  |  |  | No |  | No | [20 empty] | D:5 1/8'' H:3/4'' Round |  |  |  |  | 120 | Brown | 72 |  | Hardwired | 0 | 0 | 0 | 1 | 1 | 0 | 0 | 0 | 1 | 0 | 0 | 785652051432 | 21.5 | 21.25 | 12 | 16.1 | 3.173 | 175 | Yes | [9 empty] | cETL Damp | HETTINGER 3L PEND-710 | Three Light Pendant |  | 6639103EN3-710.jpg | 6639103.jpg
6639103EN3-962 | Three Light Pendant | The Hettinger lighting collection by Sea Gull Lighting combines a traditional look with chic, modern charm. The minimalism of the tubular glass shades balances with the unique, outward-curve of the semi-circular arm detail. It’s available in three finishes - Burnt Sienna and Brushed Nickel for the whole collection, and Chrome for the bath vanities. The assortment includes six- and nine-light chandeliers; a one-light wall sconce; two-, three- and four-light bath vanity fixtures; a three-light pendant and two- light semi-flush convertible pendant. Incandescent and ENERGY STAR-qualified LED lamping are available; all fixtures are California Title 24 compliant. | LINE VOLTAGE PENDANT | Hettinger | Pendants | Brushed Nickel | 962 | Steel | Etched / White Inside Glass | D:18.5" H:5" |  |  | 3 Medium A19 9.3w |  | 3 | Yes | [14 empty] | 0 | [12 empty] | 194.98 | 389.96 | 584.94 | D:19'' H:22 1/4'' O:96'' | 12.9 | 19 |  |  | 22.25 | Center Lock-Up |  |  | 96 |  |  |  | No |  | No | [20 empty] | D:5 1/8'' H:3/4'' Round |  |  |  |  | 120 | Clear Silver | 72 |  | Hardwired | 0 | 0 | 0 | 1 | 1 | 0 | 0 | 0 | 1 | 0 | 0 | 785652051449 | 21.5 | 21.25 | 12 | 16.1 | 3.173 | 175 | Yes | [9 empty] | cETL Damp | HETTINGER 3L PEND-962 | Three Light Pendant |  | 6639103EN3-962.jpg | 6639103.jpg
6640504-71 | Four Light Island Pendant | The Chatauqua lighting collection by Sea Gull Lighting exudes a retro-industrial style via the striking beveled edges inspired by raw steel girders, finished with functioning corner-connection details. In contrast, the cylindrical, white glass shades add a modern touch. Available in a remarkable Antique Bronze or Stardust finish that creates the look of a traditional wooden box that would be at home in either a rustic lodge or a modern loft. The retro-industrial design comes to life with distressed gold metal accents. The assortment includes five-light chandeliers; three-light foyer pendants; one-light mini pendants; and four-light island pendants. Incandescent and ENERGY STAR-qualified LED lamping are available; all fixtures are California Title 24 compliant. | LINE VOLTAGE PENDANT | Chatauqua | Pendants | Antique Bronze | 71 | Steel | Etched / White Inside Glass | D:3.875" H:6.5" |  |  | 4 Medium A19 100w |  | 4 | No | [14 empty] | 0 | [12 empty] | 215.48 | 430.96 | 646.44 | L:36'' W:8'' H:12 1/2'' O:56 3/4'' | 22.3 |  | 36 | 8 | 12.5 | Center Lock-Up |  |  | 56.75 |  |  |  | No |  | No | [20 empty] | D:5'' H:3/4'' Round |  |  |  |  | 120 | Brown |  |  | Hardwired | 0 | 0 | 0 | 0 | 1 | 0 | 0 | 1 | 0 | 0 | 0 | 785652003592 | 39.5 | 16 | 12 | 29.8 | 4.389 | 125 | Yes | [9 empty] | cETL Damp | CHATAUQUA 4L ISLAND-71 | Four Light Island Pendant |  | 6640504-71.jpg | 6640504.jpg
6640504-846 | Four Light Island Pendant | The Chatauqua lighting collection by Sea Gull Lighting exudes a retro-industrial style via the striking beveled edges inspired by raw steel girders, finished with functioning corner-connection details. In contrast, the cylindrical, white glass shades add a modern touch. Available in a remarkable Antique Bronze or Stardust finish that creates the look of a traditional wooden box that would be at home in either a rustic lodge or a modern loft. The retro-industrial design comes to life with distressed gold metal accents. The assortment includes five-light chandeliers; three-light foyer pendants; one-light mini pendants; and four-light island pendants. Incandescent and ENERGY STAR-qualified LED lamping are available; all fixtures are California Title 24 compliant. | LINE VOLTAGE PENDANT | Chatauqua | Pendants | Stardust / Satin Bronze | 846 / 848 | Steel | Etched / White Inside Glass | D:3.875" H:6.5" |  |  | 4 Medium A19 100w |  | 4 | No | [14 empty] | 0 | [12 empty] | 215.48 | 430.96 | 646.44 | L:36'' W:8'' H:12 1/2'' O:56 3/4'' | 22.3 |  | 36 | 8 | 12.5 | Center Lock-Up |  |  | 56.75 |  |  |  | No |  | No | [20 empty] | D:5'' H:3/4'' Round |  |  |  |  | 120 | Black |  |  | Hardwired | 0 | 0 | 0 | 0 | 1 | 0 | 0 | 1 | 0 | 0 | 0 | 785652001123 | 39.5 | 16 | 12 | 29.8 | 4.389 | 125 | Yes | [9 empty] | cETL Damp | CHATAUQUA 4L ISLAND-846 | Four Light Island Pendant |  | 6640504-846.jpg | 6640504.jpg
6640504EN3-71 | Four Light Island Pendant | The Chatauqua lighting collection by Sea Gull Lighting exudes a retro-industrial style via the striking beveled edges inspired by raw steel girders, finished with functioning corner-connection details. In contrast, the cylindrical, white glass shades add a modern touch. Available in a remarkable Antique Bronze or Stardust finish that creates the look of a traditional wooden box that would be at home in either a rustic lodge or a modern loft. The retro-industrial design comes to life with distressed gold metal accents. The assortment includes five-light chandeliers; three-light foyer pendants; one-light mini pendants; and four-light island pendants. Incandescent and ENERGY STAR-qualified LED lamping are available; all fixtures are California Title 24 compliant. | LINE VOLTAGE PENDANT | Chatauqua | Pendants | Antique Bronze | 71 | Steel | Etched / White Inside Glass | D:3.875" H:6.5" |  |  | 4 Medium A19 9.3w |  | 4 | Yes | [14 empty] | 0 | [12 empty] | 240.48 | 480.96 | 721.44 | L:36'' W:8'' H:12 1/2'' O:56 3/4'' | 22.3 |  | 36 | 8 | 12.5 | Center Lock-Up |  |  | 56.75 |  |  |  | No |  | No | [20 empty] | D:5'' H:3/4'' Round |  |  |  |  | 120 | Brown |  |  | Hardwired | 0 | 0 | 0 | 1 | 1 | 0 | 0 | 0 | 0 | 0 | 0 | 785652051456 | 39.5 | 16 | 12 | 29.8 | 4.389 | 125 | Yes | [9 empty] | cETL Damp | CHATAUQUA 4L ISLAND-71 | Four Light Island Pendant |  | 6640504EN3-71.jpg | 6640504.jpg
6640504EN3-846 | Four Light Island Pendant | The Chatauqua lighting collection by Sea Gull Lighting exudes a retro-industrial style via the striking beveled edges inspired by raw steel girders, finished with functioning corner-connection details. In contrast, the cylindrical, white glass shades add a modern touch. Available in a remarkable Antique Bronze or Stardust finish that creates the look of a traditional wooden box that would be at home in either a rustic lodge or a modern loft. The retro-industrial design comes to life with distressed gold metal accents. The assortment includes five-light chandeliers; three-light foyer pendants; one-light mini pendants; and four-light island pendants. Incandescent and ENERGY STAR-qualified LED lamping are available; all fixtures are California Title 24 compliant. | LINE VOLTAGE PENDANT | Chatauqua | Pendants | Stardust / Satin Bronze | 846 / 848 | Steel | Etched / White Inside Glass | D:3.875" H:6.5" |  |  | 4 Medium A19 9.3w |  | 4 | Yes | [14 empty] | 0 | [12 empty] | 240.48 | 480.96 | 721.44 | L:36'' W:8'' H:12 1/2'' O:56 3/4'' | 22.3 |  | 36 | 8 | 12.5 | Center Lock-Up |  |  | 56.75 |  |  |  | No |  | No | [20 empty] | D:5'' H:3/4'' Round |  |  |  |  | 120 | Black |  |  | Hardwired | 0 | 0 | 0 | 1 | 1 | 0 | 0 | 0 | 0 | 0 | 0 | 785652051463 | 39.5 | 16 | 12 | 29.8 | 4.389 | 125 | Yes | [9 empty] | cETL Damp | CHATAUQUA 4L ISLAND-846 | Four Light Island Pendant |  | 6640504EN3-846.jpg | 6640504.jpg
6641308-848 | Eight Light Island Chandelier | The Towner lighting collection by Sea Gull Lighting brings mid-century, retro style to the traditional circular silhouette, creating a bold statement that would accent any space in your home. The conical light shades deliver a fun design statement along with the textured cloth cords, which are adjustable for leveling. These fixtures are ideal for dining room lighting, living room lighting and kitchen lighting. The assortment includes three-, five- and seven-light chandeliers, three- and five-light cluster pendants, eight-light island pendants, one-light mini pendants, and one-light wall sconces. The Towner Collection is available in two finishes, Satin Bronze and Brushed Nickel to complete the look. All fixtures are available as ENERGY STAR®-qualified and California Title 24 compliant. | LINE VOLTAGE PENDANT | Towner | Pendants | Satin Bronze / Black | 848 / 12 | Steel | Black Steel | D:7" H:8" |  |  | 8 Medium A19 60w |  | 8 | No | [14 empty] | 0 | [12 empty] | 258.45 | 516.9 | 775.35 | L:45'' W:24 1/2'' H:23 1/4'' O:67 5/8'' | 12.98 |  | 45 | 24.5 | 23.25 | Center Lock-Up |  |  | 67.625 |  |  |  | No |  | No | [20 empty] | D:4 3/4'' H:3/4'' Round |  |  |  |  | 120 | Gold |  |  | Hardwired | 0 | 0 | 0 | 0 | 1 | 0 | 0 | 1 | 0 | 0 | 0 | 785652059070 | 34.5 | 17.5 | 12.5 | 17 | 4.367 | 250 | Yes | [9 empty] | cETL Damp | TOWNER 8L ISLAND-848 | Eight Light Island Chandelier |  | 6641308-848.png | 6641308.jpg
6641308-962 | Eight Light Island Chandelier | The Towner lighting collection by Sea Gull Lighting brings mid-century, retro style to the traditional circular silhouette, creating a bold statement that would accent any space in your home. The conical light shades deliver a fun design statement along with the textured cloth cords, which are adjustable for leveling. These fixtures are ideal for dining room lighting, living room lighting and kitchen lighting. The assortment includes three-, five- and seven-light chandeliers, three- and five-light cluster pendants, eight-light island pendants, one-light mini pendants, and one-light wall sconces. The Towner Collection is available in two finishes, Satin Bronze and Brushed Nickel to complete the look. All fixtures are available as ENERGY STAR®-qualified and California Title 24 compliant. | LINE VOLTAGE PENDANT | Towner | Pendants | Brushed Nickel / Black | 962 / 12 | Steel | Black Steel | D:7" H:8" |  |  | 8 Medium A19 60w |  | 8 | No | [14 empty] | 0 | [12 empty] | 258.45 | 516.9 | 775.35 | L:45'' W:24 1/2'' H:23 1/4'' O:67 5/8'' | 12.98 |  | 45 | 24.5 | 23.25 | Center Lock-Up |  |  | 67.625 |  |  |  | No |  | No | [20 empty] | D:4 3/4'' H:3/4'' Round |  |  |  |  | 120 | Clear Silver |  |  | Hardwired | 0 | 0 | 0 | 0 | 1 | 0 | 0 | 1 | 0 | 0 | 0 | 785652059087 | 34.25 | 17.5 | 12.5 | 17 | 4.336 | 250 | Yes | [9 empty] | cETL Damp | TOWNER 8L ISLAND-962 | Eight Light Island Chandelier |  | 6641308-962.png | 6641308.jpg
6641308EN3-848 | Eight Light Island Chandelier | The Towner lighting collection by Sea Gull Lighting brings mid-century, retro style to the traditional circular silhouette, creating a bold statement that would accent any space in your home. The conical light shades deliver a fun design statement along with the textured cloth cords, which are adjustable for leveling. These fixtures are ideal for dining room lighting, living room lighting and kitchen lighting. The assortment includes three-, five- and seven-light chandeliers, three- and five-light cluster pendants, eight-light island pendants, one-light mini pendants, and one-light wall sconces. The Towner Collection is available in two finishes, Satin Bronze and Brushed Nickel to complete the look. All fixtures are available as ENERGY STAR®-qualified and California Title 24 compliant. | LINE VOLTAGE PENDANT | Towner | Pendants | Satin Bronze / Black | 848 / 12 | Steel | Black Steel | D:7" H:8" |  |  | 8 Medium A19 9.3w |  | 8 | Yes | [14 empty] | 0 | [12 empty] | 324.98 | 649.96 | 974.94 | L:45'' W:24 1/2'' H:23 1/4'' O:67 5/8'' | 12.98 |  | 45 | 24.5 | 23.25 | Center Lock-Up |  |  | 67.625 |  |  |  | No |  | No | [20 empty] | D:4 3/4'' H:3/4'' Round |  |  |  |  | 120 | Gold |  |  | Hardwired | 0 | 0 | 0 | 1 | 1 | 0 | 0 | 0 | 0 | 0 | 0 | 785652059469 | 34.5 | 17.5 | 12.5 | 17 | 4.367 | 250 | Yes | [9 empty] | cETL Damp | TOWNER 8L ISLAND-848 | Eight Light Island Chandelier |  | 6641308EN3-848.png | 6641308EN3.jpg
6641308EN3-962 | Eight Light Island Chandelier | The Towner lighting collection by Sea Gull Lighting brings mid-century, retro style to the traditional circular silhouette, creating a bold statement that would accent any space in your home. The conical light shades deliver a fun design statement along with the textured cloth cords, which are adjustable for leveling. These fixtures are ideal for dining room lighting, living room lighting and kitchen lighting. The assortment includes three-, five- and seven-light chandeliers, three- and five-light cluster pendants, eight-light island pendants, one-light mini pendants, and one-light wall sconces. The Towner Collection is available in two finishes, Satin Bronze and Brushed Nickel to complete the look. All fixtures are available as ENERGY STAR®-qualified and California Title 24 compliant. | LINE VOLTAGE PENDANT | Towner | Pendants | Brushed Nickel / Black | 962 / 12 | Steel | Black Steel | D:7" H:8" |  |  | 8 Medium A19 9.3w |  | 8 | Yes | [14 empty] | 0 | [12 empty] | 324.98 | 649.96 | 974.94 | L:45'' W:24 1/2'' H:23 1/4'' O:67 5/8'' | 12.98 |  | 45 | 24.5 | 23.25 | Center Lock-Up |  |  | 67.625 |  |  |  | No |  | No | [20 empty] | D:4 3/4'' H:3/4'' Round |  |  |  |  | 120 | Clear Silver |  |  | Hardwired | 0 | 0 | 0 | 1 | 1 | 0 | 0 | 0 | 0 | 0 | 0 | 785652059476 | 34.25 | 17.5 | 12.5 | 17 | 4.336 | 250 | Yes | [9 empty] | cETL Damp | TOWNER 8L ISLAND-962 | Eight Light Island Chandelier |  | 6641308EN3-962.png | 6641308EN3.jpg
6646501-44 | One Light Pendant | The utilitarian Jeyne Collection offers a historical barn light form and a protective industrial cage while the stem make the height fully adjustable. Suitable for damp/covered locations. Beautiful hand-applied Weathered Copper and Heirloom Bronze finishes with reflective gloss white interiors lend beauty to any space. As a single unit in any room of the house or clustered together over a kitchen island or entryway, Jeyne illuminates with sharp precision. The Jeyne Collection assortment includes a one-light mini pendant and medium and large one-light pendants. Incandescent and ENERGY STAR-qualified LED lamping are available; all fixtures are California Title 24 compliant. | LINE VOLTAGE PENDANT | Jeyne | Pendants | Weathered Copper | 44 | Steel |  |  |  |  | 1 Medium ST19 60w |  | 1 | No | [14 empty] | 0 | [12 empty] | 57.95 | 115.9 | 173.85 | D:10 1/8'' H:11 1/4'' O:57 1/2'' | 3.74 | 10.125 |  |  | 11.25 | Center Lock-Up |  |  | 57.5 |  |  |  | No |  | No | [20 empty] | D:5'' H:7/8'' Round |  |  |  |  | 120 | Brown |  |  | Hardwired | 0 | 0 | 0 | 0 | 1 | 0 | 0 | 1 | 0 | 0 | 0 | 785652057892 | 12.25 | 12 | 10.75 | 5.1 | 0.914 | 175 | Yes | [9 empty] | cETL Damp | JEYNE 1L PEND-44 | One Light Pendant |  | 6646501-44.png | 6646501.jpg
6646501-782 | One Light Pendant | The utilitarian Jeyne Collection offers a historical barn light form and a protective industrial cage while the stem make the height fully adjustable. Suitable for damp/covered locations. Beautiful hand-applied Weathered Copper and Heirloom Bronze finishes with reflective gloss white interiors lend beauty to any space. As a single unit in any room of the house or clustered together over a kitchen island or entryway, Jeyne illuminates with sharp precision. The Jeyne Collection assortment includes a one-light mini pendant and medium and large one-light pendants. Incandescent and ENERGY STAR-qualified LED lamping are available; all fixtures are California Title 24 compliant. | LINE VOLTAGE PENDANT | Jeyne | Pendants | Heirloom Bronze | 782 | Steel |  |  |  |  | 1 Medium ST19 60w |  | 1 | No | [14 empty] | 0 | [12 empty] | 57.95 | 115.9 | 173.85 | D:10 1/8'' H:11 1/4'' O:57 1/2'' | 3.74 | 10.125 |  |  | 11.25 | Center Lock-Up |  |  | 57.5 |  |  |  | No |  | No | [20 empty] | D:5'' H:7/8'' Round |  |  |  |  | 120 | Brown |  |  | Hardwired | 0 | 0 | 0 | 0 | 1 | 0 | 0 | 1 | 0 | 0 | 0 | 785652057908 | 12.25 | 12 | 10.75 | 5.2 | 0.914 | 175 | Yes | [9 empty] | cETL Damp | JEYNE 1L PEND-782 | One Light Pendant |  | 6646501-782.png | 6646501.jpg
6646501EN3-44 | One Light Pendant | The utilitarian Jeyne Collection offers a historical barn light form and a protective industrial cage while the stem make the height fully adjustable. Suitable for damp/covered locations. Beautiful hand-applied Weathered Copper and Heirloom Bronze finishes with reflective gloss white interiors lend beauty to any space. As a single unit in any room of the house or clustered together over a kitchen island or entryway, Jeyne illuminates with sharp precision. The Jeyne Collection assortment includes a one-light mini pendant and medium and large one-light pendants. Incandescent and ENERGY STAR-qualified LED lamping are available; all fixtures are California Title 24 compliant. | LINE VOLTAGE PENDANT | Jeyne | Pendants | Weathered Copper | 44 | Steel |  |  |  |  | 1 Medium A19 9.3w |  | 1 | Yes | [14 empty] | 0 | [12 empty] | 67.48 | 134.96 | 202.44 | D:10 1/8'' H:11 1/4'' O:57 1/2'' | 3.74 | 10.125 |  |  | 11.25 | Center Lock-Up |  |  | 57.5 |  |  |  | No |  | No | [20 empty] | D:5'' H:7/8'' Round |  |  |  |  | 120 | Brown |  |  | Hardwired | 0 | 0 | 0 | 1 | 1 | 0 | 0 | 0 | 0 | 0 | 0 | 785652065583 | 12.25 | 12 | 10.75 | 5.1 | 0.914 | 175 | Yes | [9 empty] | cETL Damp | JEYNE 1L PEND-44 | One Light Pendant |  | 6646501EN3-44.png | 6646501EN3.jpg
6646501EN3-782 | One Light Pendant | The utilitarian Jeyne Collection offers a historical barn light form and a protective industrial cage while the stem make the height fully adjustable. Suitable for damp/covered locations. Beautiful hand-applied Weathered Copper and Heirloom Bronze finishes with reflective gloss white interiors lend beauty to any space. As a single unit in any room of the house or clustered together over a kitchen island or entryway, Jeyne illuminates with sharp precision. The Jeyne Collection assortment includes a one-light mini pendant and medium and large one-light pendants. Incandescent and ENERGY STAR-qualified LED lamping are available; all fixtures are California Title 24 compliant. | LINE VOLTAGE PENDANT | Jeyne | Pendants | Heirloom Bronze | 782 | Steel |  |  |  |  | 1 Medium A19 9.3w |  | 1 | Yes | [14 empty] | 0 | [12 empty] | 63.95 | 127.9 | 191.85 | D:10 1/8'' H:11 1/4'' O:57 1/2'' | 3.74 | 10.125 |  |  | 11.25 | Center Lock-Up |  |  | 57.5 |  |  |  | No |  | No | [20 empty] | D:5'' H:7/8'' Round |  |  |  |  | 120 | Brown |  |  | Hardwired | 0 | 0 | 0 | 1 | 1 | 0 | 0 | 0 | 0 | 0 | 0 | 785652065590 | 12.25 | 12 | 10.75 | 5.2 | 0.914 | 175 | Yes | [9 empty] | cETL Damp | JEYNE 1L PEND-782 | One Light Pendant |  | 6646501EN3-782.png | 6646501EN3.jpg
6658-44 | One Light Outdoor Pendant | This industrial and nautically inspired Sebring collection by Sea Gull Lighting coordinates perfectly in coastal locations, while adding eye catching contrast to facades of any kind. Offered in Black, Brushed Stainless and Weathered Copper finishes, Sebring is a complete outdoor collection with small and large one-light outdoor wall lanterns, a one-light outdoor ceiling flush mount and one-light outdoor post lantern to unify any home's appearance. Incandescent as well as integrated LED are available. The advanced, integrated LED light source has warm-on-dim technology that warms in color when dimmed, and is California Title 24 compliant. | LINE VOLTAGE PENDANT | Sebring | Outdoor Lighting | Weathered Copper | 44 | Aluminum |  |  |  | Clear Seeded Glass | 1 Medium A19 100w |  | 1 | No | [14 empty] | 0 | [12 empty] | 244.95 | 489.9 | 734.85 | D:16 3/4'' H:15'' O:67 1/4'' | 5 | 16.75 |  |  | 15 | Cap Nuts |  |  | 67.25 |  |  |  | No |  | No | [20 empty] | D:5 1/2'' H:1 1/4'' Round |  |  |  |  | 120 | Brown | 12 |  | Hardwired | 0 | 0 | 0 | 0 | 1 | 0 | 0 | 1 | 0 | 0 | 0 | 785652066580 | 20.25 | 20 | 18 | 15.1 | 4.219 | 250 | Yes | [9 empty] | cETL Damp | SEBRING 1L PEND-44 | One Light Outdoor Pendant |  | 6658-44.jpg | 6658.jpg
665893S-44 | LED Pendant | This industrial and nautically inspired Sebring collection by Sea Gull Lighting coordinates perfectly in coastal locations, while adding eye catching contrast to facades of any kind. Offered in Black, Brushed Stainless and Weathered Copper finishes, Sebring is a complete outdoor collection with small and large one-light outdoor wall lanterns, a one-light outdoor ceiling flush mount and one-light outdoor post lantern to unify any home's appearance. Incandescent as well as integrated LED are available. The advanced, integrated LED light source has warm-on-dim technology that warms in color when dimmed, and is California Title 24 compliant. | LINE VOLTAGE PENDANT | Sebring | Outdoor Lighting | Weathered Copper | 44 | Aluminum |  |  |  | Clear Seeded Glass |  |  | 1 | No | 1000 | 3000 | 90 | 14 | 120 | 19 - Integrated | MODS - Modules |  | 5 | 100 | LED | 14 | 14 | 50000 | 0 | [12 empty] | 246.95 | 493.9 | 740.85 | D:16 3/4'' H:15'' O:67 1/4'' | 5 | 16.75 |  |  | 15 | Cap Nuts |  |  | 67.25 |  |  |  | No |  | No | [20 empty] | D:5 1/2'' H:1 1/4'' Round |  |  |  |  | 120 | Brown | 12 |  | Hardwired | 0 | 0 | 0 | 0 | 1 | 0 | 0 | 0 | 0 | 0 | 0 | 785652065071 | 19.75 | 19.25 | 16 | 8.3 | 3.52 | 250 | Yes | [9 empty] | cETL Damp | SEBRING LED PEND-44 | LED Pendant |  | 665893S-44_ALT.jpg | 6658.jpg
665893S-98 | LED Pendant | This industrial and nautically inspired Sebring collection by Sea Gull Lighting coordinates perfectly in coastal locations, while adding eye catching contrast to facades of any kind. Offered in Black, Brushed Stainless and Weathered Copper finishes, Sebring is a complete outdoor collection with small and large one-light outdoor wall lanterns, a one-light outdoor ceiling flush mount and one-light outdoor post lantern to unify any home's appearance. Incandescent as well as integrated LED are available. The advanced, integrated LED light source has warm-on-dim technology that warms in color when dimmed, and is California Title 24 compliant. | LINE VOLTAGE PENDANT | Sebring | Outdoor Lighting | Brushed Stainless | 98 | Aluminum |  |  |  | Clear Seeded Glass |  |  | 1 | No | 1000 | 3000 | 90 | 14 | 120 | 19 - Integrated | MODS - Modules |  | 5 | 100 | LED | 14 | 14 | 50000 | 0 | [12 empty] | 288.95 | 577.9 | 866.85 | D:16 3/4'' H:15'' O:67 1/4'' | 5 | 16.75 |  |  | 15 | Cap Nuts |  |  | 67.25 |  |  |  | No |  | No | [20 empty] | D:5 1/2'' H:1 1/4'' Round |  |  |  |  | 120 | Clear Silver | 12 |  | Hardwired | 0 | 0 | 0 | 0 | 1 | 0 | 0 | 0 | 0 | 0 | 0 | 785652065088 | 19.75 | 19.25 | 16 | 8.3 | 3.52 | 250 | Yes | [9 empty] | cETL Damp | SEBRING LED PEND-98 | LED Pendant |  | 665893S-98_ALT.jpg | 6658.jpg
6680301-112 | One Light Medium Pendant |  | LINE VOLTAGE PENDANT | Willamette | Pendants | Midnight Black | 112 | Steel |  |  |  |  | 1 Medium A19 60w |  | 1 | No | [14 empty] | 0 | [12 empty] | 89.5 | 179 | 268.5 | D:15'' H:15'' |  | 15 |  |  | 15 | [7 empty] | No |  | No | [20 empty] | D:5'' H:1'' Round | [5 empty] | Black |  |  | Hardwired | 0 | 0 | 0 | 0 | 1 | 0 | 0 | 1 | 0 | 0 | 0 | 785652085826 | [16 empty] | cETL Damp | WILLAMETTE 1L MEDIUM PENDANT-112 | One Light Medium Pendant |  | 6680301-112.jpg | 6680301.jpg
6680301-817 | One Light Medium Pendant |  | LINE VOLTAGE PENDANT | Willamette | Pendants | Antique White | 817 | Steel |  |  |  |  | 1 Medium A19 60w |  | 1 | No | [14 empty] | 0 | [12 empty] | 89.5 | 179 | 268.5 | D:15'' H:15'' |  | 15 |  |  | 15 | [7 empty] | No |  | No | [20 empty] | D:5'' H:1'' Round | [5 empty] | Black |  |  | Hardwired | 0 | 0 | 0 | 0 | 1 | 0 | 0 | 1 | 0 | 0 | 0 | 785652085857 | [16 empty] | cETL Damp | WILLAMETTE 1L MEDIUM PENDANT-817 | One Light Medium Pendant |  | 6680301-817.jpg | 6680301.jpg
6680301-848 | One Light Medium Pendant |  | LINE VOLTAGE PENDANT | Willamette | Pendants | Satin Bronze | 848 | Steel |  |  |  |  | 1 Medium A19 60w |  | 1 | No | [14 empty] | 0 | [12 empty] | 89.5 | 179 | 268.5 | D:15'' H:15'' |  | 15 |  |  | 15 | [7 empty] | No |  | No | [20 empty] | D:5'' H:1'' Round | [5 empty] | Black |  |  | Hardwired | 0 | 0 | 0 | 0 | 1 | 0 | 0 | 1 | 0 | 0 | 0 | 785652085833 | [16 empty] | cETL Damp | WILLAMETTE 1L MEDIUM PENDANT-848 | One Light Medium Pendant |  | 6680301-848.jpg | 6680301.jpg
6680301-962 | One Light Medium Pendant |  | LINE VOLTAGE PENDANT | Willamette | Pendants | Brushed Nickel | 962 | Steel |  |  |  |  | 1 Medium A19 60w |  | 1 | No | [14 empty] | 0 | [12 empty] | 89.5 | 179 | 268.5 | D:15'' H:15'' |  | 15 |  |  | 15 | [7 empty] | No |  | No | [20 empty] | D:5'' H:1'' Round | [5 empty] | Black |  |  | Hardwired | 0 | 0 | 0 | 0 | 1 | 0 | 0 | 1 | 0 | 0 | 0 | 785652085840 | [16 empty] | cETL Damp | WILLAMETTE 1L MEDIUM PENDANT-962 | One Light Medium Pendant |  | 6680301-962.jpg | 6680301.jpg
6680403-846 | Three Light Pendant | A distinct bowl-shaped silhouette defines the flagship chandeliers of the traditional Corbeille collection by Sea Gull Lighting. With a hint of contemporary inspiration, the soft hue of the Crème Parchment glass complements the fixtures’ refined curves in the Stardust finish. The assortment includes nine-light and five-light chandeliers, pendants in two sizes and both flush and semi-flush ceiling fixtures. Both incandescent lamping and ENERGY STAR-qualified LED lamping are available; all fixtures are California Title 24 compliant. | LINE VOLTAGE PENDANT | Corbeille | Pendants | Stardust / Cerused Oak | 846 / 735 | Steel | Creme Parchment Glass | D:18" H:5" | D:18" |  | 3 Medium A19 100w |  | 3 | No | [14 empty] | 0 | [12 empty] | 164.45 | 328.9 | 493.35 | D:19'' H:27'' O:65'' | 12.2 | 19 |  |  | 27 | Screw Collar - Chain |  |  | 65 |  |  |  | No |  | No | [20 empty] | D:5 5/16'' H:1 1/8'' Round |  |  |  |  | 120 | Brown | 36 |  | Hardwired | 0 | 0 | 0 | 0 | 1 | 0 | 0 | 1 | 1 | 0 | 0 | 785652245664 | 21 | 21 | 14 | 16.3 | 3.573 | 175 | Yes | [8 empty] | ETL Dry |  | CORBEILLE 3L PEND-846 | Three Light Pendant |  | 6680403-846.jpg | 6680403.jpg
6680403EN3-846 | Three Light Pendant | A distinct bowl-shaped silhouette defines the flagship chandeliers of the traditional Corbeille collection by Sea Gull Lighting. With a hint of contemporary inspiration, the soft hue of the Crème Parchment glass complements the fixtures’ refined curves in the Stardust finish. The assortment includes nine-light and five-light chandeliers, pendants in two sizes and both flush and semi-flush ceiling fixtures. Both incandescent lamping and ENERGY STAR-qualified LED lamping are available; all fixtures are California Title 24 compliant. | LINE VOLTAGE PENDANT | Corbeille | Pendants | Stardust / Cerused Oak | 846 / 735 | Steel | Creme Parchment Glass | D:18" H:5" | D:18" |  | 3 Medium A19 9.3w |  | 3 | Yes | [14 empty] | 0 | [12 empty] | 179.95 | 359.9 | 539.85 | D:19'' H:27'' O:65'' | 12.2 | 19 |  |  | 27 | Screw Collar - Chain |  |  | 65 |  |  |  | No |  | No | [20 empty] | D:5 5/16'' H:1 1/8'' Round |  |  |  |  | 120 | Brown | 36 |  | Hardwired | 0 | 0 | 0 | 1 | 1 | 0 | 0 | 0 | 1 | 0 | 0 | 785652051524 | 21 | 21 | 14 | 16.3 | 3.573 | 175 | Yes | [8 empty] | ETL Dry |  | CORBEILLE 3L PEND-846 | Three Light Pendant |  | 6680403EN3-846.jpg | 6680403.jpg
66808-782 | Three Light Pendant | The Holman collection by Sea Gull Lighting brings versatility and style to those just starting out. With softly flared glass and curved arms, there is just enough detail to give the overall look a lift while keeping it simple enough for those on a budget. Several chandeliers and sconces can be installed with lighting shining up or down, allowing the fixture to be customized for the specific space and function. Offered in a Brushed Nickel finish or Heirloom Bronze finish, both with Satin Etched glass. The assortment includes nine-light, five-light and three-light chandeliers, pendants in five sizes, both flush and semi-flush ceiling fixtures, as well as one-light, two-light three-light and four-light wall/bath fixtures. Both incandescent lamping and ENERGY STAR-qualified LED lamping are available. All fixtures are California Title 24 compliant. | LINE VOLTAGE PENDANT | Holman | Pendants | Heirloom Bronze | 782 | Steel | Satin Etched Glass | D:18" H:6.3125" |  |  | 3 Medium A19 60w |  | 3 | No | [14 empty] | 0 | [12 empty] | 91.98 | 183.96 | 275.94 | D:18'' H:17 7/8'' O:55 3/4'' | 6.6 | 18 |  |  | 17.875 | Center Lock-Up |  |  | 55.75 |  |  |  | No |  | No | [20 empty] | D:5'' H:1'' Round |  |  |  |  | 72 | Brown | 36 |  | Hardwired | 0 | 0 | 0 | 0 | 1 | 0 | 0 | 1 | 1 | 0 | 0 | 785652058806 | 21 | 21 | 13.5 | 11.1 | 3.445 | 250 | Yes | [8 empty] | C-UL-US Dry |  | HOLMAN 3L PEND-782 | Three Light Pendant |  | 66808-782.png | 66808.jpg
66808-962 | Three Light Pendant | The Holman collection by Sea Gull Lighting brings versatility and style to those just starting out. With softly flared glass and curved arms, there is just enough detail to give the overall look a lift while keeping it simple enough for those on a budget. Several chandeliers and sconces can be installed with lighting shining up or down, allowing the fixture to be customized for the specific space and function. Offered in a Brushed Nickel finish or Heirloom Bronze finish, both with Satin Etched glass. The assortment includes nine-light, five-light and three-light chandeliers, pendants in five sizes, both flush and semi-flush ceiling fixtures, as well as one-light, two-light three-light and four-light wall/bath fixtures. Both incandescent lamping and ENERGY STAR-qualified LED lamping are available. All fixtures are California Title 24 compliant. | LINE VOLTAGE PENDANT | Holman | Pendants | Brushed Nickel | 962 | Steel | Satin Etched Glass | D:18" H:6.3125" |  |  | 3 Medium A19 60w |  | 3 | No | [14 empty] | 0 | [12 empty] | 91.98 | 183.96 | 275.94 | D:18'' H:17 7/8'' O:55 3/4'' | 6.6 | 18 |  |  | 17.875 | Center Lock-Up |  |  | 55.75 |  |  |  | No |  | No | [20 empty] | D:5'' H:1'' Round |  |  |  |  | 72 | Brown | 36 |  | Hardwired | 0 | 0 | 0 | 0 | 1 | 0 | 0 | 1 | 1 | 0 | 0 | 785652251344 | 21 | 20.5 | 13.25 | 10.8 | 3.301 | 250 | Yes | [8 empty] | C-UL-US Dry |  | HOLMAN 3L PEND-962 | Three Light Pendant |  | 66808-962.jpg | 66808.jpg
66808EN3-782 | Three Light Pendant | The Holman collection by Sea Gull Lighting brings versatility and style to those just starting out. With softly flared glass and curved arms, there is just enough detail to give the overall look a lift while keeping it simple enough for those on a budget. Several chandeliers and sconces can be installed with lighting shining up or down, allowing the fixture to be customized for the specific space and function. Offered in a Brushed Nickel finish or Heirloom Bronze finish, both with Satin Etched glass. The assortment includes nine-light, five-light and three-light chandeliers, pendants in five sizes, both flush and semi-flush ceiling fixtures, as well as one-light, two-light three-light and four-light wall/bath fixtures. Both incandescent lamping and ENERGY STAR-qualified LED lamping are available. All fixtures are California Title 24 compliant. | LINE VOLTAGE PENDANT | Holman | Pendants | Heirloom Bronze | 782 | Steel | Satin Etched Glass | D:18" H:6.3125" |  |  | 3 Medium A19 9.3w |  | 3 | Yes | [14 empty] | 0 | [12 empty] | 108.48 | 216.96 | 325.44 | D:18'' H:17 5/8'' O:55 3/4'' | 6.8 | 18 |  |  | 17.625 | Center Lock-Up |  |  | 55.75 |  |  |  | No |  | No | [20 empty] | D:5'' H:1'' Round |  |  |  |  | 72 | Brown | 36 |  | Hardwired | 0 | 0 | 0 | 1 | 1 | 0 | 0 | 0 | 1 | 0 | 0 | 785652059308 | 21 | 21 | 13.5 | 11.1 | 3.445 | 250 | Yes | [8 empty] | C-UL-US Dry |  | HOLMAN 3L PEND-782 | Three Light Pendant |  | 66808EN3-782.png | 66808EN3.jpg
66808EN3-962 | Three Light Pendant | The Holman collection by Sea Gull Lighting brings versatility and style to those just starting out. With softly flared glass and curved arms, there is just enough detail to give the overall look a lift while keeping it simple enough for those on a budget. Several chandeliers and sconces can be installed with lighting shining up or down, allowing the fixture to be customized for the specific space and function. Offered in a Brushed Nickel finish or Heirloom Bronze finish, both with Satin Etched glass. The assortment includes nine-light, five-light and three-light chandeliers, pendants in five sizes, both flush and semi-flush ceiling fixtures, as well as one-light, two-light three-light and four-light wall/bath fixtures. Both incandescent lamping and ENERGY STAR-qualified LED lamping are available. All fixtures are California Title 24 compliant. | LINE VOLTAGE PENDANT | Holman | Pendants | Brushed Nickel | 962 | Steel | Satin Etched Glass | D:18" H:6.3125" |  |  | 3 Medium A19 9.3w |  | 3 | Yes | [14 empty] | 0 | [12 empty] | 108.48 | 216.96 | 325.44 | D:18'' H:17 7/8'' O:55 3/4'' | 6.8 | 18 |  |  | 17.875 | Center Lock-Up |  |  | 55.75 |  |  |  | No |  | No | [20 empty] | D:5'' H:1'' Round |  |  |  |  | 72 | Clear Silver | 36 |  | Hardwired | 0 | 0 | 0 | 1 | 1 | 0 | 0 | 0 | 1 | 0 | 0 | 785652055492 | 21 | 20.5 | 13.25 | 10.8 | 3.301 | 250 | Yes | [8 empty] | C-UL-US Dry |  | HOLMAN 3L PEND-962 | Three Light Pendant |  | 66808EN3-962.jpg | 66808.jpg
6690305-05 | Five Light Island Pendant | Zire embodies simple clean lines in three finishes that strike a perfect balance of elegant yet minimalist design. Each of the lights sits on the round bottom rim, featuring an Edison-inspired design highlighted by a cylindrical glass shade. The assortment includes nine-light, five-light, and three-light chandeliers, a five light linear, one-light mini-pendant and one-light, two-light, three-light and four-light wall/bath fixtures. A stylish and elegant addition to any room in the house. Zire is offered in a Brushed Oil Rubbed Bronze, Brushed Nickel or Chrome finish. | CHANDELIERS | Zire | Pendants | Chrome | 5 | Steel | Clear Glass | D:2.75" H:7.125" |  |  | 5 Candelabra Torpedo 60w |  | 5 | No | [14 empty] | 0 | [12 empty] | 214.48 | 428.96 | 643.44 | L:48'' W:9'' H:11'' O:45 7/8'' | 15.11 |  | 48 | 9 | 11 | Cap Nuts |  |  | 45.875 |  |  |  | No |  | No | [20 empty] | DP:6'' W:15 3/4'' H:3/4'' Rectangular |  |  |  |  | 120 | Clear Silver |  |  | Hardwired | 0 | 0 | 0 | 0 | 1 | 0 | 0 | 1 | 0 | 0 | 0 | 785652070594 | 51 | 11.75 | 9.25 | 18.1 | 3.208 | 175 | Yes | [9 empty] | cETL Damp | ZIRE 5L ISLAND-05 | Five Light Island Pendant |  | 6690305-05.jpg | 6690305.jpg
6690305-778 | Five Light Island Pendant | Zire embodies simple clean lines in three finishes that strike a perfect balance of elegant yet minimalist design. Each of the lights sits on the round bottom rim, featuring an Edison-inspired design highlighted by a cylindrical glass shade. The assortment includes nine-light, five-light, and three-light chandeliers, a five light linear, one-light mini-pendant and one-light, two-light, three-light and four-light wall/bath fixtures. A stylish and elegant addition to any room in the house. Zire is offered in a Brushed Oil Rubbed Bronze, Brushed Nickel or Chrome finish. | CHANDELIERS | Zire | Pendants | Brushed Oil Rubbed Bronze | 778 | Steel | Clear Glass | D:2.75" H:7.125" |  |  | 5 Candelabra Torpedo 60w |  | 5 | No | [14 empty] | 0 | [12 empty] | 214.48 | 428.96 | 643.44 | L:48'' W:9'' H:11'' O:45 7/8'' | 15.11 |  | 48 | 9 | 11 | Cap Nuts |  |  | 45.875 |  |  |  | No |  | No | [20 empty] | DP:6'' W:15 3/4'' H:3/4'' Rectangular |  |  |  |  | 120 | Brown |  |  | Hardwired | 0 | 0 | 0 | 0 | 1 | 0 | 0 | 1 | 0 | 0 | 0 | 785652070600 | 51 | 12 | 9.25 | 18.2 | 3.276 | 175 | Yes | [9 empty] | cETL Damp | ZIRE 5L ISLAND-778 | Five Light Island Pendant |  | 6690305-778.jpg | 6690305.jpg
6690305-962 | Five Light Island Pendant | Zire embodies simple clean lines in three finishes that strike a perfect balance of elegant yet minimalist design. Each of the lights sits on the round bottom rim, featuring an Edison-inspired design highlighted by a cylindrical glass shade. The assortment includes nine-light, five-light, and three-light chandeliers, a five light linear, one-light mini-pendant and one-light, two-light, three-light and four-light wall/bath fixtures. A stylish and elegant addition to any room in the house. Zire is offered in a Brushed Oil Rubbed Bronze, Brushed Nickel or Chrome finish. | CHANDELIERS | Zire | Pendants | Brushed Nickel | 962 | Steel | Clear Glass | D:2.75" H:7.125" |  |  | 5 Candelabra Torpedo 60w |  | 5 | No | [14 empty] | 0 | [12 empty] | 214.48 | 428.96 | 643.44 | L:48'' W:9'' H:11'' O:45 7/8'' | 15.11 |  | 48 | 9 | 11 | Cap Nuts |  |  | 45.875 |  |  |  | No |  | No | [20 empty] | DP:6'' W:15 3/4'' H:3/4'' Rectangular |  |  |  |  | 120 | Clear Silver |  |  | Hardwired | 0 | 0 | 0 | 0 | 1 | 0 | 0 | 1 | 0 | 0 | 0 | 785652070617 | 51 | 12 | 9.25 | 18.2 | 3.276 | 175 | Yes | [9 empty] | cETL Damp | ZIRE 5L ISLAND-962 | Five Light Island Pendant |  | 6690305-962.jpg | 6690305.jpg
6690305EN-05 | Five Light Island Pendant | Zire embodies simple clean lines in three finishes that strike a perfect balance of elegant yet minimalist design. Each of the lights sits on the round bottom rim, featuring an Edison-inspired design highlighted by a cylindrical glass shade. The assortment includes nine-light, five-light, and three-light chandeliers, a five light linear, one-light mini-pendant and one-light, two-light, three-light and four-light wall/bath fixtures. A stylish and elegant addition to any room in the house. Zire is offered in a Brushed Oil Rubbed Bronze, Brushed Nickel or Chrome finish. | CHANDELIERS | Zire | Pendants | Chrome | 5 | Steel | Clear Glass | D:2.75" H:7.125" |  |  | 5 Candelabra Torpedo 3.5w |  | 5 | Yes | [14 empty] | 0 | [12 empty] | 242.98 | 485.96 | 728.94 | L:48'' W:9'' H:11'' O:45 7/8'' | 15.11 |  | 48 | 9 | 11 | Cap Nuts |  |  | 45.875 |  |  |  | No |  | No | [20 empty] | DP:6'' W:15 3/4'' H:3/4'' Rectangular |  |  |  |  | 120 | Clear Silver |  |  | Hardwired | 0 | 0 | 0 | 1 | 1 | 0 | 0 | 0 | 0 | 0 | 0 | 785652072277 | 51 | 11.75 | 9.25 | 18.1 | 3.208 | 175 | Yes | [9 empty] | cETL Damp | ZIRE 5L LED ISLAND-05 | Five Light Island Pendant |  | 6690305EN-05.jpg | 6690305EN.jpg
6690305EN-778 | Five Light Island Pendant | Zire embodies simple clean lines in three finishes that strike a perfect balance of elegant yet minimalist design. Each of the lights sits on the round bottom rim, featuring an Edison-inspired design highlighted by a cylindrical glass shade. The assortment includes nine-light, five-light, and three-light chandeliers, a five light linear, one-light mini-pendant and one-light, two-light, three-light and four-light wall/bath fixtures. A stylish and elegant addition to any room in the house. Zire is offered in a Brushed Oil Rubbed Bronze, Brushed Nickel or Chrome finish. | CHANDELIERS | Zire | Pendants | Brushed Oil Rubbed Bronze | 778 | Steel | Clear Glass | D:2.75" H:7.125" |  |  | 5 Candelabra Torpedo 3.5w |  | 5 | Yes | [14 empty] | 0 | [12 empty] | 242.98 | 485.96 | 728.94 | L:48'' W:9'' H:11'' O:45 7/8'' | 15.11 |  | 48 | 9 | 11 | Cap Nuts |  |  | 45.875 |  |  |  | No |  | No | [20 empty] | DP:6'' W:15 3/4'' H:3/4'' Rectangular |  |  |  |  | 120 | Brown |  |  | Hardwired | 0 | 0 | 0 | 1 | 1 | 0 | 0 | 0 | 0 | 0 | 0 | 785652072284 | 51 | 12 | 9.25 | 18.2 | 3.276 | 175 | Yes | [9 empty] | cETL Damp | ZIRE 5L LED ISLAND-778 | Five Light Island Pendant |  | 6690305EN-778.jpg | 6690305EN.jpg
6690305EN-962 | Five Light Island Pendant | Zire embodies simple clean lines in three finishes that strike a perfect balance of elegant yet minimalist design. Each of the lights sits on the round bottom rim, featuring an Edison-inspired design highlighted by a cylindrical glass shade. The assortment includes nine-light, five-light, and three-light chandeliers, a five light linear, one-light mini-pendant and one-light, two-light, three-light and four-light wall/bath fixtures. A stylish and elegant addition to any room in the house. Zire is offered in a Brushed Oil Rubbed Bronze, Brushed Nickel or Chrome finish. | CHANDELIERS | Zire | Pendants | Brushed Nickel | 962 | Steel | Clear Glass | D:2.75" H:7.125" |  |  | 5 Candelabra Torpedo 3.5w |  | 5 | Yes | [14 empty] | 0 | [12 empty] | 242.98 | 485.96 | 728.94 | L:48'' W:9'' H:11'' O:45 7/8'' | 15.11 |  | 48 | 9 | 11 | Cap Nuts |  |  | 45.875 |  |  |  | No |  | No | [20 empty] | DP:6'' W:15 3/4'' H:3/4'' Rectangular |  |  |  |  | 120 | Clear Silver |  |  | Hardwired | 0 | 0 | 0 | 1 | 1 | 0 | 0 | 0 | 0 | 0 | 0 | 785652072291 | 51 | 12 | 9.25 | 18.2 | 3.276 | 175 | Yes | [9 empty] | cETL Damp | ZIRE 5L LED ISLAND-962 | Five Light Island Pendant |  | 6690305EN-962.jpg | 6690305EN.jpg
6690403-715 | Three Light Pendant | Named after the Italian word for “sphere,” the transitional Sfera collection by Sea Gull Lighting features detailed center bands and rounded, sweeping curves -- rustic with a modern inspiration. Offered in Autumn Bronze finish with several glass options – extraordinary painted Mercury glass and Café Tint glass, as well as a Smoky Amber glass for wall/bath fixtures only. The assortment includes six-light and four-light chandeliers, pendants in three sizes, both flush and semi-flush ceiling fixtures, as well as two-light, three-light and four-light wall/bath fixtures. Both incandescent lamping and ENERGY STAR-qualified LED lamping are available. Most of these fixtures easily convert to LED by purchasing LED replacement lamps sold separately. | LINE VOLTAGE PENDANT | Sfera | Pendants | Autumn Bronze | 715 | Steel | Cafe Tint Glass | D:18.25" H:9.25" | D:18.25" |  | 3 Medium A19 100w |  | 3 | No | [14 empty] | 0 | [12 empty] | 191.45 | 382.9 | 574.35 | D:18 1/2'' H:24 1/2'' O:164 1/2'' | 16.2 | 18.5 |  |  | 24.5 | Screw Collar - Chain |  |  | 164.5 |  |  |  | No |  | No | [20 empty] | D:5'' H:1 1/4'' Round |  |  |  |  | 168 | Brown | 144 |  | Hardwired | 0 | 0 | 0 | 0 | 1 | 0 | 0 | 1 | 1 | 0 | 0 | 785652242731 | 20.5 | 20 | 16 | 20.5 | 3.796 | 175 | Yes | [9 empty] | cETL Damp | SFERA 3L PEND-715 | Three Light Pendant |  | 6690403-715.jpg | 6690403.jpg
6690403EN3-715 | Three Light Pendant | Named after the Italian word for “sphere,” the transitional Sfera collection by Sea Gull Lighting features detailed center bands and rounded, sweeping curves -- rustic with a modern inspiration. Offered in Autumn Bronze finish with several glass options – extraordinary painted Mercury glass and Café Tint glass, as well as a Smoky Amber glass for wall/bath fixtures only. The assortment includes six-light and four-light chandeliers, pendants in three sizes, both flush and semi-flush ceiling fixtures, as well as two-light, three-light and four-light wall/bath fixtures. Both incandescent lamping and ENERGY STAR-qualified LED lamping are available. Most of these fixtures easily convert to LED by purchasing LED replacement lamps sold separately. | LINE VOLTAGE PENDANT | Sfera | Pendants | Autumn Bronze | 715 | Steel | Cafe Tint Glass | D:18.25" H:9.25" | D:18.25" |  | 3 Medium A19 9.3w |  | 3 | Yes | [14 empty] | 0 | [12 empty] | 215.98 | 431.96 | 647.94 | D:18 1/2'' H:24 1/2'' O:164 1/2'' | 16.2 | 18.5 |  |  | 24.5 | Screw Collar - Chain |  |  | 164.5 |  |  |  | No |  | No | [20 empty] | D:5'' H:1 1/4'' Round |  |  |  |  | 168 | Brown | 144 |  | Hardwired | 0 | 0 | 0 | 1 | 1 | 0 | 0 | 0 | 1 | 0 | 0 | 785652051531 | 20.5 | 20 | 16 | 20.5 | 3.796 | 175 | Yes | [9 empty] | cETL Damp | SFERA 3L PEND-715 | Three Light Pendant |  | 6690403EN3-715.jpg | 6690403.jpg
6692101-112 | One Light Sphere Pendant |  | LINE VOLTAGE PENDANT | Kate | Pendants | Midnight Black | 112 | Steel | Clear Glass |  |  |  | 1 Medium A19 60w |  | 1 | No | [14 empty] | 0 | [12 empty] | 124.5 | 249 | 373.5 | D:12'' H:14'' |  | 12 |  |  | 14 | [7 empty] | No |  | No | [20 empty] | D:5'' H:1'' Round | [5 empty] | Black |  |  | Hardwired | 0 | 0 | 0 | 0 | 1 | 0 | 0 | 1 | 0 | 0 | 0 | 785652085796 | [16 empty] | cETL Damp | KATE 1L SPHERE PENDANT-112 | One Light Sphere Pendant |  | 6692101-112.jpg | 6692101.jpg
6692101-848 | One Light Sphere Pendant |  | LINE VOLTAGE PENDANT | Kate | Pendants | Satin Bronze | 848 | Steel | Clear Glass |  |  |  | 1 Medium A19 60w |  | 1 | No | [14 empty] | 0 | [12 empty] | 124.5 | 249 | 373.5 | D:12'' H:14'' |  | 12 |  |  | 14 | [7 empty] | No |  | No | [20 empty] | D:5'' H:1'' Round | [5 empty] | Clear Gold |  |  | Hardwired | 0 | 0 | 0 | 0 | 1 | 0 | 0 | 1 | 0 | 0 | 0 | 785652085802 | [16 empty] | cETL Damp | KATE 1L SPHERE PENDANT-848 | One Light Sphere Pendant |  | 6692101-848.jpg | 6692101.jpg
6692101-962 | One Light Sphere Pendant |  | LINE VOLTAGE PENDANT | Kate | Pendants | Brushed Nickel | 962 | Steel | Clear Glass |  |  |  | 1 Medium A19 60w |  | 1 | No | [14 empty] | 0 | [12 empty] | 124.5 | 249 | 373.5 | D:12'' H:14'' |  | 12 |  |  | 14 | [7 empty] | No |  | No | [20 empty] | D:5'' H:1'' Round | [5 empty] | Clear Silver |  |  | Hardwired | 0 | 0 | 0 | 0 | 1 | 0 | 0 | 1 | 0 | 0 | 0 | 785652085819 | [16 empty] | cETL Damp | KATE 1L SPHERE PENDANT-962 | One Light Sphere Pendant |  | 6692101-962.jpg | 6692101.jpg
6692604-112 | Four Light Small Linear Chandelier |  | CHANDELIERS | Dianna | Chandeliers | Midnight Black | 112 | Steel |  |  |  |  | 4 Candelabra Torpedo 60w |  | 4 | No | [14 empty] | 0 | [12 empty] | 174.5 | 349 | 523.5 | L:30'' W:13'' H:19'' |  |  | 30 | 13 | 19 | [7 empty] | No |  | No | [26 empty] | Black |  |  | Hardwired | 0 | 0 | 0 | 0 | 1 | 0 | 0 | 0 | 0 | 0 | 0 | 785652085642 | [16 empty] | cETL Damp | DIANNA 4L SMALL LINEAR-112 | Four Light Small Linear Chandelier |  | 6692604-112.jpg | 6692604.jpg
6692604-848 | Four Light Small Linear Chandelier |  | CHANDELIERS | Dianna | Chandeliers | Satin Bronze | 848 | Steel |  |  |  |  | 4 Candelabra Torpedo 60w |  | 4 | No | [14 empty] | 0 | [12 empty] | 174.5 | 349 | 523.5 | L:30'' W:13'' H:19'' |  |  | 30 | 13 | 19 | [7 empty] | No |  | No | [26 empty] | Clear Gold |  |  | Hardwired | 0 | 0 | 0 | 0 | 1 | 0 | 0 | 0 | 0 | 0 | 0 | 785652085635 | [16 empty] | cETL Damp | DIANNA 4L SMALL LINEAR-848 | Four Light Small Linear Chandelier |  | 6692604-848.jpg | 6692604.jpg
6692604-962 | Four Light Small Linear Chandelier |  | CHANDELIERS | Dianna | Chandeliers | Brushed Nickel | 962 | Steel |  |  |  |  | 4 Candelabra Torpedo 60w |  | 4 | No | [14 empty] | 0 | [12 empty] | 174.5 | 349 | 523.5 | L:30'' W:13'' H:19'' |  |  | 30 | 13 | 19 | [7 empty] | No |  | No | [26 empty] | Clear Silver |  |  | Hardwired | 0 | 0 | 0 | 0 | 1 | 0 | 0 | 0 | 0 | 0 | 0 | 785652085659 | [16 empty] | cETL Damp | DIANNA 4L SMALL LINEAR-962 | Four Light Small Linear Chandelier |  | 6692604-962.jpg | 6692604.jpg
6692605-112 | Five Light Medium Linear Chandelier |  | CHANDELIERS | Dianna | Chandeliers | Midnight Black | 112 | Steel |  |  |  |  | 5 Candelabra Torpedo 60w |  | 5 | No | [14 empty] | 0 | [12 empty] | 249.5 | 499 | 748.5 | L:41'' W:17'' H:20 1/8'' |  |  | 41 | 17 | 20.125 | [7 empty] | No |  | No | [26 empty] | Black |  |  | Hardwired | 0 | 0 | 0 | 0 | 1 | 0 | 0 | 0 | 0 | 0 | 0 | 785652085673 | [16 empty] | cETL Damp | DIANNA 5L MEDIUM LINEAR-112 | Five Light Medium Linear Chandelier |  | 6692605-112.jpg | 6692605.jpg
6692605-848 | Five Light Medium Linear Chandelier |  | CHANDELIERS | Dianna | Chandeliers | Satin Bronze | 848 | Steel |  |  |  |  | 5 Candelabra Torpedo 60w |  | 5 | No | [14 empty] | 0 | [12 empty] | 249.5 | 499 | 748.5 | L:41'' W:17'' H:20 1/8'' |  |  | 41 | 17 | 20.125 | [7 empty] | No |  | No | [26 empty] | Clear Gold |  |  | Hardwired | 0 | 0 | 0 | 0 | 1 | 0 | 0 | 0 | 0 | 0 | 0 | 785652085666 | [16 empty] | cETL Damp | DIANNA 5L MEDIUM LINEAR-848 | Five Light Medium Linear Chandelier |  | 6692605-848.jpg | 6692605.jpg
6692605-962 | Five Light Medium Linear Chandelier |  | CHANDELIERS | Dianna | Chandeliers | Brushed Nickel | 962 | Steel |  |  |  |  | 5 Candelabra Torpedo 60w |  | 5 | No | [14 empty] | 0 | [12 empty] | 249.5 | 499 | 748.5 | L:41'' W:17'' H:20 1/8'' |  |  | 41 | 17 | 20.125 | [7 empty] | No |  | No | [26 empty] | Clear Silver |  |  | Hardwired | 0 | 0 | 0 | 0 | 1 | 0 | 0 | 0 | 0 | 0 | 0 | 785652085680 | [16 empty] | cETL Damp | DIANNA 5L MEDIUM LINEAR-962 | Five Light Medium Linear Chandelier |  | 6692605-962.jpg | 6692605.jpg
6692606-112 | Six Light Large Linear Chandelier |  | CHANDELIERS | Dianna | Chandeliers | Midnight Black | 112 | Steel |  |  |  |  | 6 Candelabra Torpedo 60w |  | 6 | No | [14 empty] | 0 | [12 empty] | 324.5 | 649 | 973.5 | L:54'' W:17'' H:25 1/2'' |  |  | 54 | 17 | 25.5 | [7 empty] | No |  | No | [26 empty] | Black |  |  | Hardwired | 0 | 0 | 0 | 0 | 1 | 0 | 0 | 0 | 0 | 0 | 0 | 785652085703 | [16 empty] | cETL Damp | DIANNA 6L LARGE LINEAR-112 | Six Light Large Linear Chandelier |  | 6692606-112.jpg | 6692606.jpg
6692606-848 | Six Light Large Linear Chandelier |  | CHANDELIERS | Dianna | Chandeliers | Satin Bronze | 848 | Steel |  |  |  |  | 6 Candelabra Torpedo 60w |  | 6 | No | [14 empty] | 0 | [12 empty] | 324.5 | 649 | 973.5 | L:54'' W:17'' H:25 1/2'' |  |  | 54 | 17 | 25.5 | [7 empty] | No |  | No | [26 empty] | Clear Gold |  |  | Hardwired | 0 | 0 | 0 | 0 | 1 | 0 | 0 | 0 | 0 | 0 | 0 | 785652085697 | [16 empty] | cETL Damp | DIANNA 6L LARGE LINEAR-848 | Six Light Large Linear Chandelier |  | 6692606-848.jpg | 6692606.jpg
6692606-962 | Six Light Large Linear Chandelier |  | CHANDELIERS | Dianna | Chandeliers | Brushed Nickel | 962 | Steel |  |  |  |  | 6 Candelabra Torpedo 60w |  | 6 | No | [14 empty] | 0 | [12 empty] | 324.5 | 649 | 973.5 | L:54'' W:17'' H:25 1/2'' |  |  | 54 | 17 | 25.5 | [7 empty] | No |  | No | [26 empty] | Clear Silver |  |  | Hardwired | 0 | 0 | 0 | 0 | 1 | 0 | 0 | 0 | 0 | 0 | 0 | 785652085710 | [16 empty] | cETL Damp | DIANNA 6L LARGE LINEAR-962 | Six Light Large Linear Chandelier |  | 6692606-962.jpg | 6692606.jpg
6694206-112 | Six Light Linear Chandelier |  | CHANDELIERS | Ken | Chandeliers | Midnight Black / Satin Bronze | 112 / 848 | Steel |  |  |  |  | 6 Medium T10 60w |  | 6 | No | [14 empty] | 0 | [12 empty] | 89.5 | 179 | 268.5 | L:52'' W:22'' H:6 1/2'' |  |  | 52 | 22 | 6.5 | Screw Collar - Stem | [6 empty] | No |  | No | [26 empty] | Black |  |  | Hardwired | 0 | 0 | 0 | 0 | 1 | 0 | 0 | 1 | 0 | 0 | 0 | 785652086137 | [16 empty] | cETL Damp | KEN 6L LINEAR CHANDELIER-112 | Six Light Linear Chandelier |  | 6694206-112.jpg | 6694206.jpg
6694306-112 | Six Light Linear Chandelier |  | CHANDELIERS | Ken | Chandeliers | Midnight Black / Chrome | 112 / 05 | Steel |  |  |  |  | 6 Medium T10 60w |  | 6 | No | [14 empty] | 0 | [12 empty] | 89.5 | 179 | 268.5 | L:52'' W:22'' H:6 1/2'' |  |  | 52 | 22 | 6.5 | Screw Collar - Stem | [6 empty] | No |  | No | [26 empty] | Black |  |  | Hardwired | 0 | 0 | 0 | 0 | 1 | 0 | 0 | 1 | 0 | 0 | 0 | 785652086144 | [16 empty] | cETL Damp | KEN 6L LINEAR CHANDELIER-112 | Six Light Linear Chandelier |  | 6694306-112.jpg | 6694306.jpg
66952-710 | Four Light Island Pendant | The Stirling lighting collection by Sea Gull Lighting, with its chic style and eclectic twist brings clean, modern lines to a traditional soul. The Beige Linen drum shades combined with a Burnt Sienna finish or White Linen drum shades combined with a Brushed Nickel finish are both eye-catching and inviting. For the wall/bath fixtures only, a Chrome finish coupled with Opal Etched glass shades is also available. The assortment includes nine-light, five-light and three-light chandeliers, pendants in six sizes, both flush and semi-flush ceiling fixtures, a one-light wall sconce, as well as one-light, two-light, three-light and four-light wall/bath fixtures. Most of these fixtures easily convert to LED by purchasing LED replacement lamps sold separately. | LINE VOLTAGE PENDANT | Stirling | Pendants | Burnt Sienna | 710 | Steel | Beige Linen Fabric | D:6.5" H:6.375" |  | Satin Etched Glass | 4 Medium A19 60w |  | 4 | No | [14 empty] | 0 | [12 empty] | 184.48 | 368.96 | 553.44 | L:37'' W:6 1/2'' H:12 3/4'' O:61 1/4'' | 8.76 |  | 37 | 6.5 | 12.75 | Screw Collar - Stem |  |  | 61.25 |  |  |  | No |  | No | [20 empty] | D:5 1/2'' H:1 3/8'' Round |  |  |  |  | 120 | Brown |  |  | Hardwired | 0 | 0 | 0 | 0 | 1 | 0 | 0 | 1 | 0 | 0 | 0 | 785652182440 | 37.18 | 13.5 | 10.25 | 10.8 | 2.977 | 250 | Yes | [8 empty] | ETL Dry | cETL Dry | STIRLING 4L ISLAND-710 | Four Light Island Pendant |  | 66952-710.jpg | 66952.jpg
66952-962 | Four Light Island Pendant | The Stirling lighting collection by Sea Gull Lighting, with its chic style and eclectic twist brings clean, modern lines to a traditional soul. The Beige Linen drum shades combined with a Burnt Sienna finish or White Linen drum shades combined with a Brushed Nickel finish are both eye-catching and inviting. For the wall/bath fixtures only, a Chrome finish coupled with Opal Etched glass shades is also available. The assortment includes nine-light, five-light and three-light chandeliers, pendants in six sizes, both flush and semi-flush ceiling fixtures, a one-light wall sconce, as well as one-light, two-light, three-light and four-light wall/bath fixtures. Most of these fixtures easily convert to LED by purchasing LED replacement lamps sold separately. | LINE VOLTAGE PENDANT | Stirling | Pendants | Brushed Nickel | 962 | Steel | White Linen Fabric | D:6.5" H:6.375" |  | Satin Etched Glass | 4 Medium A19 60w |  | 4 | No | [14 empty] | 0 | [12 empty] | 184.48 | 368.96 | 553.44 | L:37'' W:6 1/2'' H:12 3/4'' O:61 1/4'' | 8.76 |  | 37 | 6.5 | 12.75 | Screw Collar - Stem |  |  | 61.25 |  |  |  | No |  | No | [20 empty] | D:5 1/2'' H:1 3/8'' |  |  |  |  | 120 |  |  |  | Hardwired | 0 | 0 | 0 | 0 | 1 | 0 | 0 | 1 | 0 | 0 | 0 | 785652027383 | 38 | 13.25 | 10 | 11.9 | 2.914 | 175 | Yes | [8 empty] | ETL Dry | cETL Dry | STIRLING 4L ISLAND-962 | Four Light Island Pendant |  | 66952-962.jpg | 66952.jpg
66952EN3-710 | Four Light Island Pendant | The Stirling lighting collection by Sea Gull Lighting, with its chic style and eclectic twist brings clean, modern lines to a traditional soul. The Beige Linen drum shades combined with a Burnt Sienna finish or White Linen drum shades combined with a Brushed Nickel finish are both eye-catching and inviting. For the wall/bath fixtures only, a Chrome finish coupled with Opal Etched glass shades is also available. The assortment includes nine-light, five-light and three-light chandeliers, pendants in six sizes, both flush and semi-flush ceiling fixtures, a one-light wall sconce, as well as one-light, two-light, three-light and four-light wall/bath fixtures. Most of these fixtures easily convert to LED by purchasing LED replacement lamps sold separately. | LINE VOLTAGE PENDANT | Stirling | Pendants | Burnt Sienna | 710 | Steel | Beige Linen Fabric | D:6.5" H:6.375" |  | Satin Etched Glass | 4 Medium A19 9.3w |  | 4 | Yes | [14 empty] | 0 | [12 empty] | 199.98 | 399.96 | 599.94 | L:37'' W:6 1/2'' H:12 3/4'' O:61 1/4'' | 8.76 |  | 37 | 6.5 | 12.75 | Screw Collar - Stem |  |  | 61.25 |  |  |  | No |  | No | [20 empty] | D:5 1/2'' H:1 3/8'' Round |  |  |  |  | 120 | Brown |  |  | Hardwired | 0 | 0 | 0 | 1 | 1 | 0 | 0 | 0 | 0 | 0 | 0 | 785652051548 | 37.2 | 13.5 | 10.25 | 10.8 | 2.979 | 250 | Yes | [8 empty] | ETL Dry | cETL Dry | STIRLING 4L ISLAND-710 | Four Light Island Pendant |  | 66952EN3-710.jpg | 66952.jpg
66952EN3-962 | Four Light Island Pendant | The Stirling lighting collection by Sea Gull Lighting, with its chic style and eclectic twist brings clean, modern lines to a traditional soul. The Beige Linen drum shades combined with a Burnt Sienna finish or White Linen drum shades combined with a Brushed Nickel finish are both eye-catching and inviting. For the wall/bath fixtures only, a Chrome finish coupled with Opal Etched glass shades is also available. The assortment includes nine-light, five-light and three-light chandeliers, pendants in six sizes, both flush and semi-flush ceiling fixtures, a one-light wall sconce, as well as one-light, two-light, three-light and four-light wall/bath fixtures. Most of these fixtures easily convert to LED by purchasing LED replacement lamps sold separately. | LINE VOLTAGE PENDANT | Stirling | Pendants | Brushed Nickel | 962 | Steel | White Linen Fabric | D:6.5" H:6.375" |  | Satin Etched Glass | 4 Medium A19 9.3w |  | 4 | Yes | [14 empty] | 0 | [12 empty] | 199.98 | 399.96 | 599.94 | L:37'' W:6 1/2'' H:12 3/4'' O:61 1/4'' | 8.76 |  | 37 | 6.5 | 12.75 | Screw Collar - Stem |  |  | 61.25 |  |  |  | No |  | No | [20 empty] | D:5 1/2'' H:1 3/8'' |  |  |  |  | 120 | Clear Silver |  |  | Hardwired | 0 | 0 | 0 | 1 | 1 | 0 | 0 | 0 | 0 | 0 | 0 | 785652051555 | 38 | 13.25 | 10 | 11.9 | 2.914 | 175 | Yes | [8 empty] | ETL Dry | cETL Dry | STIRLING 4L ISLAND-962 | Four Light Island Pendant |  | 66952EN3-962.jpg | 66952.jpg
66953-962 | Six Light Island Pendant | The Stirling lighting collection by Sea Gull Lighting, with its chic style and eclectic twist brings clean, modern lines to a traditional soul. The Beige Linen drum shades combined with a Burnt Sienna finish or White Linen drum shades combined with a Brushed Nickel finish are both eye-catching and inviting. For the wall/bath fixtures only, a Chrome finish coupled with Opal Etched glass shades is also available. The assortment includes nine-light, five-light and three-light chandeliers, pendants in six sizes, both flush and semi-flush ceiling fixtures, a one-light wall sconce, as well as one-light, two-light, three-light and four-light wall/bath fixtures. Most of these fixtures easily convert to LED by purchasing LED replacement lamps sold separately. | LINE VOLTAGE PENDANT | Stirling | Pendants | Brushed Nickel | 962 | Steel | White Linen Fabric | D:4.625" H:4" |  |  | 6 Candelabra Torpedo 60w |  | 6 | No | [14 empty] | 0 | [12 empty] | 217.45 | 434.9 | 652.35 | L:35'' W:17 1/2'' H:13 1/4'' O:53 1/4'' | 10.8 |  | 35 | 17.5 | 13.25 | Screw Collar - Stem |  |  | 53.25 |  |  |  | No |  | No | [20 empty] | D:5 1/2'' H:1 3/8'' Round |  |  |  |  | 120 | Clear Silver |  |  | Hardwired | 0 | 0 | 0 | 0 | 1 | 0 | 0 | 1 | 0 | 0 | 0 | 785652027390 | 36.75 | 19.25 | 14.25 | 13.8 | 5.834 | 250 | Yes | [8 empty] | ETL Dry | cETL Dry | STIRLING 6L ISLAND-962 | Six Light Island Pendant |  | 66953-962.jpg | 66953.jpg
66953EN-962 | Six Light Island Pendant | The Stirling lighting collection by Sea Gull Lighting, with its chic style and eclectic twist brings clean, modern lines to a traditional soul. The Beige Linen drum shades combined with a Burnt Sienna finish or White Linen drum shades combined with a Brushed Nickel finish are both eye-catching and inviting. For the wall/bath fixtures only, a Chrome finish coupled with Opal Etched glass shades is also available. The assortment includes nine-light, five-light and three-light chandeliers, pendants in six sizes, both flush and semi-flush ceiling fixtures, a one-light wall sconce, as well as one-light, two-light, three-light and four-light wall/bath fixtures. Most of these fixtures easily convert to LED by purchasing LED replacement lamps sold separately. | LINE VOLTAGE PENDANT | Stirling | Pendants | Brushed Nickel | 962 | Steel | White Linen Fabric | D:4.625" H:4" |  |  | 6 Candelabra Torpedo 3.5w |  | 6 | Yes | [14 empty] | 0 | [12 empty] | 249.98 | 499.96 | 749.94 | L:35'' W:17 1/2'' H:13 1/4'' O:53 1/4'' | 10.8 |  | 35 | 17.5 | 13.25 | Screw Collar - Stem |  |  | 53.25 |  |  |  | No |  | No | [20 empty] | D:5 1/2'' H:1 3/8'' Round |  |  |  |  | 120 | Clear Silver |  |  | Hardwired | 0 | 0 | 0 | 1 | 1 | 0 | 0 | 0 | 0 | 0 | 0 | 785652031632 | 36.75 | 19.25 | 14.25 | 13.8 | 5.834 | 250 | Yes | [8 empty] | ETL Dry | cETL Dry | STIRLING 6L ISLAND-962 | Six Light Island Pendant |  | 66953-962.jpg | 66953.jpg
6701801-04 | One Light Pendant | While hanging globes are one of lighting's hottest trends, Sea Gull's timeless Leo Collection has been around for 50 years! Constantly evolving with the times, these classic pendants are now offered with NEW Clear Seeded glass and in Satin Aluminum finish. Adjustable cloth cords allow for unlimited variations of hanging heights. All glass softly diffuse the light, each fixture comes with 54” of cuttable cord to customize the installation exactly to your needs. Easily convert every piece in the collection to LED by purchasing LED replacement lamps sold separately. All fixtures are qualified and California Title 24 compliant and damp rated for use in sheltered, damp environments like bathrooms, covered patios or porches. | LINE VOLTAGE PENDANT | Leo - Hanging Globe | Pendants | Satin Aluminum | 4 | Aluminum |  |  |  | Clear Seeded Glass | 1 Medium ST19 100w |  | 1 | No | [14 empty] | 0 | [12 empty] | 57.98 | 115.96 | 173.94 | D:12'' H:12 1/2'' O:60'' | 3.92 | 12 |  |  | 12.5 | Center Lock-Up |  |  | 60 |  |  |  | No |  | No | [20 empty] | D:5'' DP:1'' |  |  |  |  | 54 | Black |  |  | Hardwired | 0 | 0 | 0 | 0 | 1 | 0 | 0 | 1 | 0 | 0 | 0 | 785652057083 | 16.25 | 13.5 | 13.5 | 5.1 | 1.714 | 250 | Yes | [8 empty] | UL Damp | cUL Damp | HANGING GLOBE 1L PEND-04 | One Light Pendant |  | 6701801-04.png | 6701801.jpg
6701801-848 | One Light Pendant | While hanging globes are one of lighting's hottest trends, Sea Gull's timeless Leo Collection has been around for 50 years! Constantly evolving with the times, these classic pendants are now offered with NEW Clear Seeded glass and in Satin Aluminum finish. Adjustable cloth cords allow for unlimited variations of hanging heights. All glass softly diffuse the light, each fixture comes with 54” of cuttable cord to customize the installation exactly to your needs. Easily convert every piece in the collection to LED by purchasing LED replacement lamps sold separately. All fixtures are qualified and California Title 24 compliant and damp rated for use in sheltered, damp environments like bathrooms, covered patios or porches. | LINE VOLTAGE PENDANT | Leo - Hanging Globe | Pendants | Satin Bronze | 848 | Steel | Clear Seeded Glass | D:12" H:11.1875" |  |  | 1 Medium ST19 100w |  | 1 | No | [14 empty] | 0 | [12 empty] | 57.98 | 115.96 | 173.94 | D:12'' H:12 1/2'' O:60'' | 3.92 | 12 |  |  | 12.5 | Center Lock-Up |  |  | 60 |  |  |  | No |  | No | [20 empty] | D:5'' DP:1'' |  |  |  |  | 54 | Black |  |  | Hardwired | 0 | 0 | 0 | 0 | 1 | 0 | 0 | 1 | 0 | 0 | 0 | 785652070877 | 16 | 14 | 14 | 5.1 | 1.815 | 250 | Yes | [8 empty] | UL Damp | cUL Damp | LEO H.G. 1L LG PEND-848 | One Light Pendant |  | 6701801-848.jpg | 6701801.jpg
6701801EN7-04 | One Light Pendant | While hanging globes are one of lighting's hottest trends, Sea Gull's timeless Leo Collection has been around for 50 years! Constantly evolving with the times, these classic pendants are now offered with NEW Clear Seeded glass and in Satin Aluminum finish. Adjustable cloth cords allow for unlimited variations of hanging heights. All glass softly diffuse the light, each fixture comes with 54” of cuttable cord to customize the installation exactly to your needs. Easily convert every piece in the collection to LED by purchasing LED replacement lamps sold separately. All fixtures are qualified and California Title 24 compliant and damp rated for use in sheltered, damp environments like bathrooms, covered patios or porches. | LINE VOLTAGE PENDANT | Leo - Hanging Globe | Pendants | Satin Aluminum | 4 | Aluminum |  |  |  | Clear Seeded Glass | 1 Medium A19 8.5w |  | 1 | Yes | [14 empty] | 0 | [12 empty] | 64.98 | 129.96 | 194.94 | D:12'' H:12 1/2'' O:60'' | 3.92 | 12 |  |  | 12.5 | Center Lock-Up |  |  | 60 |  |  |  | No |  | No | [20 empty] | D:5'' DP:1'' |  |  |  |  | 54 | Black |  |  | Hardwired | 0 | 0 | 0 | 1 | 1 | 0 | 0 | 0 | 0 | 0 | 0 | 785652069161 | 16.25 | 13.5 | 13.5 | 5.1 | 1.714 | 250 | Yes | [8 empty] | UL Damp | cUL Damp | LEO H.G. 1L LED PEND-04 | One Light Pendant |  | 6701801EN7-04.jpg | 6701801.jpg
6701801EN7-848 | One Light Pendant | While hanging globes are one of lighting's hottest trends, Sea Gull's timeless Leo Collection has been around for 50 years! Constantly evolving with the times, these classic pendants are now offered with NEW Clear Seeded glass and in Satin Aluminum finish. Adjustable cloth cords allow for unlimited variations of hanging heights. All glass softly diffuse the light, each fixture comes with 54” of cuttable cord to customize the installation exactly to your needs. Easily convert every piece in the collection to LED by purchasing LED replacement lamps sold separately. All fixtures are qualified and California Title 24 compliant and damp rated for use in sheltered, damp environments like bathrooms, covered patios or porches. | LINE VOLTAGE PENDANT | Leo - Hanging Globe | Pendants | Satin Bronze | 848 | Steel |  |  |  | Clear Seeded Glass | 1 Medium A19 8.5w |  | 1 | Yes | [14 empty] | 0 | [12 empty] | 64.98 | 129.96 | 194.94 | D:12'' H:12 1/2'' O:60'' | 3.92 | 12 |  |  | 12.5 | Center Lock-Up |  |  | 60 |  |  |  | No |  | No | [20 empty] | D:5'' DP:1'' |  |  |  |  | 54 | Black |  |  | Hardwired | 0 | 0 | 0 | 1 | 1 | 0 | 0 | 0 | 0 | 0 | 0 | 785652072475 | 16 | 14 | 14 | 5.1 | 1.815 | 250 | Yes | [8 empty] | UL Damp | cUL Damp | LEO H.G. 1L LED LG PEND-848 | One Light Pendant |  | 6701801EN7-848.jpg | 6701801.jpg
6746501-44 | One Light Pendant | The utilitarian Jeyne Collection offers a historical barn light form and a protective industrial cage while the stem make the height fully adjustable. Suitable for damp/covered locations. Beautiful hand-applied Weathered Copper and Heirloom Bronze finishes with reflective gloss white interiors lend beauty to any space. As a single unit in any room of the house or clustered together over a kitchen island or entryway, Jeyne illuminates with sharp precision. The Jeyne Collection assortment includes a one-light mini pendant and medium and large one-light pendants. Incandescent and ENERGY STAR-qualified LED lamping are available; all fixtures are California Title 24 compliant. | LINE VOLTAGE PENDANT | Jeyne | Pendants | Weathered Copper | 44 | Steel |  |  |  |  | 1 Medium ST19 60w |  | 1 | No | [14 empty] | 0 | [12 empty] | 81.95 | 163.9 | 245.85 | D:13 7/8'' H:11 1/4'' O:57 1/2'' | 4.73 | 13.875 |  |  | 11.25 | Center Lock-Up |  |  | 57.5 |  |  |  | No |  | No | [20 empty] | D:5'' H:7/8'' Round |  |  |  |  | 120 | Brown |  |  | Hardwired | 0 | 0 | 0 | 0 | 1 | 0 | 0 | 1 | 0 | 0 | 0 | 785652057915 | 16.5 | 16 | 10.5 | 7 | 1.604 | 175 | Yes | [9 empty] | cETL Damp | JEYNE 1L PEND-44 | One Light Pendant |  | 6746501-44.png | 6746501.jpg
6746501-782 | One Light Pendant | The utilitarian Jeyne Collection offers a historical barn light form and a protective industrial cage while the stem make the height fully adjustable. Suitable for damp/covered locations. Beautiful hand-applied Weathered Copper and Heirloom Bronze finishes with reflective gloss white interiors lend beauty to any space. As a single unit in any room of the house or clustered together over a kitchen island or entryway, Jeyne illuminates with sharp precision. The Jeyne Collection assortment includes a one-light mini pendant and medium and large one-light pendants. Incandescent and ENERGY STAR-qualified LED lamping are available; all fixtures are California Title 24 compliant. | LINE VOLTAGE PENDANT | Jeyne | Pendants | Heirloom Bronze | 782 | Steel |  |  |  |  | 1 Medium ST19 60w |  | 1 | No | [14 empty] | 0 | [12 empty] | 81.95 | 163.9 | 245.85 | D:13 7/8'' H:11 1/4'' O:57 1/2'' | 4.73 | 13.875 |  |  | 11.25 | Center Lock-Up |  |  | 57.5 |  |  |  | No |  | No | [20 empty] | D:5'' H:7/8'' Round |  |  |  |  | 120 | Brown |  |  | Hardwired | 0 | 0 | 0 | 0 | 1 | 0 | 0 | 1 | 0 | 0 | 0 | 785652057922 | 16.5 | 16 | 10.5 | 7 | 1.604 | 175 | Yes | [9 empty] | cETL Damp | JEYNE 1L PEND-782 | One Light Pendant |  | 6746501-782.png | 6746501.jpg
6746501EN3-44 | One Light Pendant | The utilitarian Jeyne Collection offers a historical barn light form and a protective industrial cage while the stem make the height fully adjustable. Suitable for damp/covered locations. Beautiful hand-applied Weathered Copper and Heirloom Bronze finishes with reflective gloss white interiors lend beauty to any space. As a single unit in any room of the house or clustered together over a kitchen island or entryway, Jeyne illuminates with sharp precision. The Jeyne Collection assortment includes a one-light mini pendant and medium and large one-light pendants. Incandescent and ENERGY STAR-qualified LED lamping are available; all fixtures are California Title 24 compliant. | LINE VOLTAGE PENDANT | Jeyne | Pendants | Weathered Copper | 44 | Steel |  |  |  |  | 1 Medium A19 9.3w |  | 1 | Yes | [14 empty] | 0 | [12 empty] | 87.45 | 174.9 | 262.35 | D:13 7/8'' H:11 1/4'' O:57 1/2'' | 4.73 | 13.875 |  |  | 11.25 | Center Lock-Up |  |  | 57.5 |  |  |  | No |  | No | [20 empty] | D:5'' H:7/8'' Round |  |  |  |  | 120 | Brown |  |  | Hardwired | 0 | 0 | 0 | 1 | 1 | 0 | 0 | 0 | 0 | 0 | 0 | 785652065606 | 16.5 | 16 | 10.5 | 7 | 1.604 | 175 | Yes | [9 empty] | cETL Damp | JEYNE 1L PEND-44 | One Light Pendant |  | 6746501EN3-44.png | 6746501EN3.jpg
6746501EN3-782 | One Light Pendant | The utilitarian Jeyne Collection offers a historical barn light form and a protective industrial cage while the stem make the height fully adjustable. Suitable for damp/covered locations. Beautiful hand-applied Weathered Copper and Heirloom Bronze finishes with reflective gloss white interiors lend beauty to any space. As a single unit in any room of the house or clustered together over a kitchen island or entryway, Jeyne illuminates with sharp precision. The Jeyne Collection assortment includes a one-light mini pendant and medium and large one-light pendants. Incandescent and ENERGY STAR-qualified LED lamping are available; all fixtures are California Title 24 compliant. | LINE VOLTAGE PENDANT | Jeyne | Pendants | Heirloom Bronze | 782 | Steel |  |  |  |  | 1 Medium A19 9.3w |  | 1 | Yes | [14 empty] | 0 | [12 empty] | 87.45 | 174.9 | 262.35 | D:13 7/8'' H:11 1/4'' O:57 1/2'' | 4.73 | 13.875 |  |  | 11.25 | Center Lock-Up |  |  | 57.5 |  |  |  | No |  | No | [20 empty] | D:5'' H:7/8'' Round |  |  |  |  | 120 | Brown |  |  | Hardwired | 0 | 0 | 0 | 1 | 1 | 0 | 0 | 0 | 0 | 0 | 0 | 785652065613 | 16.5 | 16 | 10.5 | 7 | 1.604 | 175 | Yes | [9 empty] | cETL Damp | JEYNE 1L PEND-782 | One Light Pendant |  | 6746501EN3-782.png | 6746501EN3.jpg
6801801-04 | One Light Pendant | While hanging globes are one of lighting's hottest trends, Sea Gull's timeless Leo Collection has been around for 50 years! Constantly evolving with the times, these classic pendants are now offered with NEW Clear Seeded glass and in Satin Aluminum finish. Adjustable cloth cords allow for unlimited variations of hanging heights. All glass softly diffuse the light, each fixture comes with 54” of cuttable cord to customize the installation exactly to your needs. Easily convert every piece in the collection to LED by purchasing LED replacement lamps sold separately. All fixtures are qualified and California Title 24 compliant and damp rated for use in sheltered, damp environments like bathrooms, covered patios or porches. | LINE VOLTAGE PENDANT | Leo - Hanging Globe | Pendants | Satin Aluminum | 4 | Aluminum |  |  |  | Clear Seeded Glass | 1 Medium ST19 100w |  | 1 | No | [14 empty] | 0 | [12 empty] | 72.98 | 145.96 | 218.94 | D:14'' H:14 3/4'' O:62'' | 4.82 | 14 |  |  | 14.75 | Center Lock-Up |  |  | 62 |  |  |  | No |  | No | [20 empty] | D:5'' DP:1'' |  |  |  |  | 54 | Black |  |  | Hardwired | 0 | 0 | 0 | 0 | 1 | 0 | 0 | 1 | 0 | 0 | 0 | 785652057090 | 18 | 16 | 16 | 6.7 | 2.667 | 250 | Yes | [8 empty] | UL Damp | cUL Damp | HANGING GLOBE 1L PEND-04 | One Light Pendant |  | 6801801-04.png | 6801801.jpg
6801801-848 | One Light Pendant | While hanging globes are one of lighting's hottest trends, Sea Gull's timeless Leo Collection has been around for 50 years! Constantly evolving with the times, these classic pendants are now offered with NEW Clear Seeded glass and in Satin Aluminum finish. Adjustable cloth cords allow for unlimited variations of hanging heights. All glass softly diffuse the light, each fixture comes with 54” of cuttable cord to customize the installation exactly to your needs. Easily convert every piece in the collection to LED by purchasing LED replacement lamps sold separately. All fixtures are qualified and California Title 24 compliant and damp rated for use in sheltered, damp environments like bathrooms, covered patios or porches. | LINE VOLTAGE PENDANT | Leo - Hanging Globe | Pendants | Satin Bronze | 848 | Steel | Clear Seeded Glass | D:14" H:13.375" |  |  | 1 Medium ST19 100w |  | 1 | No | [14 empty] | 0 | [12 empty] | 72.98 | 145.96 | 218.94 | D:14'' H:14 3/4'' O:62'' | 4.82 | 14 |  |  | 14.75 | Center Lock-Up |  |  | 62 |  |  |  | No |  | No | [20 empty] | D:5'' DP:1'' |  |  |  |  | 54 | Black |  |  | Hardwired | 0 | 0 | 0 | 0 | 1 | 0 | 0 | 1 | 0 | 0 | 0 | 785652070884 | 18.18 | 16 | 16 | 5.8 | 2.693 | 250 | Yes | [8 empty] | UL Damp | cUL Damp | LEO H.G. 1L XLPEND-848 | One Light Pendant |  | 6801801-848.jpg | 6801801.jpg
6801801EN7-04 | One Light Pendant | While hanging globes are one of lighting's hottest trends, Sea Gull's timeless Leo Collection has been around for 50 years! Constantly evolving with the times, these classic pendants are now offered with NEW Clear Seeded glass and in Satin Aluminum finish. Adjustable cloth cords allow for unlimited variations of hanging heights. All glass softly diffuse the light, each fixture comes with 54” of cuttable cord to customize the installation exactly to your needs. Easily convert every piece in the collection to LED by purchasing LED replacement lamps sold separately. All fixtures are qualified and California Title 24 compliant and damp rated for use in sheltered, damp environments like bathrooms, covered patios or porches. | LINE VOLTAGE PENDANT | Leo - Hanging Globe | Pendants | Satin Aluminum | 4 | Aluminum |  |  |  | Clear Seeded Glass | 1 Medium A19 8.5w |  | 1 | Yes | [14 empty] | 0 | [12 empty] | 80.48 | 160.96 | 241.44 | D:14'' H:14 3/4'' O:62'' | 4.82 | 14 |  |  | 14.75 | Center Lock-Up |  |  | 62 |  |  |  | No |  | No | [20 empty] | D:5'' DP:1'' |  |  |  |  | 54 | Black |  |  | Hardwired | 0 | 0 | 0 | 1 | 1 | 0 | 0 | 0 | 0 | 0 | 0 | 785652069178 | 18.18 | 16 | 16 | 5.8 | 2.693 | 250 | Yes | [8 empty] | UL Damp | cUL Damp | LEO H.G. 1L LED PEND-04 | One Light Pendant |  | 6801801EN7-04.jpg | 6801801.jpg
6801801EN7-848 | One Light Pendant | While hanging globes are one of lighting's hottest trends, Sea Gull's timeless Leo Collection has been around for 50 years! Constantly evolving with the times, these classic pendants are now offered with NEW Clear Seeded glass and in Satin Aluminum finish. Adjustable cloth cords allow for unlimited variations of hanging heights. All glass softly diffuse the light, each fixture comes with 54” of cuttable cord to customize the installation exactly to your needs. Easily convert every piece in the collection to LED by purchasing LED replacement lamps sold separately. All fixtures are qualified and California Title 24 compliant and damp rated for use in sheltered, damp environments like bathrooms, covered patios or porches. | LINE VOLTAGE PENDANT | Leo - Hanging Globe | Pendants | Satin Bronze | 848 | Steel |  |  |  | Clear Seeded Glass | 1 Medium A19 8.5w |  | 1 | Yes | [14 empty] | 0 | [12 empty] | 80.48 | 160.96 | 241.44 | D:14'' H:14 3/4'' O:62'' | 4.82 | 14 |  |  | 14.75 | Center Lock-Up |  |  | 62 |  |  |  | No |  | No | [20 empty] | D:5'' DP:1'' |  |  |  |  | 54 | Black |  |  | Hardwired | 0 | 0 | 0 | 1 | 1 | 0 | 0 | 0 | 0 | 0 | 0 | 785652072482 | 18.18 | 16 | 16 | 5.8 | 2.693 | 250 | Yes | [8 empty] | UL Damp | cUL Damp | LEO H.G. 1L LED XL PEND-848 | One Light Pendant |  | 6801801EN7-848.jpg | 6801801.jpg
69025-12 | One Light Outdoor Pendant | The traditional design accents and pleasant proportions of the Brentwood outdoor lighting collection from Sea Gull Lighting make it a versatile selection for any home. Offered in either a Black Powdercoat or White Powdercoat finish, and either Clear or White Glass. The assortment offered in both finishes includes a small one-light outdoor wall lantern, a medium one-uplight outdoor wall lantern, a medium one-downlight outdoor wall lantern, a large one-light wall lantern, a one-light outdoor pendant and a one-light outdoor post lantern. In the Black Powdercoat finish only, a two-light outdoor ceiling flush mount is also available. Most of these fixtures easily convert to LED by purchasing LED replacement lamps sold separately. | OUTDOOR | Brentwood | Outdoor Lighting | Black | 12 | Die Cast Aluminum | Smooth White Glass | W:3.625" H:7.6875" |  |  | 1 Medium A19 100w |  | 1 | No | [14 empty] | 0 | [12 empty] | 49.95 | 99.9 | 149.85 | D:10 1/4'' H:18 3/4'' O:56 1/2'' | 5.7 | 10.25 |  |  | 18.75 | Center Lock-Up |  |  | 56.5 |  |  |  | No |  | No | [20 empty] | D:5 3/8'' H:1 3/16'' Round |  |  |  |  | 120 | Black | 36 |  | Hardwired | 0 | 0 | 0 | 0 | 1 | 0 | 0 | 1 | 1 | 0 | 0 | 785652024740 | 16.5 | 12 | 10.25 | 5.7 | 1.174 | 175 | Yes | [8 empty] | UL Damp | cUL Damp | BRENTWOOD 1L PEND-12 | One Light Outdoor Pendant |  | 6025BLE-12.jpg | 6025BLE.jpg
69025EN3-12 | One Light Outdoor Pendant | The traditional design accents and pleasant proportions of the Brentwood outdoor lighting collection from Sea Gull Lighting make it a versatile selection for any home. Offered in either a Black Powdercoat or White Powdercoat finish, and either Clear or White Glass. The assortment offered in both finishes includes a small one-light outdoor wall lantern, a medium one-uplight outdoor wall lantern, a medium one-downlight outdoor wall lantern, a large one-light wall lantern, a one-light outdoor pendant and a one-light outdoor post lantern. In the Black Powdercoat finish only, a two-light outdoor ceiling flush mount is also available. Most of these fixtures easily convert to LED by purchasing LED replacement lamps sold separately. | OUTDOOR | Brentwood | Outdoor Lighting | Black | 12 | Die Cast Aluminum | Smooth White Glass | W:3.625" H:7.6875" |  |  | 1 Medium A19 9.3w |  | 1 | Yes | [14 empty] | 0 | [12 empty] | 57.98 | 115.96 | 173.94 | D:10 1/4'' H:18 3/4'' O:56 1/2'' | 5.7 | 10.25 |  |  | 18.75 | Center Lock-Up |  |  | 56.5 |  |  |  | No |  | No | [20 empty] | D:5 3/8'' H:1 3/16'' Round |  |  |  |  | 120 | Black | 36 |  | Hardwired | 0 | 0 | 0 | 1 | 1 | 0 | 0 | 0 | 0 | 0 | 0 | 785652051562 | 16.5 | 12 | 10.25 | 5.7 | 1.174 | 175 | Yes | [8 empty] | UL Damp | cUL Damp | BRENTWOOD 1L PEND-12 | One Light Outdoor Pendant |  | 69025EN3-12.jpg | 69025.jpg
69029-12 | One Light Outdoor Pendant | A bit of Shaker minimalism mixed with Arts and Crafts styling defines the transitional Hunnington outdoor lighting collection by Sea Gull Lighting. Equally at home in the city or the country, this timeless style will enhance the appearance of a home’s entrance with its clean, crisp lines. Offered in Weathered Pewter or Black finishes, with either Etched Seeded glass or Clear Seeded glass, the assortment includes a one-light outdoor pendant, small and large one-light outdoor wall lanterns, a one-light out door post lantern and a two-light outdoor ceiling flush mount. Both incandescent lamping and ENERGY STAR-qualified LED lamping (for those fixtures with the Etched Seeded glass) are available for most of the fixtures, and some can easily convert to LED by purchasing LED replacement lamps sold separately (for those with the Clear Seeded glass). | OUTDOOR | Hunnington | Outdoor Lighting | Black | 12 | Aluminum | Etched Seeded Glass | L:4" W:4" H:8.75" |  |  | 1 Medium A19 100w |  | 1 | No | [14 empty] | 0 | [12 empty] | 93.98 | N/A | 281.94 | L:9'' W:9'' H:13 3/4'' O:136 3/4'' | 6.3 |  | 9 | 9 | 13.75 | Center Lock-Up |  |  | 136.75 |  |  |  | No |  | No | [20 empty] | D:5 1/8'' H:3/4'' Round |  |  |  |  | 144 | Black | 120 |  | Hardwired | 0 | 0 | 0 | 0 | 1 | 0 | 0 | 1 | 1 | 0 | 0 | 785652024641 | 17.5 | 12 | 12 | 7 | 1.458 | 175 | Yes | [9 empty] | cETL Damp | HUNNINGTON 1L PEND-12 | One Light Outdoor Pendant |  | 69029-12.jpg | 69029.jpg
69029-57 | One Light Outdoor Pendant | A bit of Shaker minimalism mixed with Arts and Crafts styling defines the transitional Hunnington outdoor lighting collection by Sea Gull Lighting. Equally at home in the city or the country, this timeless style will enhance the appearance of a home’s entrance with its clean, crisp lines. Offered in Weathered Pewter or Black finishes, with either Etched Seeded glass or Clear Seeded glass, the assortment includes a one-light outdoor pendant, small and large one-light outdoor wall lanterns, a one-light out door post lantern and a two-light outdoor ceiling flush mount. Both incandescent lamping and ENERGY STAR-qualified LED lamping (for those fixtures with the Etched Seeded glass) are available for most of the fixtures, and some can easily convert to LED by purchasing LED replacement lamps sold separately (for those with the Clear Seeded glass). | OUTDOOR | Hunnington | Outdoor Lighting | Weathered Pewter | 57 | Aluminum | Undefined Glass | L:4" W:4" H:8.75" |  |  | 1 Medium A19 100w |  | 1 | No | [14 empty] | 0 | [12 empty] | 97.98 | N/A | 293.94 | L:9'' W:9'' H:13 3/4'' O:136 3/4'' | 6.3 |  | 9 | 9 | 13.75 | Center Lock-Up |  |  | 136.75 |  |  |  | No |  | No | [20 empty] | D:5 1/8'' H:3/4'' Round |  |  |  |  | 144 | Black | 120 |  | Hardwired | 0 | 0 | 0 | 0 | 1 | 0 | 0 | 1 | 1 | 0 | 0 | 785652024658 | 17.5 | 12 | 12 | 7 | 1.458 | 175 | Yes | [9 empty] | cETL Damp | HUNNINGTON 1L PEND-57 | One Light Outdoor Pendant |  | 69029ble-57.jpg | 69029BLE.jpg
6902997S-12 | LED Outdoor Pendant | A bit of Shaker minimalism mixed with Arts and Crafts styling defines the transitional Hunnington outdoor lighting collection by Sea Gull Lighting. Equally at home in the city or the country, this timeless style will enhance the appearance of a home’s entrance with its clean, crisp lines. Offered in Weathered Pewter or Black finishes, with either Etched Seeded glass or Clear Seeded glass, the assortment includes a one-light outdoor pendant, small and large one-light outdoor wall lanterns, a one-light out door post lantern and a two-light outdoor ceiling flush mount. Both incandescent lamping and ENERGY STAR-qualified LED lamping (for those fixtures with the Etched Seeded glass) are available for most of the fixtures, and some can easily convert to LED by purchasing LED replacement lamps sold separately (for those with the Clear Seeded glass). | OUTDOOR | Hunnington | Outdoor Lighting | Black | 12 | Aluminum | Etched Seeded Glass | W:4" H:8.75" |  |  |  |  | 1 | No | 1000 | 2700 | 90 | 14 | 120 | 19 - Integrated | MODS - Modules |  | 5 | 100 | LED | 14 | 14 | 50000 | 0 | [12 empty] | 112.98 | N/A | 338.94 | L:9'' W:9'' H:13 3/4'' O:136 3/4'' | 6.3 |  | 9 | 9 | 13.75 | Center Lock-Up |  |  | 136.75 |  |  |  | No |  | No | [20 empty] | D:5 1/8'' H:3/4'' Round |  |  |  |  | 144 | Black | 120 |  | Hardwired | 0 | 0 | 0 | 0 | 1 | 0 | 0 | 0 | 1 | 0 | 0 | 785652063268 | 17.75 | 12.75 | 12.5 | 7.3 | 1.637 | 175 | Yes | [9 empty] | cETL Damp | HUNNINGTON LED PEND-12 | LED Outdoor Pendant |  | 6902997S-12_ALT.jpg | 6902991S.jpg
6902997S-57 | LED Outdoor Pendant | A bit of Shaker minimalism mixed with Arts and Crafts styling defines the transitional Hunnington outdoor lighting collection by Sea Gull Lighting. Equally at home in the city or the country, this timeless style will enhance the appearance of a home’s entrance with its clean, crisp lines. Offered in Weathered Pewter or Black finishes, with either Etched Seeded glass or Clear Seeded glass, the assortment includes a one-light outdoor pendant, small and large one-light outdoor wall lanterns, a one-light out door post lantern and a two-light outdoor ceiling flush mount. Both incandescent lamping and ENERGY STAR-qualified LED lamping (for those fixtures with the Etched Seeded glass) are available for most of the fixtures, and some can easily convert to LED by purchasing LED replacement lamps sold separately (for those with the Clear Seeded glass). | OUTDOOR | Hunnington | Outdoor Lighting | Weathered Pewter | 57 | Aluminum | Etched Seeded Glass | W:4" H:8.75" |  |  |  |  | 1 | No | 1000 | 2700 | 90 | 14 | 120 | 19 - Integrated | MODS - Modules |  | 5 | 100 | LED | 14 | 14 | 50000 | 0 | [12 empty] | 112.98 | N/A | 338.94 | L:9'' W:9'' H:13 3/4'' O:136 3/4'' | 6.3 |  | 9 | 9 | 13.75 | Center Lock-Up |  |  | 136.75 |  |  |  | No |  | No | [20 empty] | D:5 1/8'' H:3/4'' Round |  |  |  |  | 144 | Black | 120 |  | Hardwired | 0 | 0 | 0 | 0 | 1 | 0 | 0 | 0 | 1 | 0 | 0 | 785652063275 | 17.75 | 12.625 | 12.625 | 7.2 | 1.637 | 175 | Yes | [9 empty] | cETL Damp | HUNNINGTON LED PEND-57 | LED Outdoor Pendant |  | 6902997S-57_ALT.jpg | 6902991S.jpg
69029EN3-12 | One Light Outdoor Pendant | A bit of Shaker minimalism mixed with Arts and Crafts styling defines the transitional Hunnington outdoor lighting collection by Sea Gull Lighting. Equally at home in the city or the country, this timeless style will enhance the appearance of a home’s entrance with its clean, crisp lines. Offered in Weathered Pewter or Black finishes, with either Etched Seeded glass or Clear Seeded glass, the assortment includes a one-light outdoor pendant, small and large one-light outdoor wall lanterns, a one-light out door post lantern and a two-light outdoor ceiling flush mount. Both incandescent lamping and ENERGY STAR-qualified LED lamping (for those fixtures with the Etched Seeded glass) are available for most of the fixtures, and some can easily convert to LED by purchasing LED replacement lamps sold separately (for those with the Clear Seeded glass). | OUTDOOR | Hunnington | Outdoor Lighting | Black | 12 | Aluminum | Etched Seeded Glass | L:4" W:4" H:8.75" |  |  | 1 Medium A19 9.3w |  | 1 | Yes | [14 empty] | 0 | [12 empty] | 99.98 | N/A | 299.94 | L:9'' W:9'' H:13 3/4'' O:136 3/4'' | 6.3 |  | 9 | 9 | 13.75 | Center Lock-Up |  |  | 136.75 |  |  |  | No |  | No | [20 empty] | D:5 1/8'' H:3/4'' Round |  |  |  |  | 144 | Black | 120 |  | Hardwired | 0 | 0 | 0 | 1 | 1 | 0 | 0 | 0 | 1 | 0 | 0 | 785652051579 | 17.5 | 12 | 12 | 7 | 1.458 | 175 | Yes | [9 empty] | cETL Damp | HUNNINGTON 1L PEND-12 | One Light Outdoor Pendant |  | 69029EN3-12.jpg | 69029.jpg
69029EN3-57 | One Light Outdoor Pendant | A bit of Shaker minimalism mixed with Arts and Crafts styling defines the transitional Hunnington outdoor lighting collection by Sea Gull Lighting. Equally at home in the city or the country, this timeless style will enhance the appearance of a home’s entrance with its clean, crisp lines. Offered in Weathered Pewter or Black finishes, with either Etched Seeded glass or Clear Seeded glass, the assortment includes a one-light outdoor pendant, small and large one-light outdoor wall lanterns, a one-light out door post lantern and a two-light outdoor ceiling flush mount. Both incandescent lamping and ENERGY STAR-qualified LED lamping (for those fixtures with the Etched Seeded glass) are available for most of the fixtures, and some can easily convert to LED by purchasing LED replacement lamps sold separately (for those with the Clear Seeded glass). | OUTDOOR | Hunnington | Outdoor Lighting | Weathered Pewter | 57 | Aluminum | Etched Seeded Glass | L:4" W:4" H:8.75" |  |  | 1 Medium A19 9.3w |  | 1 | Yes | [14 empty] | 0 | [12 empty] | 108.48 | N/A | 325.44 | L:9'' W:9'' H:13 3/4'' O:136 3/4'' | 6.3 |  | 9 | 9 | 13.75 | Center Lock-Up |  |  | 136.75 |  |  |  | No |  | No | [20 empty] | D:5 1/8'' H:3/4'' Round |  |  |  |  | 144 | Black | 120 |  | Hardwired | 0 | 0 | 0 | 1 | 1 | 0 | 0 | 0 | 1 | 0 | 0 | 785652051586 | 17.5 | 12 | 12 | 7 | 1.458 | 175 | Yes | [9 empty] | cETL Damp | HUNNINGTON 1L PEND-57 | One Light Outdoor Pendant |  | 69029EN3-57.jpg | 69029.jpg
69131-12 | One Light Outdoor Pendant | There is real curb appeal in the design details of the Herrington outdoor lighting collection by Sea Gull Lighting. Traditional elements are updated with contemporary lines with a sense of Asian-inspired styling. In a classic Black finish, the assortment is offered in both Clear Seeded and Etched White glass and includes a small and large one-light outdoor wall lanterns, a one-light outdoor pendant, a one-light outdoor post lantern and a two-light outdoor ceiling flush mount. Herrington is available in incandescent and ENERGY STAR-qualified LED models (Etched White Glass fixtures only), and all fixtures can easily convert to LED by purchasing LED replacement lamps sold separately. | OUTDOOR | Herrington | Outdoor Lighting | Black | 12 | Aluminum | Etched / White Inside Glass | L:3.1875" W:5.09375" H:6.25" |  |  | 1 Medium A19 100w |  | 1 | No | [14 empty] | 0 | [12 empty] | 37.48 | N/A | 112.44 | L:7 1/4'' W:7 1/4'' H:11 1/4'' O:86'' | 4 |  | 7.25 | 7.25 | 11.25 | Center Lock-Up |  |  | 86 |  |  |  | No |  | No | [20 empty] | D:5'' H:1 3/16'' Round |  |  |  |  | 120 | Black | 72 |  | Hardwired | 0 | 0 | 0 | 0 | 1 | 0 | 0 | 1 | 1 | 0 | 0 | 785652025112 | 14 | 9.25 | 9.25 | 4.9 | 0.693 | 125 | Yes | [8 empty] | ETL Damp | cETL Damp | HERRINGTON 1L PEND-12 | One Light Outdoor Pendant |  | 69131EN-12.jpg | 69131BLE.jpg
69131EN3-12 | One Light Outdoor Pendant | There is real curb appeal in the design details of the Herrington outdoor lighting collection by Sea Gull Lighting. Traditional elements are updated with contemporary lines with a sense of Asian-inspired styling. In a classic Black finish, the assortment is offered in both Clear Seeded and Etched White glass and includes a small and large one-light outdoor wall lanterns, a one-light outdoor pendant, a one-light outdoor post lantern and a two-light outdoor ceiling flush mount. Herrington is available in incandescent and ENERGY STAR-qualified LED models (Etched White Glass fixtures only), and all fixtures can easily convert to LED by purchasing LED replacement lamps sold separately. | OUTDOOR | Herrington | Outdoor Lighting | Black | 12 | Aluminum | Etched / White Inside Glass | L:3.1875" W:5.09375" H:6.25" |  |  | 1 Medium A19 9.3w |  | 1 | Yes | [14 empty] | 0 | [12 empty] | 44.48 | N/A | 133.44 | L:7 1/4'' W:7 1/4'' H:11 1/4'' O:86'' | 4 |  | 7.25 | 7.25 | 11.25 | Center Lock-Up |  |  | 86 |  |  |  | No |  | No | [20 empty] | D:5'' H:1 3/16'' Round |  |  |  |  | 120 | Black | 72 |  | Hardwired | 0 | 0 | 0 | 1 | 1 | 0 | 0 | 0 | 1 | 0 | 0 | 785652051593 | 14 | 9.25 | 9.25 | 4.9 | 0.693 | 125 | Yes | [8 empty] | ETL Damp | cETL Damp | HERRINGTON 1L PEND-12 | One Light Outdoor Pendant |  | 69131EN3-12.jpg | 69131.jpg
6913393S-98 | LED Semi-Flush Convertible Pendant | Modern styling and forward thinking represent the Centra collection by Sea Gull Lighting. Stunning in a Brushed Stainless finish with Satin White glass, Centra is designed to bring a modern sensibility to your hallways and foyers with a pendant / semi-flush fixture, small, medium, and large ceiling fixtures and a wall sconce to round out the collection. Incandescent, integrated LED, and ENERGY STAR-qualified LED lamping are all available. | LINE VOLTAGE PENDANT | Centra | Ceiling Lights | Brushed Stainless | 98 | Steel | [6 empty] | 3 | No | 3000 | 3000 | 90 | 42 | 120 | 19 - Integrated | MODS - Modules |  | 5 | 100 | LED | 42 | 42 | 50000 | 0 | [12 empty] | 128.15 | 256.3 | 384.45 | D:21 1/4'' H:18'' O:56'' | 8.5 | 21.25 |  |  | 18 | Dual Mount |  | 16.25 | 56 |  |  |  | No |  | No | [20 empty] | D:5'' H:1 1/8'' Round |  |  |  |  | 144 | Clear | 36 |  | Hardwired | 0 | 0 | 0 | 0 | 1 | 0 | 0 | 0 | 1 | 0 | 0 | 785652064265 | 23 | 23 | 7.5 | 12.9 | 2.296 | 175 | Yes | [8 empty] | ETL Dry | cETL Dry | CENTRA LED PEND-98 | LED Semi-Flush Convertible Pendant |  | 6913393S-98.jpg | 69133ble.jpg
69272-46 | One Light Outdoor Pendant | The Chatham outdoor lighting collection by Sea Gull Lighting offers a timeless, traditional design with a classic window pane detailing over Frosted Seeded glass or Clear Seeded glass, and crowed with a cupola atop the dramatic mansard roofline. Offered in either a Weathered Copper finish or an Oxidized Bronze finish, the assortment includes a small one-light outdoor wall lantern (available in a Dark Sky version too), a large one-light outdoor wall lantern (available in a Dark Sky version too), a large two-light outdoor wall lantern, one-light or two-light outdoor post lanterns, as well as one-light or two-light outdoor pendants. Both incandescent lamping and ENERGY STAR-qualified LED lamping are available for all of the fixtures, and all incandescent fixtures can convert to LED by purchasing LED replacement lamps sold separately. | OUTDOOR | Chatham | Outdoor Lighting | Oxidized Bronze | 46 | Brass | Frosted Seeded Glass |  |  |  | 1 Medium A19 100w |  | 1 | No | [14 empty] | 0 | [12 empty] | 168.45 | 336.9 | 505.35 | L:9 1/4'' W:9 1/4'' H:19'' O:92 1/4'' | 5.8 |  | 9.25 | 9.25 | 19 | Center Lock-Up |  |  | 92.25 |  |  |  | No |  | No | [20 empty] | D:5 1/2'' DP:1 1/4'' Round |  |  |  |  | 120 | Brown | 36 | N/A | Hardwired | 0 | 0 | 0 | 0 | 1 | 0 | 0 | 1 | 0 | 0 | 0 | 785652025167 | 19 | 12.25 | 12.25 | 8.6 | 1.65 | 175 | Yes | [9 empty] | cETL Damp | CHATHAM 1L PEND-46 | One Light Outdoor Pendant |  | 69272BLE-46.jpg | 69272PBLE.jpg
69272EN3-46 | One Light Outdoor Pendant | The Chatham outdoor lighting collection by Sea Gull Lighting offers a timeless, traditional design with a classic window pane detailing over Frosted Seeded glass or Clear Seeded glass, and crowed with a cupola atop the dramatic mansard roofline. Offered in either a Weathered Copper finish or an Oxidized Bronze finish, the assortment includes a small one-light outdoor wall lantern (available in a Dark Sky version too), a large one-light outdoor wall lantern (available in a Dark Sky version too), a large two-light outdoor wall lantern, one-light or two-light outdoor post lanterns, as well as one-light or two-light outdoor pendants. Both incandescent lamping and ENERGY STAR-qualified LED lamping are available for all of the fixtures, and all incandescent fixtures can convert to LED by purchasing LED replacement lamps sold separately. | OUTDOOR | Chatham | Outdoor Lighting | Oxidized Bronze | 46 | Brass | Frosted Seeded Glass |  |  |  | 1 Medium A19 9.3w |  | 1 | Yes | [14 empty] | 0 | [12 empty] | 174.45 | 348.9 | 523.35 | L:9 1/4'' W:9 1/4'' H:19'' O:92 1/4'' | 5.8 |  | 9.25 | 9.25 | 19 | Center Lock-Up |  |  | 92.25 |  |  |  | No |  | No | [20 empty] | D:5 1/2'' DP:1 1/4'' Round |  |  |  |  | 120 | Brown | 36 | N/A | Hardwired | 0 | 0 | 0 | 1 | 1 | 0 | 0 | 0 | 0 | 0 | 0 | 785652051623 | 19 | 12.25 | 12.25 | 8.6 | 1.65 | 175 | Yes | [9 empty] | cETL Damp | CHATHAM 1L PEND-44 | One Light Outdoor Pendant |  | 69272EN3-46.jpg | 69272.jpg
7443593S-962 | Small LED Ceiling Flush Mount | The clip ceiling flush mount fixtures by Sea Gull Lighting provide a clean, contemporary look popular in commercial and residential settings. Offered in two-light and three-light options, the Satin Etched glass is held securely in place with Three Brushed Nickel clips – slide the spring-tension clip out for easy glass cleaning and bulb changing. Available in incandescent lamping, ENERGY STAR-qualified LED lamping, and integrated LED. | CEILING | Clip Ceiling Flush Mount | Ceiling Lights | Brushed Nickel | 962 | Steel | Satin Etched Glass | D:11.75" H:3" |  |  |  |  | 1 | No | 1000 | 3000 | 90 | 14 | 120 | 19 - Integrated | MODS - Modules |  | 5 | 100 | LED | 14 | 14 | 50000 | 0 | [12 empty] | 31.98 | 63.96 | 95.94 | D:12 1/4'' H:4'' | 2.7 | 12.25 |  |  | 4 | Key Slots | [6 empty] | No |  | No | [23 empty] | D:9 1/2'' H:3/4'' Round |  | 6 | Black/White |  |  | Hardwired | 0 | 0 | 0 | 0 | 1 | 0 | 0 | 0 | 0 | 0 | 0 | 785652064302 | 13.75 | 13.25 | 6.25 | 3.8 | 0.659 | 175 | Yes | [9 empty] | cETL Damp | CLIP LED FLUSH MOUNT-962 | Small LED Ceiling Flush Mount |  | 7443593S-962.jpg | 7543502.jpg
7449403-15 | Three Light Cluster Canopy | The Towner lighting collection by Sea Gull Lighting brings mid-century, retro style to the traditional circular silhouette, creating a bold statement that would accent any space in your home. The conical light shades deliver a fun design statement along with the textured cloth cords, which are adjustable for leveling. These fixtures are ideal for dining room lighting, living room lighting and kitchen lighting. The assortment includes three-, five- and seven-light chandeliers, three- and five-light cluster pendants, eight-light island pendants, one-light mini pendants, and one-light wall sconces. The Towner Collection is available in two finishes, Satin Bronze and Brushed Nickel to complete the look. All fixtures are available as ENERGY STAR®-qualified and California Title 24 compliant. | LINE VOLTAGE PENDANT | Towner | Pendants | White | 15 | [7 empty] | 0 | No | [14 empty] | 0 | [12 empty] | 24.98 | 49.96 | 74.94 | D:9 1/2'' H:1 1/4'' | 1.03 | 9.5 |  |  | 1.25 | Cap Nuts | [6 empty] | No |  | No | [20 empty] | D:9 1/2'' H:1 1/4'' Round | [8 empty] | Hardwired | 0 | 0 | 0 | 0 | 0 | 0 | 0 | 0 | 0 | 0 | 0 | 785652059094 | 10 | 10 | 2.75 | 1.4 | 0.159 | 100 | Yes | 10 | 10785652059091 | 20.5 | 10.5 | 13.75 | 15.1 | 1.713 | Yes |  | cETL Damp | 3L CLUSTER CANOPY-15 | Three Light Cluster Canopy |  | 7449403_15_Canopy.png | 7449403.jpg
7449403-848 | Three Light Cluster Canopy | The Towner lighting collection by Sea Gull Lighting brings mid-century, retro style to the traditional circular silhouette, creating a bold statement that would accent any space in your home. The conical light shades deliver a fun design statement along with the textured cloth cords, which are adjustable for leveling. These fixtures are ideal for dining room lighting, living room lighting and kitchen lighting. The assortment includes three-, five- and seven-light chandeliers, three- and five-light cluster pendants, eight-light island pendants, one-light mini pendants, and one-light wall sconces. The Towner Collection is available in two finishes, Satin Bronze and Brushed Nickel to complete the look. All fixtures are available as ENERGY STAR®-qualified and California Title 24 compliant. | LINE VOLTAGE PENDANT | Towner | Pendants | Satin Bronze | 848 | [7 empty] | 0 | No | [14 empty] | 0 | [12 empty] | 31.98 | 63.96 | 95.94 | D:9 1/2'' H:1 1/4'' | 1.03 | 9.5 |  |  | 1.25 | Cap Nuts | [6 empty] | No |  | No | [20 empty] | D:9 1/2'' H:1 1/4'' Round | [8 empty] | Hardwired | 0 | 0 | 0 | 0 | 0 | 0 | 0 | 0 | 0 | 0 | 0 | 785652059100 | 10 | 10 | 2.75 | 1.3 | 0.159 | 100 | Yes | 10 | 10785652059107 | 20.5 | 13.75 | 10.5 | 14.6 | 1.713 | Yes |  | cETL Damp | 3L CLUSTER CANOPY-848 | Three Light Cluster Canopy |  | 7449403_848_Canopy.png | 7449403.jpg
7449403-962 | Three Light Cluster Canopy | The Towner lighting collection by Sea Gull Lighting brings mid-century, retro style to the traditional circular silhouette, creating a bold statement that would accent any space in your home. The conical light shades deliver a fun design statement along with the textured cloth cords, which are adjustable for leveling. These fixtures are ideal for dining room lighting, living room lighting and kitchen lighting. The assortment includes three-, five- and seven-light chandeliers, three- and five-light cluster pendants, eight-light island pendants, one-light mini pendants, and one-light wall sconces. The Towner Collection is available in two finishes, Satin Bronze and Brushed Nickel to complete the look. All fixtures are available as ENERGY STAR®-qualified and California Title 24 compliant. | LINE VOLTAGE PENDANT | Towner | Pendants | Brushed Nickel | 962 | [7 empty] | 0 | No | [14 empty] | 0 | [12 empty] | 31.98 | 63.96 | 95.94 | D:9 1/2'' H:1 1/4'' | 1.03 | 9.5 |  |  | 1.25 | Cap Nuts | [6 empty] | No |  | No | [20 empty] | D:9 1/2'' H:1 1/4'' Round | [8 empty] | Hardwired | 0 | 0 | 0 | 0 | 0 | 0 | 0 | 0 | 0 | 0 | 0 | 785652059117 | 10 | 10 | 2.75 | 1.3 | 0.159 | 100 | Yes | 10 | 10785652059114 | 20.5 | 13.75 | 10.5 | 14.6 | 1.713 | Yes |  | cETL Damp | 3L CLUSTER CANOPY-962 | Three Light Cluster Canopy |  | 7449403_962_Canopy.png | 7449403.jpg
7449405-15 | Five Light Cluster Canopy | The Towner lighting collection by Sea Gull Lighting brings mid-century, retro style to the traditional circular silhouette, creating a bold statement that would accent any space in your home. The conical light shades deliver a fun design statement along with the textured cloth cords, which are adjustable for leveling. These fixtures are ideal for dining room lighting, living room lighting and kitchen lighting. The assortment includes three-, five- and seven-light chandeliers, three- and five-light cluster pendants, eight-light island pendants, one-light mini pendants, and one-light wall sconces. The Towner Collection is available in two finishes, Satin Bronze and Brushed Nickel to complete the look. All fixtures are available as ENERGY STAR®-qualified and California Title 24 compliant. | LINE VOLTAGE PENDANT | Towner | Pendants | White | 15 | [7 empty] | 0 | No | [14 empty] | 0 | [12 empty] | 31.98 | 63.96 | 95.94 | D:12 1/4'' H:1 1/4'' | 1.87 | 12.25 |  |  | 1.25 | Cap Nuts | [6 empty] | No |  | No | [20 empty] | D:12 1/4'' H:1 1/4'' Round | [8 empty] | Hardwired | 0 | 0 | 0 | 0 | 0 | 0 | 0 | 0 | 0 | 0 | 0 | 785652059124 | 12.75 | 12.75 | 2.5 | 2.4 | 0.235 | 93 | Yes | 10 | 10785652059121 | 25.75 | 13.25 | 13.25 | 26.1 | 2.616 | Yes |  | cETL Damp | 5L CLUSTER CANOPY-15 | Five Light Cluster Canopy |  | 7449405_15_Canopy.png | 7449405.jpg
7449405-848 | Five Light Cluster Canopy | The Towner lighting collection by Sea Gull Lighting brings mid-century, retro style to the traditional circular silhouette, creating a bold statement that would accent any space in your home. The conical light shades deliver a fun design statement along with the textured cloth cords, which are adjustable for leveling. These fixtures are ideal for dining room lighting, living room lighting and kitchen lighting. The assortment includes three-, five- and seven-light chandeliers, three- and five-light cluster pendants, eight-light island pendants, one-light mini pendants, and one-light wall sconces. The Towner Collection is available in two finishes, Satin Bronze and Brushed Nickel to complete the look. All fixtures are available as ENERGY STAR®-qualified and California Title 24 compliant. | LINE VOLTAGE PENDANT | Towner | Pendants | Satin Bronze | 848 | [7 empty] | 0 | No | [14 empty] | 0 | [12 empty] | 38.98 | 77.96 | 116.94 | D:12 1/4'' H:1 1/4'' | 1.87 | 12.25 |  |  | 1.25 | Cap Nuts | [6 empty] | No |  | No | [20 empty] | D:12 1/4'' H:1 1/4'' Round | [8 empty] | Hardwired | 0 | 0 | 0 | 0 | 0 | 0 | 0 | 0 | 0 | 0 | 0 | 785652059131 | 12.75 | 12.75 | 2.5 | 2.4 | 0.235 | 93 | Yes | 10 | 10785652059138 | 25.75 | 13.25 | 13.25 | 25.4 | 2.616 | Yes |  | cETL Damp | 5L CLUSTER CANOPY-848 | Five Light Cluster Canopy |  | 7449405_848_Canopy.png | 7449405.jpg
7449405-962 | Five Light Cluster Canopy | The Towner lighting collection by Sea Gull Lighting brings mid-century, retro style to the traditional circular silhouette, creating a bold statement that would accent any space in your home. The conical light shades deliver a fun design statement along with the textured cloth cords, which are adjustable for leveling. These fixtures are ideal for dining room lighting, living room lighting and kitchen lighting. The assortment includes three-, five- and seven-light chandeliers, three- and five-light cluster pendants, eight-light island pendants, one-light mini pendants, and one-light wall sconces. The Towner Collection is available in two finishes, Satin Bronze and Brushed Nickel to complete the look. All fixtures are available as ENERGY STAR®-qualified and California Title 24 compliant. | LINE VOLTAGE PENDANT | Towner | Pendants | Brushed Nickel | 962 | [7 empty] | 0 | No | [14 empty] | 0 | [12 empty] | 38.98 | 77.96 | 116.94 | D:12 1/4'' H:1 1/4'' | 1.87 | 12.25 |  |  | 1.25 | Cap Nuts | [6 empty] | No |  | No | [20 empty] | D:12 1/4'' H:1 1/4'' Round | [8 empty] | Hardwired | 0 | 0 | 0 | 0 | 0 | 0 | 0 | 0 | 0 | 0 | 0 | 785652059148 | 12.5 | 12.5 | 2.5 | 2.4 | 0.226 | 93 | Yes | 10 | 10785652059145 | 26 | 12.25 | 13.75 | 25.4 | 2.534 | Yes |  | cETL Damp | 5L CLUSTER CANOPY-962 | Five Light Cluster Canopy |  | 7449405_962_Canopy.png | 7449405.jpg
7501801-04 | One Light Wall / Ceiling Semi-Flush Mount | While hanging globes are one of lighting's hottest trends, Sea Gull's timeless Leo Collection has been around for 50 years! Constantly evolving with the times, these classic pendants are now offered with NEW Clear Seeded glass and in Satin Aluminum finish. Adjustable cloth cords allow for unlimited variations of hanging heights. All glass softly diffuse the light, each fixture comes with 54” of cuttable cord to customize the installation exactly to your needs. Easily convert every piece in the collection to LED by purchasing LED replacement lamps sold separately. All fixtures are qualified and California Title 24 compliant and damp rated for use in sheltered, damp environments like bathrooms, covered patios or porches. | CEILING | Leo - Hanging Globe | Ceiling Lights | Satin Aluminum | 4 | Aluminum |  |  |  | Clear Seeded Glass | 1 Medium ST19 60w |  | 1 | No | [14 empty] | 0 | [12 empty] | 27.98 | 55.96 | 83.94 | D:8'' H:9 5/8'' | 2.1 | 8 |  |  | 9.625 | Screw(s) | [6 empty] | No |  | No | [20 empty] | D:5'' H:1 1/2'' Round |  |  |  |  | 6.5 | Black/White |  |  | Hardwired | 0 | 0 | 0 | 0 | 1 | 0 | 0 | 1 | 0 | 0 | 0 | 785652067440 | 13 | 9.5 | 9.5 | 2.7 | 0.679 | 175 | Yes | [9 empty] | cETL Damp | LEO H.G. 1L CEILING-04 | One Light Wall / Ceiling Semi-Flush Mount |  | 7501801-04.png | 7501801.jpg
7501801-848 | One Light Wall / Ceiling Semi-Flush Mount | While hanging globes are one of lighting's hottest trends, Sea Gull's timeless Leo Collection has been around for 50 years! Constantly evolving with the times, these classic pendants are now offered with NEW Clear Seeded glass and in Satin Aluminum finish. Adjustable cloth cords allow for unlimited variations of hanging heights. All glass softly diffuse the light, each fixture comes with 54” of cuttable cord to customize the installation exactly to your needs. Easily convert every piece in the collection to LED by purchasing LED replacement lamps sold separately. All fixtures are qualified and California Title 24 compliant and damp rated for use in sheltered, damp environments like bathrooms, covered patios or porches. | CEILING | Leo - Hanging Globe | Ceiling Lights | Satin Bronze | 848 | Steel | Clear Seeded Glass | D:8" H:7.25" |  |  | 1 Medium ST19 60w |  | 1 | No | [14 empty] | 0 | [12 empty] | 28.48 | 56.96 | 85.44 | D:8'' H:9 5/8'' | 2.1 | 8 |  |  | 9.625 | Screw(s) | [6 empty] | No |  | No | [20 empty] | D:5'' H:1 1/2'' Round |  |  |  |  | 6.5 | Black/White |  |  | Hardwired | 0 | 0 | 0 | 0 | 1 | 0 | 0 | 1 | 0 | 0 | 0 | 785652070907 | 13 | 9.75 | 9.75 | 2.3 | 0.715 | 250 | Yes | [8 empty] | UL Damp | cUL Damp | LEO H.G. 1L FLSHMNT-848 | One Light Wall / Ceiling Semi-Flush Mount |  | 7501801EN7-848.jpg | 7501801.jpg
7501801EN7-848 | One Light Wall / Ceiling Semi-Flush Mount | While hanging globes are one of lighting's hottest trends, Sea Gull's timeless Leo Collection has been around for 50 years! Constantly evolving with the times, these classic pendants are now offered with NEW Clear Seeded glass and in Satin Aluminum finish. Adjustable cloth cords allow for unlimited variations of hanging heights. All glass softly diffuse the light, each fixture comes with 54” of cuttable cord to customize the installation exactly to your needs. Easily convert every piece in the collection to LED by purchasing LED replacement lamps sold separately. All fixtures are qualified and California Title 24 compliant and damp rated for use in sheltered, damp environments like bathrooms, covered patios or porches. | CEILING | Leo - Hanging Globe | Ceiling Lights | Satin Bronze | 848 | Steel |  |  |  | Clear Seeded Glass | 1 Medium A19 8.5w |  | 1 | Yes | [14 empty] | 0 | [12 empty] | 37.98 | 75.96 | 113.94 | D:8'' H:9 5/8'' | 2.1 | 8 |  |  | 9.625 | Screw(s) | [6 empty] | No |  | No | [20 empty] | D:5'' H:1 1/2'' Round |  |  |  |  | 6.5 | Black/White |  |  | Hardwired | 0 | 0 | 0 | 1 | 1 | 0 | 0 | 0 | 0 | 0 | 0 | 785652072505 | 13 | 9.75 | 9.75 | 2.3 | 0.715 | 250 | Yes | [8 empty] | UL Damp | cUL Damp | LEO H.G. 1L LED FLSHMNT-848 | One Light Wall / Ceiling Semi-Flush Mount |  | 7501801EN7-848.jpg | 7501801EN7.jpg
7501903-872 | Three Light Ceiling Flush Mount | Oglesby has a traditional shape beautifully updated with rustic features. Round wood beads drape from a distressed metal frame for a look that is strikingly casual while still elegant enough to make a dramatic impression in an entryway or clustered over a kitchen island or dining room table. Featuring cascading washed pine beads and a Stardust finish, the assortment includes a two-light, three-light, four-light and five-light chandeliers and a three-light flush mount. | CEILING | Oglesby | Ceiling Lights | Washed Pine / Stardust | 872 / 846 | Steel |  |  |  |  | 3 Candelabra B10 Torpedo 60w |  | 3 | No | [14 empty] | 0 | [12 empty] | 99.98 | 199.96 | 299.94 | D:14'' H:6 1/4'' | 3.8 | 14 |  |  | 6.25 | Cap Nuts | [6 empty] | No |  | No | [20 empty] | D:14'' H:3/4'' Round |  |  |  |  | 6.5 | Black/White |  |  | Hardwired | 0 | 0 | 0 | 0 | 1 | 0 | 0 | 1 | 1 | 0 | 0 | 785652070198 | 17 | 16.58 | 7.58 | 4.8 | 1.236 | 250 | Yes | [9 empty] | cETL Damp | OGLESBY 3L FLSHMNT-872 | Three Light Ceiling Flush Mount |  | 7501903-872.jpg | 7501903.jpg
7501903EN-872 | Three Light Ceiling Flush Mount | Oglesby has a traditional shape beautifully updated with rustic features. Round wood beads drape from a distressed metal frame for a look that is strikingly casual while still elegant enough to make a dramatic impression in an entryway or clustered over a kitchen island or dining room table. Featuring cascading washed pine beads and a Stardust finish, the assortment includes a two-light, three-light, four-light and five-light chandeliers and a three-light flush mount. | CEILING | Oglesby | Ceiling Lights | Washed Pine / Stardust | 872 / 846 | Steel |  |  |  |  | 3 Candelabra B10 Torpedo 3.5w |  | 3 | Yes | [14 empty] | 0 | [12 empty] | 115.98 | 231.96 | 347.94 | D:14'' H:6 1/4'' | 3.8 | 14 |  |  | 6.25 | Cap Nuts | [6 empty] | No |  | No | [20 empty] | D:14'' H:3/4'' Round |  |  |  |  | 6.5 | Black/White |  |  | Hardwired | 0 | 0 | 0 | 1 | 1 | 0 | 0 | 0 | 1 | 0 | 0 | 785652071874 | 17 | 16.58 | 7.58 | 4.8 | 1.236 | 250 | Yes | [9 empty] | cETL Damp | OGLESBY 3L LED FLSHMNT-872 | Three Light Ceiling Flush Mount |  | 7501903EN-872.jpg | 7501903EN.jpg
75061-782 | Three Light Semi-Flush Mount | The Sussex lighting collection from Sea Gull Lighting is a perfect crossover from cottage style into urban chic. The Sussex collection's retro appeal softens and warms-up contemporary spaces, while retaining an up-to-date decor. Look to Sussex when balance and unity are required in your interior design. Offered in Brushed Nickel finish with Satin White glass or Heirloom Bronze with Satin Etched glass. For the wall/bath fixtures only, a Chrome finish coupled with Satin White glass is also available. The assortment includes nine-light, five-light and three-light chandeliers, pendants in six sizes, both flush and semi-flush ceiling fixtures, as well as one-light, two-light, three-light and four-light wall/bath fixtures. Both incandescent lamping and ENERGY STAR-qualified LED lamping are available. Most of these fixtures easily convert to LED by purchasing LED replacement lamps sold separately. | CEILING | Sussex | Ceiling Lights | Heirloom Bronze | 782 | Steel | Satin Etched Glass | D:15.75" H:5.6875" |  |  | 3 Medium A19 100w |  | 3 | No | [14 empty] | 0 | [12 empty] | 66.98 | 133.96 | 200.94 | D:15 3/4'' H:12 1/2'' | 6.8 | 15.75 |  |  | 12.5 | Cap Nuts | [6 empty] | No |  | No | [20 empty] | D:6 3/4'' DP:3'' |  |  |  |  | 6.5 |  |  | N/A | Hardwired | 0 | 0 | 0 | 0 | 1 | 0 | 0 | 0 | 0 | 0 | 0 | 785652750632 | 18.75 | 18.75 | 9.58 | 8.55 | 1.949 | 175 | Yes | [8 empty] | ETL Dry | cETL Dry | SUSSEX 3L CEILING-782 | Three Light Semi-Flush Mount |  | 75061-782.jpg | 75061.jpg
75061-962 | Three Light Semi-Flush Mount | The Sussex lighting collection from Sea Gull Lighting is a perfect crossover from cottage style into urban chic. The Sussex collection's retro appeal softens and warms-up contemporary spaces, while retaining an up-to-date decor. Look to Sussex when balance and unity are required in your interior design. Offered in Brushed Nickel finish with Satin White glass or Heirloom Bronze with Satin Etched glass. For the wall/bath fixtures only, a Chrome finish coupled with Satin White glass is also available. The assortment includes nine-light, five-light and three-light chandeliers, pendants in six sizes, both flush and semi-flush ceiling fixtures, as well as one-light, two-light, three-light and four-light wall/bath fixtures. Both incandescent lamping and ENERGY STAR-qualified LED lamping are available. Most of these fixtures easily convert to LED by purchasing LED replacement lamps sold separately. | CEILING | Sussex | Ceiling Lights | Brushed Nickel | 962 | Steel | Satin White Glass | D:15.75" H:5.6875" |  |  | 3 Medium A19 100w |  | 3 | No | [14 empty] | 0 | [12 empty] | 66.98 | 133.96 | 200.94 | D:15 3/4'' H:12 1/2'' | 6.8 | 15.75 |  |  | 12.5 | Cap Nuts | [6 empty] | No |  | No | [20 empty] | D:6 3/4'' DP:3'' |  |  |  |  | 6.5 |  |  | N/A | Hardwired | 0 | 0 | 0 | 0 | 1 | 0 | 0 | 0 | 0 | 0 | 0 | 785652750649 | 18.5 | 18.75 | 9.75 | 8.5 | 1.957 | 175 | Yes | [8 empty] | ETL Dry | cETL Dry | SUSSEX 3L CEILING-962 | Three Light Semi-Flush Mount |  | 75061-962.jpg | 75061.jpg
75061EN3-782 | Three Light Semi-Flush Mount | The Sussex lighting collection from Sea Gull Lighting is a perfect crossover from cottage style into urban chic. The Sussex collection's retro appeal softens and warms-up contemporary spaces, while retaining an up-to-date decor. Look to Sussex when balance and unity are required in your interior design. Offered in Brushed Nickel finish with Satin White glass or Heirloom Bronze with Satin Etched glass. For the wall/bath fixtures only, a Chrome finish coupled with Satin White glass is also available. The assortment includes nine-light, five-light and three-light chandeliers, pendants in six sizes, both flush and semi-flush ceiling fixtures, as well as one-light, two-light, three-light and four-light wall/bath fixtures. Both incandescent lamping and ENERGY STAR-qualified LED lamping are available. Most of these fixtures easily convert to LED by purchasing LED replacement lamps sold separately. | CEILING | Sussex | Ceiling Lights | Heirloom Bronze | 782 | Steel | Satin Etched Glass | D:15.75" H:5.6875" |  |  | 3 Medium A19 9.3w |  | 3 | Yes | [14 empty] | 0 | [12 empty] | 83.98 | 167.96 | 251.94 | D:15 3/4'' H:12 1/2'' | 6.8 | 15.75 |  |  | 12.5 | Cap Nuts | [6 empty] | No |  | No | [20 empty] | D:6 5/8'' DP:3'' Round |  |  |  |  | 6.5 | Black/White |  | N/A | Hardwired | 0 | 0 | 0 | 1 | 1 | 0 | 0 | 0 | 0 | 0 | 0 | 785652047206 | 18.75 | 18.75 | 9.58 | 8.55 | 1.949 | 175 | Yes | [8 empty] | ETL Dry | cETL Dry | SUSSEX 3L CEILING-782 | Three Light Semi-Flush Mount |  | 75061EN3-782.jpg | 75061.jpg
75061EN3-962 | Three Light Semi-Flush Mount | The Sussex lighting collection from Sea Gull Lighting is a perfect crossover from cottage style into urban chic. The Sussex collection's retro appeal softens and warms-up contemporary spaces, while retaining an up-to-date decor. Look to Sussex when balance and unity are required in your interior design. Offered in Brushed Nickel finish with Satin White glass or Heirloom Bronze with Satin Etched glass. For the wall/bath fixtures only, a Chrome finish coupled with Satin White glass is also available. The assortment includes nine-light, five-light and three-light chandeliers, pendants in six sizes, both flush and semi-flush ceiling fixtures, as well as one-light, two-light, three-light and four-light wall/bath fixtures. Both incandescent lamping and ENERGY STAR-qualified LED lamping are available. Most of these fixtures easily convert to LED by purchasing LED replacement lamps sold separately. | CEILING | Sussex | Ceiling Lights | Brushed Nickel | 962 | Steel | Satin White Glass | D:15.75" H:5.6875" |  |  | 3 Medium A19 9.3w |  | 3 | Yes | [14 empty] | 0 | [12 empty] | 83.98 | 167.96 | 251.94 | D:15 3/4'' H:12 1/2'' | 6.8 | 15.75 |  |  | 12.5 | Cap Nuts | [6 empty] | No |  | No | [20 empty] | D:6 5/8'' DP:3'' Round |  |  |  |  | 6.5 | Black/White |  | N/A | Hardwired | 0 | 0 | 0 | 1 | 1 | 0 | 0 | 0 | 0 | 0 | 0 | 785652047213 | 18 | 18 | 11.5 | 8 | 2.156 | 250 | Yes | [8 empty] | ETL Dry | cETL Dry | SUSSEX 3L CEILING-962 | Three Light Semi-Flush Mount |  | 75061EN3-962.jpg | 75061.jpg
7510403-715 | Three Light Ceiling Flush Mount | Named after the Italian word for “sphere,” the transitional Sfera collection by Sea Gull Lighting features detailed center bands and rounded, sweeping curves -- rustic with a modern inspiration. Offered in Autumn Bronze finish with several glass options – extraordinary painted Mercury glass and Café Tint glass, as well as a Smoky Amber glass for wall/bath fixtures only. The assortment includes six-light and four-light chandeliers, pendants in three sizes, both flush and semi-flush ceiling fixtures, as well as two-light, three-light and four-light wall/bath fixtures. Both incandescent lamping and ENERGY STAR-qualified LED lamping are available. Most of these fixtures easily convert to LED by purchasing LED replacement lamps sold separately. | CEILING | Sfera | Ceiling Lights | Autumn Bronze | 715 | Steel |  |  |  |  | 3 Medium A19 60w |  | 3 | No | [14 empty] | 0 | [12 empty] | 111.48 | 222.96 | 334.44 | D:14 1/4'' H:10 1/2'' | 8.2 | 14.25 |  |  | 10.5 | Universal Mounting Bar | [6 empty] | No |  | No | [25 empty] | 6.5 |  |  |  | Hardwired | 0 | 0 | 0 | 0 | 1 | 0 | 0 | 1 | 0 | 0 | 0 | 785652247408 | 16 | 16.5 | 11.75 | 10.3 | 1.795 | 175 | Yes | [9 empty] | cETL Damp | SFERA 3L MERCURY CEILING-715 | Three Light Ceiling Flush Mount |  | 7510403-715.jpg | 7510402.jpg
7510403EN3-715 | Three Light Ceiling Flush Mount | Named after the Italian word for “sphere,” the transitional Sfera collection by Sea Gull Lighting features detailed center bands and rounded, sweeping curves -- rustic with a modern inspiration. Offered in Autumn Bronze finish with several glass options – extraordinary painted Mercury glass and Café Tint glass, as well as a Smoky Amber glass for wall/bath fixtures only. The assortment includes six-light and four-light chandeliers, pendants in three sizes, both flush and semi-flush ceiling fixtures, as well as two-light, three-light and four-light wall/bath fixtures. Both incandescent lamping and ENERGY STAR-qualified LED lamping are available. Most of these fixtures easily convert to LED by purchasing LED replacement lamps sold separately. | CEILING | Sfera | Ceiling Lights | Autumn Bronze | 715 | Steel |  |  |  |  | 3 Medium A19 9.3w |  | 3 | Yes | [14 empty] | 0 | [12 empty] | 124.98 | 249.96 | 374.94 | D:14 1/4'' H:10 1/2'' | 8.2 | 14.25 |  |  | 10.5 | Universal Mounting Bar | [6 empty] | No |  | No | [25 empty] | 6.5 | Black/White |  |  | Hardwired | 0 | 0 | 0 | 1 | 1 | 0 | 0 | 0 | 0 | 0 | 0 | 785652051630 | 16 | 16.5 | 11.75 | 10.3 | 1.795 | 175 | Yes | [9 empty] | cETL Damp | SFERA 3L MERCURY CEILING-715 | Three Light Ceiling Flush Mount |  | 7510403EN3-715.jpg | 7510403.jpg
75115-962 | Large Three Light Ceiling Flush Mount | The Eternity lighting collection from Sea Gull Lighting takes your home design to the next level with modern curves and sleek contemporary accents. Urban-inspired, metal lines in a Brushed Nickel finish elevate the elegantly simple silhouettes of the Satin Etched glass shades with Clear Highlights. The assortment includes a medium two-light and large three-light flush mount ceiling fixtures as well as an ADA-compliant wall sconce. Incandescent and ENERGY STAR-qualified LED lamping are available; the wall sconce is also available in Integrated LED. All fixtures are California Title 24 compliant. Choose the Eternity collection to bring a piece of the city into your home. | CEILING | Eternity | Ceiling Lights | Brushed Nickel | 962 | Steel | Clear Highlighted Satin Etched Glass | D:15.5" |  |  | 3 Medium A19 60w |  | 3 | No | [14 empty] | 0 | [12 empty] | 137.5 | 275 | 412.5 | D:18'' H:5 3/4'' | 13.2 | 18 |  |  | 5.75 | Cap Nuts | [6 empty] | No |  | No | [25 empty] | 6.5 |  |  | N/A | Hardwired | 0 | 0 | 0 | 0 | 1 | 0 | 0 | 1 | 0 | 0 | 0 | 785652751158 | 19.5 | 19.5 | 13.38 | 17.6 | 2.944 | 125 | Yes | [8 empty] | UL Damp | cUL Damp | ETERNITY 3L CEILING-962 | Large Three Light Ceiling Flush Mount |  | 75115-962.jpg | 75115.jpg
75115EN3-962 | Large Three Light Ceiling Flush Mount | The Eternity lighting collection from Sea Gull Lighting takes your home design to the next level with modern curves and sleek contemporary accents. Urban-inspired, metal lines in a Brushed Nickel finish elevate the elegantly simple silhouettes of the Satin Etched glass shades with Clear Highlights. The assortment includes a medium two-light and large three-light flush mount ceiling fixtures as well as an ADA-compliant wall sconce. Incandescent and ENERGY STAR-qualified LED lamping are available; the wall sconce is also available in Integrated LED. All fixtures are California Title 24 compliant. Choose the Eternity collection to bring a piece of the city into your home. | CEILING | Eternity | Ceiling Lights | Brushed Nickel | 962 | Steel | Clear Highlighted Satin Etched Glass | D:15.5" |  |  | 3 Medium A19 9.3w |  | 3 | Yes | [14 empty] | 0 | [12 empty] | 144.15 | 288.3 | 432.45 | D:18'' H:5 3/4'' | 13.2 | 18 |  |  | 5.75 | Cap Nuts | [6 empty] | No |  | No | [25 empty] | 6.5 | Black/White |  | N/A | Hardwired | 0 | 0 | 0 | 1 | 1 | 0 | 0 | 0 | 0 | 0 | 0 | 785652051654 | 19.5 | 19.5 | 13.5 | 17.6 | 2.971 | 175 | Yes | [8 empty] | UL Damp | cUL Damp | ETERNITY 3L CEILING-962 | Large Three Light Ceiling Flush Mount |  | 75115EN3-962.jpg | 75115.jpg
7513302-846 | Two Light Ceiling Flush Mount | Making a statement without overpowering the surrounding décor, the Dunning lighting collection by Sea Gull Lighting is a chic addition to a wide range of interiors. The bold design is inspired by farmhouse influences seen in the rustic rope detail highlighting the open, square frame which surrounds medium based lamps covered in Crème Parchment glass shades. The Dunning collection features a unique two-tone finish of Stardust on the overall metal structure, with the open frame in Cerused Oak finish. The full lighting collection features a three-light and five-light chandeliers; a one-light mini-pendant, a four-light island chandelier; a two-light flush mount; and one-light, two-light, three-light and four-light bath fixtures (all of which can mount up or down). Both incandescent lamping and ENERGY STAR-qualified LED lamping are available. | CEILING | Dunning | Ceiling Lights | Stardust / Cerused Oak | 846 / 735 | Steel |  |  |  |  | 2 Medium ST19 60w |  | 2 | No | [14 empty] | 0 | [12 empty] | 124.98 | N/A | 374.94 | L:13 1/2'' W:13 1/2'' H:7 3/8'' | 9.7 |  | 13.5 | 13.5 | 7.375 | Key Slots | [6 empty] | No |  | No | [25 empty] | 6.5 |  |  |  | Hardwired | 0 | 0 | 0 | 0 | 1 | 0 | 0 | 1 | 0 | 0 | 0 | 785652275876 | 15.75 | 15.75 | 10.25 | 11.9 | 1.471 | 100 | Yes | [9 empty] | cETL Damp | DUNNING 2L CEILING-846 | Two Light Ceiling Flush Mount |  | 7513302-846.jpg | 7513302.jpg
7513702-778 | Two Light Ceiling Flush Mount | Ellis Harper has an Arts and Crafts pedigree with a Modernist twist. The array of fixtures showcases Sea Gull's commitment to high style with robust construction and craftsmanship at an exceptional price. The subtle detail allows this transitional design to easily fit into any décor. The sleek, geometric arms and square Satin Etched glass shades add touches of elegance to its streamlined profile. The assortment includes: four- and eight-light chandeliers, a six-light linear, one-light mini-pendant, and one-, two-, three- and four-light bath fixtures. All fixtures are offered in either a Brushed Nickel or Brushed Oil Rubbed Bronze. | CEILING | Ellis Harper | Ceiling Lights | Brushed Oil Rubbed Bronze | 778 | Steel | Etched / White Inside Glass | L:11.75" W:11.75" H:3.75" |  |  | 2 Medium A19 60w |  | 2 | No | [14 empty] | 0 | [12 empty] | 46.98 | 93.96 | 140.94 | L:13'' W:13'' H:5 3/8'' | 7.5 |  | 13 | 13 | 5.375 | Center Pipe | [6 empty] | No |  | No | [20 empty] | DP:13'' W:13'' H:1'' Square |  |  |  |  | 6.5 | Black/White |  |  | Hardwired | 0 | 0 | 0 | 0 | 1 | 0 | 0 | 1 | 0 | 0 | 0 | 785652069765 | 15.5 | 15.5 | 7.75 | 9.9 | 1.078 | 100 | Yes | [9 empty] | cETL Damp | ELLIS HARPER 2L FLSHMNT-778 | Two Light Ceiling Flush Mount |  | 7513702-778.jpg | 7513702.jpg
7513702-962 | Two Light Ceiling Flush Mount | Ellis Harper has an Arts and Crafts pedigree with a Modernist twist. The array of fixtures showcases Sea Gull's commitment to high style with robust construction and craftsmanship at an exceptional price. The subtle detail allows this transitional design to easily fit into any décor. The sleek, geometric arms and square Satin Etched glass shades add touches of elegance to its streamlined profile. The assortment includes: four- and eight-light chandeliers, a six-light linear, one-light mini-pendant, and one-, two-, three- and four-light bath fixtures. All fixtures are offered in either a Brushed Nickel or Brushed Oil Rubbed Bronze. | CEILING | Ellis Harper | Ceiling Lights | Brushed Nickel | 962 | Steel | Etched / White Inside Glass | L:11.75" W:11.75" H:3.75" |  |  | 2 Medium A19 60w |  | 2 | No | [14 empty] | 0 | [12 empty] | 46.98 | 93.96 | 140.94 | L:13'' W:13'' H:5 3/8'' | 7.5 |  | 13 | 13 | 5.375 | Center Pipe | [6 empty] | No |  | No | [20 empty] | DP:13'' W:13'' H:1'' Square |  |  |  |  | 6.5 | Black/White |  |  | Hardwired | 0 | 0 | 0 | 0 | 1 | 0 | 0 | 1 | 0 | 0 | 0 | 785652069772 | 15.5 | 15.25 | 7.75 | 9.9 | 1.06 | 100 | Yes | [9 empty] | cETL Damp | ELLIS HARPER 2L FLSHMNT-962 | Two Light Ceiling Flush Mount |  | 7513702EN3-962.jpg | 7513702.jpg
7513702EN3-778 | Two Light Ceiling Flush Mount | Ellis Harper has an Arts and Crafts pedigree with a Modernist twist. The array of fixtures showcases Sea Gull's commitment to high style with robust construction and craftsmanship at an exceptional price. The subtle detail allows this transitional design to easily fit into any décor. The sleek, geometric arms and square Satin Etched glass shades add touches of elegance to its streamlined profile. The assortment includes: four- and eight-light chandeliers, a six-light linear, one-light mini-pendant, and one-, two-, three- and four-light bath fixtures. All fixtures are offered in either a Brushed Nickel or Brushed Oil Rubbed Bronze. | CEILING | Ellis Harper | Ceiling Lights | Brushed Oil Rubbed Bronze | 778 | Steel | Etched / White Inside Glass | L:11.75" W:11.75" H:3.75" |  |  | 2 Medium A19 9.3w |  | 2 | Yes | [14 empty] | 0 | [12 empty] | 57.98 | 115.96 | 173.94 | L:13'' W:13'' H:5 3/8'' | 7.5 |  | 13 | 13 | 5.375 | Center Pipe | [6 empty] | No |  | No | [20 empty] | DP:13'' W:13'' H:1'' Square |  |  |  |  | 6.5 | Black/White |  |  | Hardwired | 0 | 0 | 0 | 1 | 1 | 0 | 0 | 0 | 0 | 0 | 0 | 785652071539 | 15.5 | 15.5 | 7.75 | 9.9 | 1.078 | 100 | Yes | [9 empty] | cETL Damp | ELLIS HARPR 2L LED FLSHMNT-778 | Two Light Ceiling Flush Mount |  | 7513702EN3-778.jpg | 7513702EN3.jpg
7513702EN3-962 | Two Light Ceiling Flush Mount | Ellis Harper has an Arts and Crafts pedigree with a Modernist twist. The array of fixtures showcases Sea Gull's commitment to high style with robust construction and craftsmanship at an exceptional price. The subtle detail allows this transitional design to easily fit into any décor. The sleek, geometric arms and square Satin Etched glass shades add touches of elegance to its streamlined profile. The assortment includes: four- and eight-light chandeliers, a six-light linear, one-light mini-pendant, and one-, two-, three- and four-light bath fixtures. All fixtures are offered in either a Brushed Nickel or Brushed Oil Rubbed Bronze. | CEILING | Ellis Harper | Ceiling Lights | Brushed Nickel | 962 | Steel | Etched / White Inside Glass | L:11.75" W:11.75" H:3.75" |  |  | 2 Medium A19 9.3w |  | 2 | Yes | [14 empty] | 0 | [12 empty] | 57.98 | 115.96 | 173.94 | L:13'' W:13'' H:5 3/8'' | 7.5 |  | 13 | 13 | 5.375 | Center Pipe | [6 empty] | No |  | No | [20 empty] | DP:13'' W:13'' H:1'' Square |  |  |  |  | 6.5 | Black/White |  |  | Hardwired | 0 | 0 | 0 | 1 | 1 | 0 | 0 | 0 | 0 | 0 | 0 | 785652071546 | 15.5 | 15.25 | 7.75 | 9.9 | 1.06 | 100 | Yes | [9 empty] | cETL Damp | ELLIS HARPR 2L LED FLSHMNT-962 | Two Light Ceiling Flush Mount |  | 7513702EN3-962.jpg | 7513702EN3.jpg
7514002-710 | Two Light Flush Mount | The dazzling and timeless Carondelet lighting collection by Sea Gull Lighting features a cascade of faceted, linear glass crystals delivering the ultimate sparkle without the fuss of traditional crystal. The sleek, contemporary silhouette adds drama and excitement to any –room—without upstaging the beautiful furnishings and décor. With the option of Burnt Sienna or Antique Brushed Nickel finishes, the full lighting collection offers a six-light or four-light chandelier; one-light mini pendant; two-light flush mount and semi-flush mount; and one-light, two-light, three-light and four-light bath fixtures. Both incandescent lamping and ENERGY STAR-qualified LED lamping are available; all fixtures are California Title 24 compliant. | CEILING | Carondelet | Ceiling Lights | Burnt Sienna | 710 | Steel | Clear Beveled Glass | W:0.875" H:4.75" |  |  | 2 Medium A19 100w |  | 2 | No | [14 empty] | 0 | [12 empty] | 108.98 | 217.96 | 326.94 | D:10 5/8'' H:9'' | 7 | 10.625 |  |  | 9 | Key Slots | [6 empty] | No |  | No | [20 empty] | D:9 3/4'' H:1'' Round |  |  |  |  | 6 | Black/White |  |  | Hardwired | 0 | 0 | 0 | 0 | 1 | 0 | 0 | 1 | 0 | 0 | 0 | 785652260988 | 12.75 | 12.6 | 9 | 8.2 | 0.837 | 100 | Yes | [9 empty] | cETL Damp | CARONDELET 2L CEILING-710 | Two Light Flush Mount |  | 7514002-710.jpg | 7514002.jpg
7514002-965 | Two Light Flush Mount | The dazzling and timeless Carondelet lighting collection by Sea Gull Lighting features a cascade of faceted, linear glass crystals delivering the ultimate sparkle without the fuss of traditional crystal. The sleek, contemporary silhouette adds drama and excitement to any –room—without upstaging the beautiful furnishings and décor. With the option of Burnt Sienna or Antique Brushed Nickel finishes, the full lighting collection offers a six-light or four-light chandelier; one-light mini pendant; two-light flush mount and semi-flush mount; and one-light, two-light, three-light and four-light bath fixtures. Both incandescent lamping and ENERGY STAR-qualified LED lamping are available; all fixtures are California Title 24 compliant. | CEILING | Carondelet | Ceiling Lights | Antique Brushed Nickel | 965 | Steel | Clear Beveled Glass | W:0.875" H:4.75" |  |  | 2 Medium A19 100w |  | 2 | No | [14 empty] | 0 | [12 empty] | 108.98 | 217.96 | 326.94 | D:10 5/8'' H:9'' | 7 | 10.625 |  |  | 9 | Key Slots | [6 empty] | No |  | No | [20 empty] | D:9 3/4'' H:1'' Round |  |  |  |  | 6 | Black/White |  |  | Hardwired | 0 | 0 | 0 | 0 | 1 | 0 | 0 | 1 | 0 | 0 | 0 | 785652275975 | 12.75 | 12.6 | 9 | 8.3 | 0.837 | 100 | Yes | [9 empty] | cETL Damp | CARONDELET 2L CEILING-965 | Two Light Flush Mount |  | 7514002-965.jpg | 7514002.jpg
7514002EN3-710 | Two Light Flush Mount | The dazzling and timeless Carondelet lighting collection by Sea Gull Lighting features a cascade of faceted, linear glass crystals delivering the ultimate sparkle without the fuss of traditional crystal. The sleek, contemporary silhouette adds drama and excitement to any –room—without upstaging the beautiful furnishings and décor. With the option of Burnt Sienna or Antique Brushed Nickel finishes, the full lighting collection offers a six-light or four-light chandelier; one-light mini pendant; two-light flush mount and semi-flush mount; and one-light, two-light, three-light and four-light bath fixtures. Both incandescent lamping and ENERGY STAR-qualified LED lamping are available; all fixtures are California Title 24 compliant. | CEILING | Carondelet | Ceiling Lights | Burnt Sienna | 710 | Steel | Clear Beveled Glass | W:0.875" H:4.75" |  |  | 2 Medium A19 9.3w |  | 2 | Yes | [14 empty] | 0 | [12 empty] | 119.48 | 238.96 | 358.44 | D:10 5/8'' H:9'' | 7 | 10.625 |  |  | 9 | Key Slots | [6 empty] | No |  | No | [20 empty] | D:9 3/4'' H:1'' Round |  |  |  |  | 6 | Black/White |  |  | Hardwired | 0 | 0 | 0 | 1 | 1 | 0 | 0 | 0 | 0 | 0 | 0 | 785652044748 | 12.75 | 12.6 | 9 | 8.2 | 0.837 | 100 | Yes | [9 empty] | cETL Damp | CARONDELET 2L CEILING-710 | Two Light Flush Mount |  | 7514002EN3-710.jpg | 7514002.jpg
7514002EN3-965 | Two Light Flush Mount | The dazzling and timeless Carondelet lighting collection by Sea Gull Lighting features a cascade of faceted, linear glass crystals delivering the ultimate sparkle without the fuss of traditional crystal. The sleek, contemporary silhouette adds drama and excitement to any –room—without upstaging the beautiful furnishings and décor. With the option of Burnt Sienna or Antique Brushed Nickel finishes, the full lighting collection offers a six-light or four-light chandelier; one-light mini pendant; two-light flush mount and semi-flush mount; and one-light, two-light, three-light and four-light bath fixtures. Both incandescent lamping and ENERGY STAR-qualified LED lamping are available; all fixtures are California Title 24 compliant. | CEILING | Carondelet | Ceiling Lights | Antique Brushed Nickel | 965 | Steel | Clear Beveled Glass | W:0.875" H:4.75" |  |  | 2 Medium A19 9.3w |  | 2 | Yes | [14 empty] | 0 | [12 empty] | 119.48 | 238.96 | 358.44 | D:10 5/8'' H:9'' | 7 | 10.625 |  |  | 9 | Key Slots | [6 empty] | No |  | No | [20 empty] | D:9 3/4'' H:1'' Round |  |  |  |  | 6 | Black/White |  |  | Hardwired | 0 | 0 | 0 | 1 | 1 | 0 | 0 | 0 | 0 | 0 | 0 | 785652044809 | 12.75 | 12.6 | 9 | 8.3 | 0.837 | 100 | Yes | [9 empty] | cETL Damp | CARONDELET 2L CEILING-965 | Two Light Flush Mount |  | 7514002EN3-965.jpg | 7514002.jpg
7514503-782 | Three Light Ceiling Flush Mount | Influenced by the vintage industrial designs of early 20th Century America, the transitional Belton lighting collection by Sea Gull Lighting has Seeded glass shades that highlight the classic Edison bulbs. The rich Heirloom Bronze and Brushed Nickel finishes adds to the layer of retro design to the warm look. The assortment includes three- and five- down light chandeliers; five-light upright chandelier; a four-light island pendant; one-light pendant; one-light mini pendant; and one-, two-, three- and four-light bath fixtures. All fixtures are California Title 24 compliant and easily convert to LED by purchasing LED lamps sold separately. | CEILING | Belton | Ceiling Lights | Heirloom Bronze | 782 | Steel |  |  |  | Clear Seeded Glass | 3 Candelabra Torpedo 40w |  | 3 | No | [14 empty] | 0 | [12 empty] | 53.98 | N/A | 161.94 | D:11 1/4'' H:7 1/2'' | 2.64 | 11.25 |  |  | 7.5 | Center Pipe | [6 empty] | No |  | No | [20 empty] | D:11 1/4'' H:1'' Round |  |  |  |  | 6.5 | Black/White |  |  | Hardwired | 0 | 0 | 0 | 0 | 1 | 0 | 0 | 1 | 0 | 0 | 0 | 785652060960 | 13.75 | 14 | 10 | 4 | 1.114 | 250 | Yes | [9 empty] | cETL Damp | BELTON 3L FLUSH MOUNT-782 | Three Light Ceiling Flush Mount |  | 7514503-782.png | 7514503.jpg
7514503-962 | Three Light Ceiling Flush Mount | Influenced by the vintage industrial designs of early 20th Century America, the transitional Belton lighting collection by Sea Gull Lighting has Seeded glass shades that highlight the classic Edison bulbs. The rich Heirloom Bronze and Brushed Nickel finishes adds to the layer of retro design to the warm look. The assortment includes three- and five- down light chandeliers; five-light upright chandelier; a four-light island pendant; one-light pendant; one-light mini pendant; and one-, two-, three- and four-light bath fixtures. All fixtures are California Title 24 compliant and easily convert to LED by purchasing LED lamps sold separately. | CEILING | Belton | Ceiling Lights | Brushed Nickel | 962 | Steel |  |  |  | Clear Seeded Glass | 3 Candelabra Torpedo 40w |  | 3 | No | [14 empty] | 0 | [12 empty] | 53.98 | N/A | 161.94 | D:11 1/4'' H:7 1/2'' | 2.64 | 11.25 |  |  | 7.5 | Center Pipe | [6 empty] | No |  | No | [20 empty] | D:11 1/4'' H:1'' Round |  |  |  |  | 6.5 | Black/White |  |  | Hardwired | 0 | 0 | 0 | 0 | 1 | 0 | 0 | 1 | 0 | 0 | 0 | 785652060977 | 14.25 | 14 | 10 | 3.9 | 1.155 | 250 | Yes | [9 empty] | cETL Damp | BELTON 3L FLUSH MOUNT-962 | Three Light Ceiling Flush Mount |  | 7514503-962.png | 7514503.jpg
7514503EN-782 | Three Light Ceiling Flush Mount | Influenced by the vintage industrial designs of early 20th Century America, the transitional Belton lighting collection by Sea Gull Lighting has Seeded glass shades that highlight the classic Edison bulbs. The rich Heirloom Bronze and Brushed Nickel finishes adds to the layer of retro design to the warm look. The assortment includes three- and five- down light chandeliers; five-light upright chandelier; a four-light island pendant; one-light pendant; one-light mini pendant; and one-, two-, three- and four-light bath fixtures. All fixtures are California Title 24 compliant and easily convert to LED by purchasing LED lamps sold separately. | CEILING | Belton | Ceiling Lights | Heirloom Bronze | 782 | Steel |  |  |  | Clear Seeded Glass | 3 Candelabra Torpedo 3.5w |  | 3 | Yes | [14 empty] | 0 | [12 empty] | 71.98 | N/A | 215.94 | D:11 1/4'' H:7 1/2'' | 2.64 | 11.25 |  |  | 7.5 | Center Pipe | [6 empty] | No |  | No | [20 empty] | D:11 1/4'' H:1'' Round |  |  |  |  | 6.5 | Black/White |  |  | Hardwired | 0 | 0 | 0 | 1 | 1 | 0 | 0 | 0 | 0 | 0 | 0 | 785652065620 | 13.75 | 14 | 10 | 4 | 1.114 | 250 | Yes | [9 empty] | cETL Damp | BELTON 3L FLUSH MOUNT-782 | Three Light Ceiling Flush Mount |  | 7514503EN-782.png | 7514503EN.jpg
7514503EN-962 | Three Light Ceiling Flush Mount | Influenced by the vintage industrial designs of early 20th Century America, the transitional Belton lighting collection by Sea Gull Lighting has Seeded glass shades that highlight the classic Edison bulbs. The rich Heirloom Bronze and Brushed Nickel finishes adds to the layer of retro design to the warm look. The assortment includes three- and five- down light chandeliers; five-light upright chandelier; a four-light island pendant; one-light pendant; one-light mini pendant; and one-, two-, three- and four-light bath fixtures. All fixtures are California Title 24 compliant and easily convert to LED by purchasing LED lamps sold separately. | CEILING | Belton | Ceiling Lights | Brushed Nickel | 962 | Steel |  |  |  | Clear Seeded Glass | 3 Candelabra Torpedo 3.5w |  | 3 | Yes | [14 empty] | 0 | [12 empty] | 71.98 | N/A | 215.94 | D:11 1/4'' H:7 1/2'' | 2.64 | 11.25 |  |  | 7.5 | Center Pipe | [6 empty] | No |  | No | [20 empty] | D:11 1/4'' H:1'' Round |  |  |  |  | 6.5 | Black/White |  |  | Hardwired | 0 | 0 | 0 | 1 | 1 | 0 | 0 | 0 | 0 | 0 | 0 | 785652065637 | 14.25 | 14 | 10 | 3.9 | 1.155 | 250 | Yes | [9 empty] | cETL Damp | BELTON 3L FLUSH MOUNT-962 | Three Light Ceiling Flush Mount |  | 7514503EN-962.png | 7514503EN.jpg
7518-04 | One Light Wall / Ceiling Semi-Flush Mount | While hanging globes are one of lighting's hottest trends, Sea Gull's timeless Leo Collection has been around for 50 years! Constantly evolving with the times, these classic pendants are now offered with NEW Clear Seeded glass and in Satin Aluminum finish. Adjustable cloth cords allow for unlimited variations of hanging heights. All glass softly diffuse the light, each fixture comes with 54” of cuttable cord to customize the installation exactly to your needs. Easily convert every piece in the collection to LED by purchasing LED replacement lamps sold separately. All fixtures are qualified and California Title 24 compliant and damp rated for use in sheltered, damp environments like bathrooms, covered patios or porches. | CEILING | Leo - Hanging Globe | Ceiling Lights | Satin Aluminum | 4 | Aluminum |  |  |  | Smooth White Glass | 1 Medium A19 60w |  | 1 | No | [14 empty] | 0 | [12 empty] | 27.98 | 55.96 | 83.94 | D:8'' H:9 5/8'' | 2.1 | 8 |  |  | 9.625 | Screw(s) | [6 empty] | No |  | No | [20 empty] | D:5'' H:1 1/2'' Round |  |  |  |  | 6.5 | Black/White |  |  | Hardwired | 0 | 0 | 0 | 0 | 1 | 0 | 0 | 1 | 0 | 0 | 0 | 785652067457 | 13.125 | 9.5 | 9.5 | 2.6 | 0.685 | 250 | Yes | [9 empty] | cETL Damp | LEO H.G. 1L CEILING-04 | One Light Wall / Ceiling Semi-Flush Mount |  | 7518-04.png | 7518.jpg
7518-15 | One Light Wall / Ceiling Semi-Flush Mount | While hanging globes are one of lighting's hottest trends, Sea Gull's timeless Leo Collection has been around for 50 years! Constantly evolving with the times, these classic pendants are now offered with NEW Clear Seeded glass and in Satin Aluminum finish. Adjustable cloth cords allow for unlimited variations of hanging heights. All glass softly diffuse the light, each fixture comes with 54” of cuttable cord to customize the installation exactly to your needs. Easily convert every piece in the collection to LED by purchasing LED replacement lamps sold separately. All fixtures are qualified and California Title 24 compliant and damp rated for use in sheltered, damp environments like bathrooms, covered patios or porches. | CEILING | Leo - Hanging Globe | Ceiling Lights | White | 15 | Aluminum |  |  |  | Smooth White Glass | 1 Medium A19 60w |  | 1 | No | [14 empty] | 0 | [12 empty] | 27.98 | 55.96 | 83.94 | D:8'' H:9 5/8'' | 2.1 | 8 |  |  | 9.625 | Screw(s) | [6 empty] | No |  | No | [20 empty] | D:5'' H:1 1/2'' Round |  |  |  |  | 6.5 | Black/White |  |  | Hardwired | 0 | 0 | 0 | 0 | 1 | 0 | 0 | 1 | 0 | 0 | 0 | 785652067464 | 13.125 | 9.5 | 9.5 | 3 | 0.685 | 175 | Yes | [9 empty] | cETL Damp | LEO H.G. 1L CEILING-15 | One Light Wall / Ceiling Semi-Flush Mount |  | 7518-15.png | 7518.jpg
7518-848 | One Light Wall / Ceiling Semi-Flush Mount | While hanging globes are one of lighting's hottest trends, Sea Gull's timeless Leo Collection has been around for 50 years! Constantly evolving with the times, these classic pendants are now offered with NEW Clear Seeded glass and in Satin Aluminum finish. Adjustable cloth cords allow for unlimited variations of hanging heights. All glass softly diffuse the light, each fixture comes with 54” of cuttable cord to customize the installation exactly to your needs. Easily convert every piece in the collection to LED by purchasing LED replacement lamps sold separately. All fixtures are qualified and California Title 24 compliant and damp rated for use in sheltered, damp environments like bathrooms, covered patios or porches. | CEILING | Leo - Hanging Globe | Ceiling Lights | Satin Bronze | 848 | Steel | Smooth White Glass | D:8" H:7.25" |  |  | 1 Medium A19 60w |  | 1 | No | [14 empty] | 0 | [12 empty] | 27.98 | 55.96 | 83.94 | D:8'' H:9 5/8'' | 2.1 | 8 |  |  | 9.625 | Screw(s) | [6 empty] | No |  | No | [20 empty] | D:5'' H:1 1/2'' Round |  |  |  |  | 6.5 | Black/White |  |  | Hardwired | 0 | 0 | 0 | 0 | 1 | 0 | 0 | 1 | 0 | 0 | 0 | 785652070891 | 13.25 | 9.38 | 9.38 | 2.6 | 0.675 | 250 | Yes | [8 empty] | UL Damp | cUL Damp | LEO H.G. 1L FLSHMNT-848 | One Light Wall / Ceiling Semi-Flush Mount |  | 7518-848.jpg | 7518.jpg
7518EN3-04 | One Light Wall / Ceiling Semi-Flush Mount | While hanging globes are one of lighting's hottest trends, Sea Gull's timeless Leo Collection has been around for 50 years! Constantly evolving with the times, these classic pendants are now offered with NEW Clear Seeded glass and in Satin Aluminum finish. Adjustable cloth cords allow for unlimited variations of hanging heights. All glass softly diffuse the light, each fixture comes with 54” of cuttable cord to customize the installation exactly to your needs. Easily convert every piece in the collection to LED by purchasing LED replacement lamps sold separately. All fixtures are qualified and California Title 24 compliant and damp rated for use in sheltered, damp environments like bathrooms, covered patios or porches. | CEILING | Leo - Hanging Globe | Ceiling Lights | Satin Aluminum | 4 | Aluminum |  |  |  | Smooth White Glass | 1 Medium A19 9.3w |  | 1 | Yes | [14 empty] | 0 | [12 empty] | 34.48 | 68.96 | 103.44 | D:8'' H:9 5/8'' | 2.1 | 8 |  |  | 9.625 | Screw(s) | [6 empty] | No |  | No | [20 empty] | D:5'' H:1 1/2'' Round |  |  |  |  | 6.5 | Black/White |  |  | Hardwired | 0 | 0 | 0 | 1 | 1 | 0 | 0 | 0 | 0 | 0 | 0 | 785652068331 | 13.125 | 9.5 | 9.5 | 2.6 | 0.685 | 250 | Yes | [9 empty] | cETL Damp | LEO H.G. 1L LED CEILING-04 | One Light Wall / Ceiling Semi-Flush Mount |  | 7518EN3-04.png | 7518.jpg
7518EN3-15 | One Light Wall / Ceiling Semi-Flush Mount | While hanging globes are one of lighting's hottest trends, Sea Gull's timeless Leo Collection has been around for 50 years! Constantly evolving with the times, these classic pendants are now offered with NEW Clear Seeded glass and in Satin Aluminum finish. Adjustable cloth cords allow for unlimited variations of hanging heights. All glass softly diffuse the light, each fixture comes with 54” of cuttable cord to customize the installation exactly to your needs. Easily convert every piece in the collection to LED by purchasing LED replacement lamps sold separately. All fixtures are qualified and California Title 24 compliant and damp rated for use in sheltered, damp environments like bathrooms, covered patios or porches. | CEILING | Leo - Hanging Globe | Ceiling Lights | White | 15 | Aluminum |  |  |  | Smooth White Glass | 1 Medium A19 9.3w |  | 1 | Yes | [14 empty] | 0 | [12 empty] | 34.48 | 68.96 | 103.44 | D:8'' H:9 5/8'' | 2.1 | 8 |  |  | 9.625 | Screw(s) | [6 empty] | No |  | No | [20 empty] | D:5'' H:1 1/2'' Round |  |  |  |  | 6.5 | Black/White |  |  | Hardwired | 0 | 0 | 0 | 1 | 1 | 0 | 0 | 0 | 0 | 0 | 0 | 785652068348 | 13.125 | 9.5 | 9.5 | 3 | 0.685 | 175 | Yes | [9 empty] | cETL Damp | LEO H.G. 1L LED CEILING-15 | One Light Wall / Ceiling Semi-Flush Mount |  | 7518EN3-15.png | 7518.jpg
7518EN3-848 | One Light Wall / Ceiling Semi-Flush Mount | While hanging globes are one of lighting's hottest trends, Sea Gull's timeless Leo Collection has been around for 50 years! Constantly evolving with the times, these classic pendants are now offered with NEW Clear Seeded glass and in Satin Aluminum finish. Adjustable cloth cords allow for unlimited variations of hanging heights. All glass softly diffuse the light, each fixture comes with 54” of cuttable cord to customize the installation exactly to your needs. Easily convert every piece in the collection to LED by purchasing LED replacement lamps sold separately. All fixtures are qualified and California Title 24 compliant and damp rated for use in sheltered, damp environments like bathrooms, covered patios or porches. | CEILING | Leo - Hanging Globe | Ceiling Lights | Satin Bronze | 848 | Steel | Smooth White Glass | D:8" H:7.25" |  |  | 1 Medium A19 9.3w |  | 1 | Yes | [14 empty] | 0 | [12 empty] | 34.48 | 68.96 | 103.44 | D:8'' H:9 5/8'' | 2.1 | 8 |  |  | 9.625 | Screw(s) | [6 empty] | No |  | No | [20 empty] | D:5'' H:1 1/2'' Round |  |  |  |  | 6.5 | Black/White |  |  | Hardwired | 0 | 0 | 0 | 1 | 1 | 0 | 0 | 0 | 0 | 0 | 0 | 785652072499 | 13.25 | 9.38 | 9.38 | 2.6 | 0.675 | 250 | Yes | [8 empty] | UL Damp | cUL Damp | LEO H.G. 1L LED FLSHMNT-848 | One Light Wall / Ceiling Semi-Flush Mount |  | 7518EN3-848-1.jpg | 7518EN3.jpg
7524902-846 | Two Light Flush Mount | The transitional Socorro lighting collection by Sea Gull Lighting features a classic, barbed Quatrefoil profile - wholly updated by combining a distressed Cerused Oak finish on the decorative silhouette with the rich Stardust finish on the metal bobeches and decorative strapping to create undeniable rustic charm. While still offered in its original finish Stardust, the Socorro has been beautifully updated with our popular Washed Pine and Chrome finish to offer a modern take on this timeless industrial beauty. The collection includes a four-light mini-chandelier, medium and large six-light chandeliers, and four-light and six-light hall / foyer pendants. Incandescent candelabra base lamping. | CEILING | Socorro | Ceiling Lights | Stardust / Cerused Oak | 846 / 735 | Steel |  |  |  |  | 2 Medium A19 60w |  | 2 | No | [14 empty] | 0 | [12 empty] | 74.5 | N/A | 223.5 | D:13 1/2'' H:7 1/2'' |  | 13.5 |  |  | 7.5 | Cap Nuts | [6 empty] | No |  | No | [20 empty] | D:13'' H:3/4'' Round |  |  |  |  | 6.5 | Black/White |  |  | Hardwired | 0 | 0 | 0 | 0 | 1 | 0 | 0 | 1 | 0 | 0 | 0 | 785652078033 | 18.5 | 18.5 | 13.25 | 6.9 | 2.624 | 250 | Yes | [9 empty] | cETL Damp | SOCORRO 2L FLUSH MOUNT-846 | Two Light Flush Mount |  | 7524902-846.jpg | 7524902.jpg
7526304-872 | Four Light Ceiling Flush Mount | The hand applied finishes on Thornwood exude authenticity, combining the tactile with the time-worn. Perfect proportions and honest functionality complete the package. The Thornwood lighting collection offers three-light, four-light and eight-like chandeliers, an eight-light linear, four-light foyer chandelier, and a two-light wall sconce. The two-light wall sconce is Damp Rated. Available in Washed Pine and a Weathered Iron Finish. | CEILING | Thornwood | Ceiling Lights | Washed Pine / Weathered Iron | 872 / 819 | Steel |  |  |  |  | 4 Candelabra B10 Torpedo 60w |  | 4 | No | [14 empty] | 0 | [12 empty] | 110.48 | 220.96 | 331.44 | L:14'' W:14'' H:10 1/4'' | 5.61 |  | 14 | 14 | 10.25 | Cap Nuts | [6 empty] | No |  | No | [20 empty] | D:5'' H:7/8'' Round |  |  |  |  | 6.5 | Black/White |  |  | Hardwired | 0 | 0 | 0 | 0 | 1 | 0 | 0 | 1 | 0 | 0 | 0 | 785652070310 | 16 | 16 | 12.75 | 7.5 | 1.889 | 175 | Yes | [9 empty] | cETL Damp | THORNWOOD 4L FLSHMNT-872 | Four Light Ceiling Flush Mount |  | 7526304-872.jpg | 7526304.jpg
7526304EN-872 | Four Light Ceiling Flush Mount | The hand applied finishes on Thornwood exude authenticity, combining the tactile with the time-worn. Perfect proportions and honest functionality complete the package. The Thornwood lighting collection offers three-light, four-light and eight-like chandeliers, an eight-light linear, four-light foyer chandelier, and a two-light wall sconce. The two-light wall sconce is Damp Rated. Available in Washed Pine and a Weathered Iron Finish. | CEILING | Thornwood | Ceiling Lights | Washed Pine / Weathered Iron | 872 / 819 | Steel |  |  |  |  | 4 Candelabra B10 Torpedo 3.5w |  | 4 | Yes | [14 empty] | 0 | [12 empty] | 132.48 | 264.96 | 397.44 | L:14'' W:14'' H:10 1/4'' | 5.61 |  | 14 | 14 | 10.25 | Cap Nuts | [6 empty] | No |  | No | [20 empty] | D:5'' H:7/8'' Round |  |  |  |  | 6.5 | Black/White |  |  | Hardwired | 0 | 0 | 0 | 1 | 1 | 0 | 0 | 0 | 0 | 0 | 0 | 785652071997 | 16 | 16 | 12.75 | 7.5 | 1.889 | 175 | Yes | [9 empty] | cETL Damp | THORNWOOD 4L LED FLSHMNT-872 | Four Light Ceiling Flush Mount |  | 7526304EN-872.jpg | 7526304EN.jpg
7527803-839 | Three Light Ceiling Flush Mount | The Morill lighting collection by Sea Gull Lighting combines retro and industrial trends to make an impactful design statement. The warm, textured Blacksmith finish contrasts dramatically with the goblet-shaped, Clear Seeded glass shades which are especially dramatic when used with antique style Edison light bulbs, making the fixtures the perfect addition to any space. The rich Blacksmith finish adds another layer of retro design to the warm look. The assortment includes three-, five- and nine-light chandeliers; a three-light foyer pendant; a one-light sconce; and two-, three- and four-light bath vanity fixtures. All fixtures are California Title 24 compliant and easily convert to LED by purchasing LED lamps sold separately. | CEILING | Morill | Ceiling Lights | Blacksmith | 839 | Steel |  |  |  | Clear Seeded Glass | 3 Candelabra Torpedo 40w |  | 3 | No | [14 empty] | 0 | [12 empty] | 54.48 | 108.96 | 163.44 | D:11 1/4'' H:7 1/2'' | 2.64 | 11.25 |  |  | 7.5 | Center Pipe | [6 empty] | No |  | No | [20 empty] | D:11 1/4'' H:1'' Round |  |  |  |  | 6.5 | Black/White |  |  | Hardwired | 0 | 0 | 0 | 0 | 1 | 0 | 0 | 1 | 0 | 0 | 0 | 785652060984 | 14.25 | 14.25 | 10 | 3.7 | 1.175 | 250 | Yes | [9 empty] | cETL Damp | MORILL 3L FLUSH MOUNT-839 | Three Light Ceiling Flush Mount |  | 7527803-839.png | 7527803.jpg
7527803EN-839 | Three Light Ceiling Flush Mount | The Morill lighting collection by Sea Gull Lighting combines retro and industrial trends to make an impactful design statement. The warm, textured Blacksmith finish contrasts dramatically with the goblet-shaped, Clear Seeded glass shades which are especially dramatic when used with antique style Edison light bulbs, making the fixtures the perfect addition to any space. The rich Blacksmith finish adds another layer of retro design to the warm look. The assortment includes three-, five- and nine-light chandeliers; a three-light foyer pendant; a one-light sconce; and two-, three- and four-light bath vanity fixtures. All fixtures are California Title 24 compliant and easily convert to LED by purchasing LED lamps sold separately. | CEILING | Morill | Ceiling Lights | Blacksmith | 839 | Steel |  |  |  | Clear Seeded Glass | 3 Candelabra Torpedo 3.5w |  | 3 | Yes | [14 empty] | 0 | [12 empty] | 72.48 | 144.96 | 217.44 | D:11 1/4'' H:7 1/2'' | 2.64 | 11.25 |  |  | 7.5 | Center Pipe | [6 empty] | No |  | No | [20 empty] | D:11 1/4'' H:1'' Round |  |  |  |  | 6.5 | Black/White |  |  | Hardwired | 0 | 0 | 0 | 1 | 1 | 0 | 0 | 0 | 0 | 0 | 0 | 785652065644 | 14.25 | 14.25 | 10 | 3.7 | 1.175 | 250 | Yes | [9 empty] | cETL Damp | MORILL 3L FLUSH MOUNT-839 | Three Light Ceiling Flush Mount |  | 7527803EN-839.png | 7527803EN.jpg
75291BLE-57 |  | Our Colonial-inspired Plymouth Collection is a perfect fit for both casual and formal homes. Inspired by a period in American History when decorative elements first began to displace pure utilitarian objects, Plymouth offers a hint of the romance of that era. A braided rope detail is featured on the outer arms, adding a special twist to the design. | Fluorescent Ceiling | Plymouth |  | Weathered Pewter | 57 | Steel | [6 empty] | 0 | No | [27 empty] | 59 | 118 | 177 | [13 empty] | No |  | No | [30 empty] | 0 | 0 | 1 | 0 | 0 | 0 | 0 | 0 | 0 | 0 | 0 | 785652229213 | [17 empty] | FLUORESCENT FLUSH MOUNT |  |  | 75291BLE-57.jpg | 75291BLE.jpg
7537302-782 | Two Light Ceiling Flush Mount | Elmwood Park by Sea Gull Collection has clear glass tube shades with an inner white glass element that softens the light and helps cast an even glow. A cylinder of etched glass is centered within a larger cylinder of clear glass which encircles each light bulb to create this stunning visual effect. The full assortment includes three-, five-and nine-light chandeliers, a four-light linear, one-light mini pendant, a three-light pendant, a two-light semi flush which is convertible into a pendant, and one-, two-, three- and four-light bath fixtures. All fixtures offered in either a Brushed Nickel or Brushed Oil Rubbed Bronze. Incandescent and ENERGY STAR-qualified LED lamping are available; all fixtures are California Title 24 compliant. | CEILING | Elmwood Park | Ceiling Lights | Heirloom Bronze | 782 | Steel | Clear Glass | D:14" H:5.375" |  |  | 2 Medium A19 60w |  | 2 | No | [14 empty] | 0 | [12 empty] | 97.98 | 195.96 | 293.94 | D:14'' H:6 1/8'' | 9.9 | 14 |  |  | 6.125 | Key Slots | [6 empty] | No |  | No | [20 empty] | D:12 1/4'' H:3/4'' Round |  |  |  |  | 6.5 | Black/White |  |  | Hardwired | 0 | 0 | 0 | 0 | 1 | 0 | 0 | 1 | 0 | 0 | 0 | 785652070051 | 17.75 | 17.5 | 10.75 | 10.9 | 1.932 | 175 | Yes | [9 empty] | cETL Damp | ELMWOOD PARK 2L FLSHMNT-782 | Two Light Ceiling Flush Mount |  | 7537302-782.jpg | 7537302.jpg
7537302-962 | Two Light Ceiling Flush Mount | Elmwood Park by Sea Gull Collection has clear glass tube shades with an inner white glass element that softens the light and helps cast an even glow. A cylinder of etched glass is centered within a larger cylinder of clear glass which encircles each light bulb to create this stunning visual effect. The full assortment includes three-, five-and nine-light chandeliers, a four-light linear, one-light mini pendant, a three-light pendant, a two-light semi flush which is convertible into a pendant, and one-, two-, three- and four-light bath fixtures. All fixtures offered in either a Brushed Nickel or Brushed Oil Rubbed Bronze. Incandescent and ENERGY STAR-qualified LED lamping are available; all fixtures are California Title 24 compliant. | CEILING | Elmwood Park | Ceiling Lights | Brushed Nickel | 962 | Steel | Satin Etched Glass | D:12" H:4.5" |  |  | 2 Medium A19 60w |  | 2 | No | [14 empty] | 0 | [12 empty] | 97.98 | 195.96 | 293.94 | D:14'' H:6 1/8'' | 9.9 | 14 |  |  | 6.125 | Key Slots | [6 empty] | No |  | No | [20 empty] | D:12 1/4'' H:3/4'' Round |  |  |  |  | 6.5 | Black/White |  |  | Hardwired | 0 | 0 | 0 | 0 | 1 | 0 | 0 | 1 | 0 | 0 | 0 | 785652070082 | 17.75 | 17.75 | 11 | 11 | 2.006 | 175 | Yes | [9 empty] | cETL Damp | ELMWOOD PARK 2L FLSHMNT-962 | Two Light Ceiling Flush Mount |  | 7537302-962.jpg | 7537302.jpg
7537302EN3-782 | Two Light Ceiling Flush Mount | Elmwood Park by Sea Gull Collection has clear glass tube shades with an inner white glass element that softens the light and helps cast an even glow. A cylinder of etched glass is centered within a larger cylinder of clear glass which encircles each light bulb to create this stunning visual effect. The full assortment includes three-, five-and nine-light chandeliers, a four-light linear, one-light mini pendant, a three-light pendant, a two-light semi flush which is convertible into a pendant, and one-, two-, three- and four-light bath fixtures. All fixtures offered in either a Brushed Nickel or Brushed Oil Rubbed Bronze. Incandescent and ENERGY STAR-qualified LED lamping are available; all fixtures are California Title 24 compliant. | CEILING | Elmwood Park | Ceiling Lights | Heirloom Bronze | 782 | Steel | Clear Glass | D:14" H:5.375" |  |  | 2 Medium A19 9.3w |  | 2 | Yes | [14 empty] | 0 | [12 empty] | 109.48 | 218.96 | 328.44 | D:14'' H:6 1/8'' | 9.9 | 14 |  |  | 6.125 | Key Slots | [6 empty] | No |  | No | [20 empty] | D:12 1/4'' H:3/4'' Round |  |  |  |  | 6.5 | Black/White |  |  | Hardwired | 0 | 0 | 0 | 1 | 1 | 0 | 0 | 0 | 0 | 0 | 0 | 785652071775 | 17.75 | 17.5 | 10.75 | 19.9 | 1.932 | 93 | Yes | [9 empty] | cETL Damp | ELMWOOD PRK 2L LED FLSHMNT-782 | Two Light Ceiling Flush Mount |  | 7537302EN3-782.jpg | 7537302EN3.jpg
7537302EN3-962 | Two Light Ceiling Flush Mount | Elmwood Park by Sea Gull Collection has clear glass tube shades with an inner white glass element that softens the light and helps cast an even glow. A cylinder of etched glass is centered within a larger cylinder of clear glass which encircles each light bulb to create this stunning visual effect. The full assortment includes three-, five-and nine-light chandeliers, a four-light linear, one-light mini pendant, a three-light pendant, a two-light semi flush which is convertible into a pendant, and one-, two-, three- and four-light bath fixtures. All fixtures offered in either a Brushed Nickel or Brushed Oil Rubbed Bronze. Incandescent and ENERGY STAR-qualified LED lamping are available; all fixtures are California Title 24 compliant. | CEILING | Elmwood Park | Ceiling Lights | Brushed Nickel | 962 | Steel | Satin Etched Glass | D:12" H:4.5" |  |  | 2 Medium A19 9.3w |  | 2 | Yes | [14 empty] | 0 | [12 empty] | 109.48 | 218.96 | 328.44 | D:14'' H:6 1/8'' | 9.9 | 14 |  |  | 6.125 | Key Slots | [6 empty] | No |  | No | [20 empty] | D:12 1/4'' H:3/4'' Round |  |  |  |  | 6.5 | Black/White |  |  | Hardwired | 0 | 0 | 0 | 1 | 1 | 0 | 0 | 0 | 0 | 0 | 0 | 785652071782 | 17.75 | 17.75 | 11 | 11 | 2.006 | 175 | Yes | [9 empty] | cETL Damp | ELMWOOD PRK 2L LED FLSHMNT-962 | Two Light Ceiling Flush Mount |  | 7537302EN3-962.jpg | 7537302EN3.jpg
75381EN3-829 | Two Light Ceiling Flush Mount | The Parkview lighting collection by Sea Gull Lighting is a fabulous collection in a Russet Bronze finish with Ginger glass or an Antique Brushed Nickel finish with Satin Etched glass. The styling lends sophistication and old world charm to any setting. Make a statement that will impress your guests with Parkview. The assortment includes 15-light, nine-light, and five-light chandeliers, pendants in five sizes, both flush and semi-flush ceiling fixtures, as well as two-light, three-light and four-light wall/bath fixtures. Both incandescent lamping and ENERGY STAR-qualified LED lamping are available. Most of these fixtures easily convert to LED by purchasing LED replacement lamps sold separately. | CEILING | Parkview | Ceiling Lights | Russet Bronze | 829 | Steel |  |  |  | Ginger Glass | 2 Medium A19 9.3w |  | 2 | Yes | [14 empty] | 0 | [12 empty] | 90.75 | 181.5 | 272.25 | D:15'' H:8 1/4'' | 6 | 15 |  |  | 8.25 | Key Slots | [6 empty] | No |  | No | 5 | 13 |  |  | 172.0 X 20.0 mm | [20 empty] | 6.5 | Black/White |  | N/A | Hardwired | 0 | 0 | 0 | 1 | 1 | 0 | 0 | 0 | 0 | 0 | 0 | 785652055577 | 17.5 | 17.5 | 10 | 7.5 | 1.772 | 175 | Yes | [8 empty] | UL Damp | cUL Damp | PARKVIEW 2L CEILING-829 | Two Light Ceiling Flush Mount |  | 75381EN3-829.jpg | 75381.jpg
75434-05 | One Light Ceiling Flush Mount | The Nash flush mount ceiling fixtures by Sea Gull Lighting provide a clean, subtle look with a designer finish. Offered in Chrome, Brushed Nickel, Satin Bronze, White and Heirloom Bronze finishes, the assortment includes one-light, two-light and three-light flush mounts. Installation and bulb changing is easy with a twist and lock glass shade - no screws or glass holders to lose. Incandescent, Integrated LED, and ENERGY STAR-qualified LED lamping are available. All fixtures are Damp Rated and California Title 24 compliant. | CEILING | Nash | Ceiling Lights | Chrome | 5 | Steel |  |  |  | Satin Etched Glass | 1 Medium A19 60w |  | 1 | No | [14 empty] | 0 | [12 empty] | 24.98 | 49.96 | 74.94 | D:11 1/2'' H:4'' | 2.9 | 11.5 |  |  | 4 | Cap Nuts | [6 empty] | No |  | No | [25 empty] | 6.5 | Black/White |  |  | Hardwired | 0 | 0 | 0 | 0 | 1 | 0 | 0 | 1 | 0 | 0 | 0 | 785652243547 | 13.25 | 13 | 5.5 | 3.2 | 0.548 | 175 | Yes | [8 empty] | C-UL-US Damp |  | NASH 1L FLUSH MOUNT-05 | One Light Ceiling Flush Mount |  | 75435-05.jpg | 75434.jpg
75434-15 | One Light Ceiling Flush Mount | The Nash flush mount ceiling fixtures by Sea Gull Lighting provide a clean, subtle look with a designer finish. Offered in Chrome, Brushed Nickel, Satin Bronze, White and Heirloom Bronze finishes, the assortment includes one-light, two-light and three-light flush mounts. Installation and bulb changing is easy with a twist and lock glass shade - no screws or glass holders to lose. Incandescent, Integrated LED, and ENERGY STAR-qualified LED lamping are available. All fixtures are Damp Rated and California Title 24 compliant. | CEILING | Nash | Ceiling Lights | White | 15 | Steel |  |  |  | Satin Etched Glass | 1 Medium A19 60w |  | 1 | No | [14 empty] | 0 | [12 empty] | 26.48 | 52.96 | 79.44 | D:11 1/2'' H:4'' | 2.9 | 11.5 |  |  | 4 | Cap Nuts | [6 empty] | No |  | No | [25 empty] | 6.5 | Black/White |  |  | Hardwired | 0 | 0 | 0 | 0 | 1 | 0 | 0 | 1 | 0 | 0 | 0 | 785652159145 | 13.58 | 13.58 | 5.25 | 4 | 0.56 | 125 | Yes | [8 empty] | C-UL-US Damp |  | NASH 1L FLUSH MOUNT-15 | One Light Ceiling Flush Mount |  | 75434-15.jpg | 75434.jpg
75434-782 | One Light Ceiling Flush Mount | The Nash flush mount ceiling fixtures by Sea Gull Lighting provide a clean, subtle look with a designer finish. Offered in Chrome, Brushed Nickel, Satin Bronze, White and Heirloom Bronze finishes, the assortment includes one-light, two-light and three-light flush mounts. Installation and bulb changing is easy with a twist and lock glass shade - no screws or glass holders to lose. Incandescent, Integrated LED, and ENERGY STAR-qualified LED lamping are available. All fixtures are Damp Rated and California Title 24 compliant. | CEILING | Nash | Ceiling Lights | Heirloom Bronze | 782 | Steel |  |  |  | Satin Etched Glass | 1 Medium A19 60w |  | 1 | No | [14 empty] | 0 | [12 empty] | 26.48 | 52.96 | 79.44 | D:11 1/2'' H:4'' | 2.9 | 11.5 |  |  | 4 | Cap Nuts | [6 empty] | No |  | No | [25 empty] | 6.5 | Black/White |  |  | Hardwired | 0 | 0 | 0 | 0 | 1 | 0 | 0 | 1 | 0 | 0 | 0 | 785652159152 | 13.25 | 13 | 5.5 | 3.2 | 0.548 | 175 | Yes | [8 empty] | C-UL-US Damp |  | NASH 1L FLUSH MOUNT-782 | One Light Ceiling Flush Mount |  | 75434-782.jpg | 75434.jpg
75434-848 | One Light Ceiling Flush Mount | The Nash flush mount ceiling fixtures by Sea Gull Lighting provide a clean, subtle look with a designer finish. Offered in Chrome, Brushed Nickel, Satin Bronze, White and Heirloom Bronze finishes, the assortment includes one-light, two-light and three-light flush mounts. Installation and bulb changing is easy with a twist and lock glass shade - no screws or glass holders to lose. Incandescent, Integrated LED, and ENERGY STAR-qualified LED lamping are available. All fixtures are Damp Rated and California Title 24 compliant. | CEILING | Nash | Ceiling Lights | Satin Bronze | 848 | Steel |  |  |  | Satin Etched Glass | 1 Medium A19 60w |  | 1 | No | [14 empty] | 0 | [12 empty] | 24.98 | 49.96 | 74.94 | D:11 1/2'' H:4'' | 2.9 | 11.5 |  |  | 4 | Cap Nuts | [6 empty] | No |  | No | [25 empty] | 6.5 | Black/White |  |  | Hardwired | 0 | 0 | 0 | 0 | 1 | 0 | 0 | 1 | 0 | 0 | 0 | 785652243554 | 12.5 | 12.5 | 6 | 3.3 | 0.543 | 125 | Yes | [8 empty] | C-UL-US Damp |  | NASH 1L FLUSH MOUNT-848 | One Light Ceiling Flush Mount |  | 75435-848.jpg | 75434.jpg
7543493S-05 | Small LED Ceiling Flush Mount | The Nash flush mount ceiling fixtures by Sea Gull Lighting provide a clean, subtle look with a designer finish. Offered in Chrome, Brushed Nickel, Satin Bronze, White and Heirloom Bronze finishes, the assortment includes one-light, two-light and three-light flush mounts. Installation and bulb changing is easy with a twist and lock glass shade - no screws or glass holders to lose. Incandescent, Integrated LED, and ENERGY STAR-qualified LED lamping are available. All fixtures are Damp Rated and California Title 24 compliant. | CEILING | Nash | Ceiling Lights | Chrome | 5 | Steel |  |  |  | Satin Etched Glass |  |  | 1 | No | 1000 | 3000 | 90 | 14 | 120 | 19 - Integrated | MODS - Modules |  | 5 | 100 | LED | 14 | 14 | 50000 | 0 | [12 empty] | 38.48 | 76.96 | 115.44 | D:11 1/2'' H:4'' | 2.9 | 11.5 |  |  | 4 | Cap Nuts | [6 empty] | No |  | No | [25 empty] | 6.5 | Black/White |  |  | Hardwired | 0 | 0 | 0 | 0 | 1 | 0 | 0 | 0 | 0 | 0 | 0 | 785652064715 | 13 | 12.75 | 6.5 | 4 | 0.623 | 125 | Yes | [8 empty] | C-UL-US Damp |  | NASH LED FLUSH MOUNT-05 | Small LED Ceiling Flush Mount |  | 7543493S-05.jpg | 75434.jpg
7543493S-15 | Small LED Ceiling Flush Mount | The Nash flush mount ceiling fixtures by Sea Gull Lighting provide a clean, subtle look with a designer finish. Offered in Chrome, Brushed Nickel, Satin Bronze, White and Heirloom Bronze finishes, the assortment includes one-light, two-light and three-light flush mounts. Installation and bulb changing is easy with a twist and lock glass shade - no screws or glass holders to lose. Incandescent, Integrated LED, and ENERGY STAR-qualified LED lamping are available. All fixtures are Damp Rated and California Title 24 compliant. | CEILING | Nash | Ceiling Lights | White | 15 | Steel |  |  |  | Satin Etched Glass |  |  | 1 | No | 1000 | 3000 | 90 | 14 | 120 | 19 - Integrated | MODS - Modules |  | 5 | 100 | LED | 14 | 14 | 50000 | 0 | [12 empty] | 37.48 | 74.96 | 112.44 | D:11 1/2'' H:4'' | 2.9 | 11.5 |  |  | 4 | Cap Nuts | [6 empty] | No |  | No | [25 empty] | 6.5 | Black/White |  |  | Hardwired | 0 | 0 | 0 | 0 | 1 | 0 | 0 | 0 | 0 | 0 | 0 | 785652064722 | 13 | 12.75 | 6.5 | 4 | 0.623 | 125 | Yes | [8 empty] | C-UL-US Damp |  | NASH LED FLUSH MOUNT-15 | Small LED Ceiling Flush Mount |  | 7543493S-15.jpg | 75434.jpg
7543493S-782 | Small LED Ceiling Flush Mount | The Nash flush mount ceiling fixtures by Sea Gull Lighting provide a clean, subtle look with a designer finish. Offered in Chrome, Brushed Nickel, Satin Bronze, White and Heirloom Bronze finishes, the assortment includes one-light, two-light and three-light flush mounts. Installation and bulb changing is easy with a twist and lock glass shade - no screws or glass holders to lose. Incandescent, Integrated LED, and ENERGY STAR-qualified LED lamping are available. All fixtures are Damp Rated and California Title 24 compliant. | CEILING | Nash | Ceiling Lights | Heirloom Bronze | 782 | Steel |  |  |  | Satin Etched Glass |  |  | 1 | No | 1000 | 30000 | 90 | 14 | 120 | 19 - Integrated | MODS - Modules |  | 5 | 100 | LED | 14 | 14 | 50000 | 0 | [12 empty] | 37.48 | 74.96 | 112.44 | D:11 1/2'' H:4'' | 2.9 | 11.5 |  |  | 4 | Cap Nuts | [6 empty] | No |  | No | [25 empty] | 6.5 | Black/White |  |  | Hardwired | 0 | 0 | 0 | 0 | 1 | 0 | 0 | 0 | 0 | 0 | 0 | 785652064739 | 13 | 12.75 | 6.5 | 4 | 0.623 | 125 | Yes | [8 empty] | C-UL-US Damp |  | NASH LED FLUSH MOUNT-782 | Small LED Ceiling Flush Mount |  | 7543493S-782.jpg | 75434.jpg
7543493S-848 | Small LED Ceiling Flush Mount | The Nash flush mount ceiling fixtures by Sea Gull Lighting provide a clean, subtle look with a designer finish. Offered in Chrome, Brushed Nickel, Satin Bronze, White and Heirloom Bronze finishes, the assortment includes one-light, two-light and three-light flush mounts. Installation and bulb changing is easy with a twist and lock glass shade - no screws or glass holders to lose. Incandescent, Integrated LED, and ENERGY STAR-qualified LED lamping are available. All fixtures are Damp Rated and California Title 24 compliant. | CEILING | Nash | Ceiling Lights | Satin Bronze | 848 | Steel |  |  |  | Satin Etched Glass |  |  | 1 | No | 1000 | 3000 | 90 | 14 | 120 | 19 - Integrated | MODS - Modules |  | 5 | 100 | LED | 14 | 14 | 50000 | 0 | [12 empty] | 37.48 | 74.96 | 112.44 | D:11 1/2'' H:4'' | 2.9 | 11.5 |  |  | 4 | Cap Nuts | [6 empty] | No |  | No | [25 empty] | 6.5 | Black/White |  |  | Hardwired | 0 | 0 | 0 | 0 | 1 | 0 | 0 | 0 | 0 | 0 | 0 | 785652064746 | 13 | 12.75 | 6.5 | 4 | 0.623 | 125 | Yes | [8 empty] | C-UL-US Damp |  | NASH LED FLUSH MOUNT-848 | Small LED Ceiling Flush Mount |  | 7543493S-848.jpg | 75434.jpg
7543493S-962 | Small LED Ceiling Flush Mount | The Nash flush mount ceiling fixtures by Sea Gull Lighting provide a clean, subtle look with a designer finish. Offered in Chrome, Brushed Nickel, Satin Bronze, White and Heirloom Bronze finishes, the assortment includes one-light, two-light and three-light flush mounts. Installation and bulb changing is easy with a twist and lock glass shade - no screws or glass holders to lose. Incandescent, Integrated LED, and ENERGY STAR-qualified LED lamping are available. All fixtures are Damp Rated and California Title 24 compliant. | CEILING | Nash | Ceiling Lights | Brushed Nickel | 962 | Steel |  |  |  | Satin Etched Glass |  |  | 1 | No | 1000 | 3000 | 90 | 14 | 120 | 19 - Integrated | MODS - Modules |  | 5 | 100 | LED | 14 | 14 | 50000 | 0 | [12 empty] | 37.48 | 74.96 | 112.44 | D:11 1/2'' H:4'' | 2.9 | 11.5 |  |  | 4 | Cap Nuts | [6 empty] | No |  | No | [25 empty] | 6.5 | Black/White |  |  | Hardwired | 0 | 0 | 0 | 0 | 1 | 0 | 0 | 0 | 0 | 0 | 0 | 785652064753 | 13 | 13 | 5.25 | 3.1 | 0.513 | 125 | Yes | [8 empty] | C-UL-US Damp |  | NASH LED FLUSH MOUNT-962 | Small LED Ceiling Flush Mount |  | 7543493S-962.jpg | 75434.jpg
75434-962 | One Light Ceiling Flush Mount | The Nash flush mount ceiling fixtures by Sea Gull Lighting provide a clean, subtle look with a designer finish. Offered in Chrome, Brushed Nickel, Satin Bronze, White and Heirloom Bronze finishes, the assortment includes one-light, two-light and three-light flush mounts. Installation and bulb changing is easy with a twist and lock glass shade - no screws or glass holders to lose. Incandescent, Integrated LED, and ENERGY STAR-qualified LED lamping are available. All fixtures are Damp Rated and California Title 24 compliant. | CEILING | Nash | Ceiling Lights | Brushed Nickel | 962 | Steel |  |  |  | Satin Etched Glass | 1 Medium A19 60w |  | 1 | No | [14 empty] | 0 | [12 empty] | 26.48 | 52.96 | 79.44 | D:11 1/2'' H:4'' | 2.9 | 11.5 |  |  | 4 | Cap Nuts | [6 empty] | No |  | No | [25 empty] | 6.5 | Black/White |  |  | Hardwired | 0 | 0 | 0 | 0 | 1 | 0 | 0 | 1 | 0 | 0 | 0 | 785652159169 | 13.58 | 13.58 | 5.25 | 4 | 0.56 | 125 | Yes | [8 empty] | C-UL-US Damp |  | NASH 1L FLUSH MOUNT-962 | One Light Ceiling Flush Mount |  | 75434-962.jpg | 75434.jpg
75434EN3-05 | One Light Ceiling Flush Mount | The Nash flush mount ceiling fixtures by Sea Gull Lighting provide a clean, subtle look with a designer finish. Offered in Chrome, Brushed Nickel, Satin Bronze, White and Heirloom Bronze finishes, the assortment includes one-light, two-light and three-light flush mounts. Installation and bulb changing is easy with a twist and lock glass shade - no screws or glass holders to lose. Incandescent, Integrated LED, and ENERGY STAR-qualified LED lamping are available. All fixtures are Damp Rated and California Title 24 compliant. | CEILING | Nash | Ceiling Lights | Chrome | 5 | Steel | Satin Etched Glass | D:9" H:3.25" |  |  | 1 Medium A19 9.3w |  | 1 | Yes | [14 empty] | 0 | [12 empty] | 29.48 | 58.96 | 88.44 | D:11 1/2'' H:4'' | 2.9 | 11.5 |  |  | 4 | Cap Nuts | [6 empty] | No |  | No | [25 empty] | 6.5 | Black/White |  |  | Hardwired | 0 | 0 | 0 | 1 | 1 | 0 | 0 | 0 | 0 | 0 | 0 | 785652051661 | 13 | 13 | 6.75 | 4 | 0.66 | 125 | Yes | [8 empty] | UL Damp | cUL Damp | NASH 1L FLUSH MOUNT-05 | One Light Ceiling Flush Mount |  | 75434EN3-05.jpg | 75434.jpg
75434EN3-15 | One Light Ceiling Flush Mount | The Nash flush mount ceiling fixtures by Sea Gull Lighting provide a clean, subtle look with a designer finish. Offered in Chrome, Brushed Nickel, Satin Bronze, White and Heirloom Bronze finishes, the assortment includes one-light, two-light and three-light flush mounts. Installation and bulb changing is easy with a twist and lock glass shade - no screws or glass holders to lose. Incandescent, Integrated LED, and ENERGY STAR-qualified LED lamping are available. All fixtures are Damp Rated and California Title 24 compliant. | CEILING | Nash | Ceiling Lights | White | 15 | Steel | Satin Etched Glass | D:9" H:3.25" |  |  | 1 Medium A19 9.3w |  | 1 | Yes | [14 empty] | 0 | [12 empty] | 31.98 | 63.96 | 95.94 | D:11 1/2'' H:4'' | 2.9 | 11.5 |  |  | 4 | Cap Nuts | [6 empty] | No |  | No | [25 empty] | 6.5 | Black/White |  |  | Hardwired | 0 | 0 | 0 | 1 | 1 | 0 | 0 | 0 | 0 | 0 | 0 | 785652051678 | 13.58 | 13.58 | 5.25 | 4 | 0.56 | 125 | Yes | [8 empty] | UL Damp | cUL Damp | NASH 1L FLUSH MOUNT-15 | One Light Ceiling Flush Mount |  | 75434EN3-15.jpg | 75434.jpg
75434EN3-782 | One Light Ceiling Flush Mount | The Nash flush mount ceiling fixtures by Sea Gull Lighting provide a clean, subtle look with a designer finish. Offered in Chrome, Brushed Nickel, Satin Bronze, White and Heirloom Bronze finishes, the assortment includes one-light, two-light and three-light flush mounts. Installation and bulb changing is easy with a twist and lock glass shade - no screws or glass holders to lose. Incandescent, Integrated LED, and ENERGY STAR-qualified LED lamping are available. All fixtures are Damp Rated and California Title 24 compliant. | CEILING | Nash | Ceiling Lights | Heirloom Bronze | 782 | Steel |  |  |  | Satin Etched Glass | 1 Medium A19 9.3w |  | 1 | Yes | [14 empty] | 0 | [12 empty] | 31.98 | 63.96 | 95.94 | D:11 1/2'' H:4'' | 2.9 | 11.5 |  |  | 4 | Cap Nuts | [6 empty] | No |  | No | [25 empty] | 6.5 | Black/White |  |  | Hardwired | 0 | 0 | 0 | 1 | 1 | 0 | 0 | 0 | 0 | 0 | 0 | 785652051685 | 13 | 13 | 6.75 | 4 | 0.66 | 125 | Yes | [8 empty] | UL Damp | cUL Damp | NASH 1L FLUSH MOUNT-782 | One Light Ceiling Flush Mount |  | 75434EN3-782.jpg | 75434.jpg
75434EN3-848 | One Light Ceiling Flush Mount | The Nash flush mount ceiling fixtures by Sea Gull Lighting provide a clean, subtle look with a designer finish. Offered in Chrome, Brushed Nickel, Satin Bronze, White and Heirloom Bronze finishes, the assortment includes one-light, two-light and three-light flush mounts. Installation and bulb changing is easy with a twist and lock glass shade - no screws or glass holders to lose. Incandescent, Integrated LED, and ENERGY STAR-qualified LED lamping are available. All fixtures are Damp Rated and California Title 24 compliant. | CEILING | Nash | Ceiling Lights | Satin Bronze | 848 | Steel | Satin Etched Glass | D:9" H:3.25" |  |  | 1 Medium A19 9.3w |  | 1 | Yes | [14 empty] | 0 | [12 empty] | 29.48 | 58.96 | 88.44 | D:11 1/2'' H:4'' | 2.9 | 11.5 |  |  | 4 | Cap Nuts | [6 empty] | No |  | No | [25 empty] | 6.5 | Black/White |  |  | Hardwired | 0 | 0 | 0 | 1 | 1 | 0 | 0 | 0 | 0 | 0 | 0 | 785652051692 | 13 | 13 | 6.75 | 4 | 0.66 | 125 | Yes | [8 empty] | UL Damp | cUL Damp | NASH 1L FLUSH MOUNT-848 | One Light Ceiling Flush Mount |  | 75434EN3-848.jpg | 75434.jpg
75434EN3-962 | One Light Ceiling Flush Mount | The Nash flush mount ceiling fixtures by Sea Gull Lighting provide a clean, subtle look with a designer finish. Offered in Chrome, Brushed Nickel, Satin Bronze, White and Heirloom Bronze finishes, the assortment includes one-light, two-light and three-light flush mounts. Installation and bulb changing is easy with a twist and lock glass shade - no screws or glass holders to lose. Incandescent, Integrated LED, and ENERGY STAR-qualified LED lamping are available. All fixtures are Damp Rated and California Title 24 compliant. | CEILING | Nash | Ceiling Lights | Brushed Nickel | 962 | Steel |  |  |  | Satin Etched Glass | 1 Medium A19 9.3w |  | 1 | Yes | [14 empty] | 0 | [12 empty] | 31.98 | 63.96 | 95.94 | D:11 1/2'' H:4'' | 2.9 | 11.5 |  |  | 4 | Cap Nuts | [6 empty] | No |  | No | [25 empty] | 6.5 | Black/White |  |  | Hardwired | 0 | 0 | 0 | 1 | 1 | 0 | 0 | 0 | 0 | 0 | 0 | 785652046315 | 13 | 13 | 6.75 | 4 | 0.66 | 125 | Yes | [8 empty] | UL Damp | cUL Damp | NASH 1L FLUSH MOUNT-962 | One Light Ceiling Flush Mount |  | 75434EN3-962.jpg | 75434.jpg
7543502-962 | Two Light Ceiling Flush Mount | The clip ceiling flush mount fixtures by Sea Gull Lighting provide a clean, contemporary look popular in commercial and residential settings. Offered in two-light and three-light options, the Satin Etched glass is held securely in place with Three Brushed Nickel clips – slide the spring-tension clip out for easy glass cleaning and bulb changing. Available in incandescent lamping, ENERGY STAR-qualified LED lamping, and integrated LED. | CEILING | Clip Ceiling Flush Mount | Ceiling Lights | Brushed Nickel | 962 | Steel |  |  |  | Satin Etched Glass | 2 Medium A19 60w |  | 2 | No | [14 empty] | 0 | [12 empty] | 16.98 | 33.96 | 50.94 | D:12 1/4'' H:4'' | 2.7 | 12.25 |  |  | 4 | Key Slots | [6 empty] | No |  | No | [23 empty] | D:9 1/2'' H:3/4'' Round |  | 6 | Black/White |  |  | Hardwired | 0 | 0 | 0 | 0 | 1 | 0 | 0 | 1 | 0 | 0 | 0 | 785652276118 | 14.5 | 14.25 | 7.25 | 4 | 0.867 | 175 | Yes | [9 empty] | cETL Damp | CLIP 2L FLUSH MOUNT-962 | Two Light Ceiling Flush Mount |  | 7543502-962.jpg | 7543502.jpg
7543502EN3-962 | Two Light Ceiling Flush Mount | The clip ceiling flush mount fixtures by Sea Gull Lighting provide a clean, contemporary look popular in commercial and residential settings. Offered in two-light and three-light options, the Satin Etched glass is held securely in place with Three Brushed Nickel clips – slide the spring-tension clip out for easy glass cleaning and bulb changing. Available in incandescent lamping, ENERGY STAR-qualified LED lamping, and integrated LED. | CEILING | Clip Ceiling Flush Mount | Ceiling Lights | Brushed Nickel | 962 |  |  |  |  | Satin Etched Glass | 2 Medium A19 9.3w |  | 2 | Yes | [14 empty] | 0 | [12 empty] | 28.98 | 57.96 | 86.94 | D:12 1/4'' H:4'' | 2.7 | 12.25 |  |  | 4 | Key Slots | [6 empty] | No |  | No | [23 empty] | D:9 1/2'' H:3/4'' Round |  | 6 | Black/White |  |  | Hardwired | 0 | 0 | 0 | 1 | 1 | 0 | 0 | 0 | 0 | 0 | 0 | 785652051708 | 14.25 | 14.25 | 7.625 | 4.5 | 0.896 | 175 | Yes | [9 empty] | cETL Damp | CLIP 2L FLUSH MOUNT-962 | Two Light Ceiling Flush Mount |  | 7543502EN3-962.jpg | 7543502.jpg
7543503-962 | Three Light Ceiling Flush Mount | The clip ceiling flush mount fixtures by Sea Gull Lighting provide a clean, contemporary look popular in commercial and residential settings. Offered in two-light and three-light options, the Satin Etched glass is held securely in place with Three Brushed Nickel clips – slide the spring-tension clip out for easy glass cleaning and bulb changing. Available in incandescent lamping, ENERGY STAR-qualified LED lamping, and integrated LED. | CEILING | Clip Ceiling Flush Mount | Ceiling Lights | Brushed Nickel | 962 | Steel |  |  |  | Satin Etched Glass | 3 Medium A19 60w |  | 3 | No | [14 empty] | 0 | [12 empty] | 28.48 | 56.96 | 85.44 | D:16 1/4'' H:4'' | 4.5 | 16.25 |  |  | 4 | Key Slots | [6 empty] | No |  | No | [23 empty] | D:13 3/8'' H:3/4'' Round |  | 6 | Black/White |  |  | Hardwired | 0 | 0 | 0 | 0 | 1 | 0 | 0 | 1 | 0 | 0 | 0 | 785652276132 | 18.75 | 18.75 | 8.25 | 6.5 | 1.678 | 250 | Yes | [9 empty] | cETL Damp | CLIP 3L FLUSH MOUNT-962 | Three Light Ceiling Flush Mount |  | 7543503-962.jpg | 7543503.jpg
7543503EN3-962 | Three Light Ceiling Flush Mount | The clip ceiling flush mount fixtures by Sea Gull Lighting provide a clean, contemporary look popular in commercial and residential settings. Offered in two-light and three-light options, the Satin Etched glass is held securely in place with Three Brushed Nickel clips – slide the spring-tension clip out for easy glass cleaning and bulb changing. Available in incandescent lamping, ENERGY STAR-qualified LED lamping, and integrated LED. | CEILING | Clip Ceiling Flush Mount | Ceiling Lights | Brushed Nickel | 962 | Steel |  |  |  | Satin Etched Glass | 3 Medium A19 9.3w |  | 3 | Yes | [14 empty] | 0 | [12 empty] | 46.48 | 92.96 | 139.44 | D:16 1/4'' H:4'' | 4.5 | 16.25 |  |  | 4 | Key Slots | [6 empty] | No |  | No | [23 empty] | D:13 3/8'' H:3/4'' Round |  | 6 | Black/White |  |  | Hardwired | 0 | 0 | 0 | 1 | 1 | 0 | 0 | 0 | 0 | 0 | 0 | 785652051715 | 18.75 | 18.75 | 8.25 | 6.5 | 1.678 | 250 | Yes | [9 empty] | cETL Damp | CLIP 3L FLUSH MOUNT-962 | Three Light Ceiling Flush Mount |  | 7543503EN3-962.jpg | 7543503.jpg
75435-05 | Two Light Ceiling Flush Mount | The Nash flush mount ceiling fixtures by Sea Gull Lighting provide a clean, subtle look with a designer finish. Offered in Chrome, Brushed Nickel, Satin Bronze, White and Heirloom Bronze finishes, the assortment includes one-light, two-light and three-light flush mounts. Installation and bulb changing is easy with a twist and lock glass shade - no screws or glass holders to lose. Incandescent, Integrated LED, and ENERGY STAR-qualified LED lamping are available. All fixtures are Damp Rated and California Title 24 compliant. | CEILING | Nash | Ceiling Lights | Chrome | 5 | Steel |  |  |  | Satin Etched Glass | 2 Medium A19 60w |  | 2 | No | [14 empty] | 0 | [12 empty] | 35.98 | 71.96 | 107.94 | D:14'' H:4 1/2'' | 3.7 | 14 |  |  | 4.5 | Cap Nuts | [6 empty] | No |  | No | [25 empty] | 6.5 | Black/White |  |  | Hardwired | 0 | 0 | 0 | 0 | 1 | 0 | 0 | 1 | 0 | 0 | 0 | 785652243561 | 15 | 15 | 8 | 5.3 | 1.042 | 175 | Yes | [8 empty] | C-UL-US Damp |  | NASH 2L FLUSH MOUNT-05 | Two Light Ceiling Flush Mount |  | 75435-05.jpg | 75435.jpg
75435-15 | Two Light Ceiling Flush Mount | The Nash flush mount ceiling fixtures by Sea Gull Lighting provide a clean, subtle look with a designer finish. Offered in Chrome, Brushed Nickel, Satin Bronze, White and Heirloom Bronze finishes, the assortment includes one-light, two-light and three-light flush mounts. Installation and bulb changing is easy with a twist and lock glass shade - no screws or glass holders to lose. Incandescent, Integrated LED, and ENERGY STAR-qualified LED lamping are available. All fixtures are Damp Rated and California Title 24 compliant. | CEILING | Nash | Ceiling Lights | White | 15 | Steel |  |  |  | Satin Etched Glass | 2 Medium A19 60w |  | 2 | No | [14 empty] | 0 | [12 empty] | 38.48 | 76.96 | 115.44 | D:14'' H:4 1/2'' | 3.7 | 14 |  |  | 4.5 | Cap Nuts | [6 empty] | No |  | No | [25 empty] | 6.5 | Black/White |  |  | Hardwired | 0 | 0 | 0 | 0 | 1 | 0 | 0 | 1 | 0 | 0 | 0 | 785652159053 | 15.5 | 6.75 | 15.5 | 4.8 | 0.938 | 175 | Yes | [8 empty] | C-UL-US Damp |  | NASH 2L FLUSH MOUNT-15 | Two Light Ceiling Flush Mount |  | 75435-15.jpg | 75435.jpg
75435-782 | Two Light Ceiling Flush Mount | The Nash flush mount ceiling fixtures by Sea Gull Lighting provide a clean, subtle look with a designer finish. Offered in Chrome, Brushed Nickel, Satin Bronze, White and Heirloom Bronze finishes, the assortment includes one-light, two-light and three-light flush mounts. Installation and bulb changing is easy with a twist and lock glass shade - no screws or glass holders to lose. Incandescent, Integrated LED, and ENERGY STAR-qualified LED lamping are available. All fixtures are Damp Rated and California Title 24 compliant. | CEILING | Nash | Ceiling Lights | Heirloom Bronze | 782 | Steel |  |  |  | Satin Etched Glass | 2 Medium A19 60w |  | 2 | No | [14 empty] | 0 | [12 empty] | 38.48 | 76.96 | 115.44 | D:14'' H:4 1/2'' | 3.7 | 14 |  |  | 4.5 | Cap Nuts | [6 empty] | No |  | No | [25 empty] | 6.5 | Black/White |  |  | Hardwired | 0 | 0 | 0 | 0 | 1 | 0 | 0 | 1 | 0 | 0 | 0 | 785652754319 | 15.25 | 15.25 | 7.75 | 5.3 | 1.043 | 175 | Yes | [8 empty] | C-UL-US Damp |  | NASH 2L FLUSH MOUNT-782 | Two Light Ceiling Flush Mount |  | 75435-782.jpg | 75435.jpg
75435-848 | Two Light Ceiling Flush Mount | The Nash flush mount ceiling fixtures by Sea Gull Lighting provide a clean, subtle look with a designer finish. Offered in Chrome, Brushed Nickel, Satin Bronze, White and Heirloom Bronze finishes, the assortment includes one-light, two-light and three-light flush mounts. Installation and bulb changing is easy with a twist and lock glass shade - no screws or glass holders to lose. Incandescent, Integrated LED, and ENERGY STAR-qualified LED lamping are available. All fixtures are Damp Rated and California Title 24 compliant. | CEILING | Nash | Ceiling Lights | Satin Bronze | 848 | Steel |  |  |  | Satin Etched Glass | 2 Medium A19 60w |  | 2 | No | [14 empty] | 0 | [12 empty] | 35.98 | 71.96 | 107.94 | D:14'' H:4 1/2'' | 3.7 | 14 |  |  | 4.5 | Cap Nuts | [6 empty] | No |  | No | [25 empty] | 6.5 | Black/White |  |  | Hardwired | 0 | 0 | 0 | 0 | 1 | 0 | 0 | 1 | 0 | 0 | 0 | 785652243578 | 15 | 15 | 8 | 5.3 | 1.042 | 175 | Yes | [8 empty] | C-UL-US Damp |  | NASH 2L FLUSH MOUNT-848 | Two Light Ceiling Flush Mount |  | 75435-848.jpg | 75435.jpg
7543593S-05 | Medium LED Ceiling Flush Mount | The Nash flush mount ceiling fixtures by Sea Gull Lighting provide a clean, subtle look with a designer finish. Offered in Chrome, Brushed Nickel, Satin Bronze, White and Heirloom Bronze finishes, the assortment includes one-light, two-light and three-light flush mounts. Installation and bulb changing is easy with a twist and lock glass shade - no screws or glass holders to lose. Incandescent, Integrated LED, and ENERGY STAR-qualified LED lamping are available. All fixtures are Damp Rated and California Title 24 compliant. | CEILING | Nash | Ceiling Lights | Chrome | 5 | Steel |  |  |  | Satin Etched Glass |  |  | 1 | No | 1000 | 3000 | 90 | 14 | 120 | 19 - Integrated | MODS - Modules |  | 5 | 100 | LED | 14 | 14 | 50000 | 0 | [12 empty] | 52.48 | 104.96 | 157.44 | D:14'' H:4 1/2'' | 3.7 | 14 |  |  | 4.5 | Cap Nuts | [6 empty] | No |  | No | [25 empty] | 6.5 | Black/White |  |  | Hardwired | 0 | 0 | 0 | 0 | 1 | 0 | 0 | 0 | 0 | 0 | 0 | 785652064760 | 15.5 | 15.25 | 8 | 4.9 | 1.094 | 175 | Yes | [8 empty] | C-UL-US Damp |  | NASH LED FLUSH MOUNT-05 | Medium LED Ceiling Flush Mount |  | 7543593S-05.jpg | 75435.jpg
7543593S-15 | Medium LED Ceiling Flush Mount | The Nash flush mount ceiling fixtures by Sea Gull Lighting provide a clean, subtle look with a designer finish. Offered in Chrome, Brushed Nickel, Satin Bronze, White and Heirloom Bronze finishes, the assortment includes one-light, two-light and three-light flush mounts. Installation and bulb changing is easy with a twist and lock glass shade - no screws or glass holders to lose. Incandescent, Integrated LED, and ENERGY STAR-qualified LED lamping are available. All fixtures are Damp Rated and California Title 24 compliant. | CEILING | Nash | Ceiling Lights | White | 15 | Steel |  |  |  | Satin Etched Glass |  |  | 1 | No | 1000 | 3000 | 90 | 14 | 120 | 19 - Integrated | MODS - Modules |  | 5 | 100 | LED | 14 | 14 | 50000 | 0 | [12 empty] | 52.48 | 104.96 | 157.44 | D:14'' H:4 1/2'' | 3.7 | 14 |  |  | 4.5 | Cap Nuts | [6 empty] | No |  | No | [25 empty] | 6.5 | Black/White |  |  | Hardwired | 0 | 0 | 0 | 0 | 1 | 0 | 0 | 0 | 0 | 0 | 0 | 785652064777 | 15.5 | 15.25 | 8 | 4.9 | 1.094 | 175 | Yes | [8 empty] | C-UL-US Damp |  | NASH LED FLUSH MOUNT-15 | Medium LED Ceiling Flush Mount |  | 7543593S-15.jpg | 75435.jpg
7543593S-782 | Medium LED Ceiling Flush Mount | The Nash flush mount ceiling fixtures by Sea Gull Lighting provide a clean, subtle look with a designer finish. Offered in Chrome, Brushed Nickel, Satin Bronze, White and Heirloom Bronze finishes, the assortment includes one-light, two-light and three-light flush mounts. Installation and bulb changing is easy with a twist and lock glass shade - no screws or glass holders to lose. Incandescent, Integrated LED, and ENERGY STAR-qualified LED lamping are available. All fixtures are Damp Rated and California Title 24 compliant. | CEILING | Nash | Ceiling Lights | Heirloom Bronze | 782 | Steel |  |  |  | Satin Etched Glass |  |  | 1 | No | 1000 | 2700 | 90 | 14 | 120 | 19 - Integrated | MODS - Modules |  | 5 | 100 | LED | 14 | 14 | 50000 | 0 | [12 empty] | 52.48 | 104.96 | 157.44 | D:14'' H:4 1/2'' | 3.7 | 14 |  |  | 4.5 | Cap Nuts | [6 empty] | No |  | No | [25 empty] | 6.5 | Black/White |  |  | Hardwired | 0 | 0 | 0 | 0 | 1 | 0 | 0 | 0 | 0 | 0 | 0 | 785652064784 | 15.5 | 15.25 | 8 | 4.9 | 1.094 | 175 | Yes | [8 empty] | C-UL-US Damp |  | NASH LED FLUSH MOUNT-782 | Medium LED Ceiling Flush Mount |  | 7543593S-782.jpg | 75435.jpg
7543593S-848 | Medium LED Ceiling Flush Mount | The Nash flush mount ceiling fixtures by Sea Gull Lighting provide a clean, subtle look with a designer finish. Offered in Chrome, Brushed Nickel, Satin Bronze, White and Heirloom Bronze finishes, the assortment includes one-light, two-light and three-light flush mounts. Installation and bulb changing is easy with a twist and lock glass shade - no screws or glass holders to lose. Incandescent, Integrated LED, and ENERGY STAR-qualified LED lamping are available. All fixtures are Damp Rated and California Title 24 compliant. | CEILING | Nash | Ceiling Lights | Satin Bronze | 848 | Steel |  |  |  | Satin Etched Glass |  |  | 1 | No | 1000 | 3000 | 90 | 14 | 120 | 19 - Integrated | MODS - Modules |  | 5 | 100 | LED | 14 | 14 | 50000 | 0 | [12 empty] | 52.48 | 104.96 | 157.44 | D:14'' H:4 1/2'' | 3.7 | 14 |  |  | 4.5 | Cap Nuts | [6 empty] | No |  | No | [25 empty] | 6.5 | Black/White |  |  | Hardwired | 0 | 0 | 0 | 0 | 1 | 0 | 0 | 0 | 0 | 0 | 0 | 785652064791 | 15.5 | 15.25 | 8 | 5 | 1.094 | 175 | Yes | [8 empty] | C-UL-US Damp |  | NASH LED FLUSH MOUNT-848 | Medium LED Ceiling Flush Mount |  | 7543593S-848.jpg | 75435.jpg
7543593S-962 | Medium LED Ceiling Flush Mount | The Nash flush mount ceiling fixtures by Sea Gull Lighting provide a clean, subtle look with a designer finish. Offered in Chrome, Brushed Nickel, Satin Bronze, White and Heirloom Bronze finishes, the assortment includes one-light, two-light and three-light flush mounts. Installation and bulb changing is easy with a twist and lock glass shade - no screws or glass holders to lose. Incandescent, Integrated LED, and ENERGY STAR-qualified LED lamping are available. All fixtures are Damp Rated and California Title 24 compliant. | CEILING | Nash | Ceiling Lights | Brushed Nickel | 962 | Steel |  |  |  | Satin Etched Glass |  |  | 1 | No | 1000 | 3000 | 90 | 14 | 120 | 19 - Integrated | MODS - Modules |  | 5 | 100 | LED | 14 | 14 | 50000 | 0 | [12 empty] | 52.48 | 104.96 | 157.44 | D:14'' H:4 1/2'' | 3.7 | 14 |  |  | 4.5 | Cap Nuts | [6 empty] | No |  | No | [25 empty] | 6.5 | Black/White |  |  | Hardwired | 0 | 0 | 0 | 0 | 1 | 0 | 0 | 0 | 0 | 0 | 0 | 785652064807 | 15.5 | 15.25 | 8 | 4.9 | 1.094 | 175 | Yes | [8 empty] | C-UL-US Damp |  | NASH LED FLUSH MOUNT-962 | Medium LED Ceiling Flush Mount |  | 7543593S-962.jpg | 75435.jpg
75435-962 | Two Light Ceiling Flush Mount | The Nash flush mount ceiling fixtures by Sea Gull Lighting provide a clean, subtle look with a designer finish. Offered in Chrome, Brushed Nickel, Satin Bronze, White and Heirloom Bronze finishes, the assortment includes one-light, two-light and three-light flush mounts. Installation and bulb changing is easy with a twist and lock glass shade - no screws or glass holders to lose. Incandescent, Integrated LED, and ENERGY STAR-qualified LED lamping are available. All fixtures are Damp Rated and California Title 24 compliant. | CEILING | Nash | Ceiling Lights | Brushed Nickel | 962 | Steel |  |  |  | Satin Etched Glass | 2 Medium A19 60w |  | 2 | No | [14 empty] | 0 | [12 empty] | 38.48 | 76.96 | 115.44 | D:14'' H:4 1/2'' | 3.7 | 14 |  |  | 4.5 | Cap Nuts | [6 empty] | No |  | No | [25 empty] | 6.5 | Black/White |  |  | Hardwired | 0 | 0 | 0 | 0 | 1 | 0 | 0 | 1 | 0 | 0 | 0 | 785652754333 | 15.25 | 15.25 | 7.75 | 5.2 | 1.043 | 175 | Yes | [8 empty] | C-UL-US Damp |  | NASH 2L FLUSH MOUNT-962 | Two Light Ceiling Flush Mount |  | 75435-962.jpg | 75435.jpg
75435EN3-05 | Two Light Ceiling Flush Mount | The Nash flush mount ceiling fixtures by Sea Gull Lighting provide a clean, subtle look with a designer finish. Offered in Chrome, Brushed Nickel, Satin Bronze, White and Heirloom Bronze finishes, the assortment includes one-light, two-light and three-light flush mounts. Installation and bulb changing is easy with a twist and lock glass shade - no screws or glass holders to lose. Incandescent, Integrated LED, and ENERGY STAR-qualified LED lamping are available. All fixtures are Damp Rated and California Title 24 compliant. | CEILING | Nash | Ceiling Lights | Chrome | 5 | Steel |  |  |  | Satin Etched Glass | 2 Medium A19 9.3w |  | 2 | Yes | [14 empty] | 0 | [12 empty] | 47.48 | 94.96 | 142.44 | D:14'' H:4 1/2'' | 3.7 | 14 |  |  | 4.5 | Cap Nuts | [6 empty] | No |  | No | [25 empty] | 6.5 | Black/White |  |  | Hardwired | 0 | 0 | 0 | 1 | 1 | 0 | 0 | 0 | 0 | 0 | 0 | 785652051722 | 15.5 | 15.25 | 8.25 | 5.8 | 1.129 | 175 | Yes | [8 empty] | UL Damp | cUL Damp | NASH 2L FLUSH MOUNT-05 | Two Light Ceiling Flush Mount |  | 75435EN3-05.jpg | 75435.jpg
75435EN3-15 | Two Light Ceiling Flush Mount | The Nash flush mount ceiling fixtures by Sea Gull Lighting provide a clean, subtle look with a designer finish. Offered in Chrome, Brushed Nickel, Satin Bronze, White and Heirloom Bronze finishes, the assortment includes one-light, two-light and three-light flush mounts. Installation and bulb changing is easy with a twist and lock glass shade - no screws or glass holders to lose. Incandescent, Integrated LED, and ENERGY STAR-qualified LED lamping are available. All fixtures are Damp Rated and California Title 24 compliant. | CEILING | Nash | Ceiling Lights | White | 15 | Steel |  |  |  | Satin Etched Glass | 2 Medium A19 9.3w |  | 2 | Yes | [14 empty] | 0 | [12 empty] | 49.98 | 99.96 | 149.94 | D:14'' H:4 1/2'' | 3.7 | 14 |  |  | 4.5 | Cap Nuts | [6 empty] | No |  | No | [25 empty] | 6.5 | Black/White |  |  | Hardwired | 0 | 0 | 0 | 1 | 1 | 0 | 0 | 0 | 0 | 0 | 0 | 785652051739 | 15.5 | 15.25 | 8.25 | 5.8 | 1.129 | 175 | Yes | [8 empty] | UL Damp | cUL Damp | NASH 2L FLUSH MOUNT-15 | Two Light Ceiling Flush Mount |  | 75435EN3-15.jpg | 75435.jpg
75435EN3-782 | Two Light Ceiling Flush Mount | The Nash flush mount ceiling fixtures by Sea Gull Lighting provide a clean, subtle look with a designer finish. Offered in Chrome, Brushed Nickel, Satin Bronze, White and Heirloom Bronze finishes, the assortment includes one-light, two-light and three-light flush mounts. Installation and bulb changing is easy with a twist and lock glass shade - no screws or glass holders to lose. Incandescent, Integrated LED, and ENERGY STAR-qualified LED lamping are available. All fixtures are Damp Rated and California Title 24 compliant. | CEILING | Nash | Ceiling Lights | Heirloom Bronze | 782 | Steel |  |  |  | Satin Etched Glass | 2 Medium A19 9.3w |  | 2 | Yes | [14 empty] | 0 | [12 empty] | 49.98 | 99.96 | 149.94 | D:14'' H:4 1/2'' | 3.7 | 14 |  |  | 4.5 | Cap Nuts | [6 empty] | No |  | No | [25 empty] | 6.5 | Black/White |  |  | Hardwired | 0 | 0 | 0 | 1 | 1 | 0 | 0 | 0 | 0 | 0 | 0 | 785652051746 | 15.5 | 15.25 | 8.25 | 5.8 | 1.129 | 175 | Yes | [8 empty] | UL Damp | cUL Damp | NASH 2L FLUSH MOUNT-782 | Two Light Ceiling Flush Mount |  | 75435EN3-782.jpg | 75435.jpg
75435EN3-848 | Two Light Ceiling Flush Mount | The Nash flush mount ceiling fixtures by Sea Gull Lighting provide a clean, subtle look with a designer finish. Offered in Chrome, Brushed Nickel, Satin Bronze, White and Heirloom Bronze finishes, the assortment includes one-light, two-light and three-light flush mounts. Installation and bulb changing is easy with a twist and lock glass shade - no screws or glass holders to lose. Incandescent, Integrated LED, and ENERGY STAR-qualified LED lamping are available. All fixtures are Damp Rated and California Title 24 compliant. | CEILING | Nash | Ceiling Lights | Satin Bronze | 848 | Steel |  |  |  | Satin Etched Glass | 2 Medium A19 9.3w |  | 2 | Yes | [14 empty] | 0 | [12 empty] | 47.48 | 94.96 | 142.44 | D:14'' H:4 1/2'' | 3.7 | 14 |  |  | 4.5 | Cap Nuts | [6 empty] | No |  | No | [25 empty] | 6.5 | Black/White |  |  | Hardwired | 0 | 0 | 0 | 1 | 1 | 0 | 0 | 0 | 0 | 0 | 0 | 785652051753 | 15.5 | 15.25 | 8.25 | 5.8 | 1.129 | 175 | Yes | [8 empty] | UL Damp | cUL Damp | NASH 2L FLUSH MOUNT-848 | Two Light Ceiling Flush Mount |  | 75435EN3-848.jpg | 75435.jpg
75435EN3-962 | Two Light Ceiling Flush Mount | The Nash flush mount ceiling fixtures by Sea Gull Lighting provide a clean, subtle look with a designer finish. Offered in Chrome, Brushed Nickel, Satin Bronze, White and Heirloom Bronze finishes, the assortment includes one-light, two-light and three-light flush mounts. Installation and bulb changing is easy with a twist and lock glass shade - no screws or glass holders to lose. Incandescent, Integrated LED, and ENERGY STAR-qualified LED lamping are available. All fixtures are Damp Rated and California Title 24 compliant. | CEILING | Nash | Ceiling Lights | Brushed Nickel | 962 | Steel |  |  |  | Satin Etched Glass | 2 Medium A19 9.3w |  | 2 | Yes | [14 empty] | 0 | [12 empty] | 49.98 | 99.96 | 149.94 | D:14'' H:4 1/2'' | 3.7 | 14 |  |  | 4.5 | Cap Nuts | [6 empty] | No |  | No | [25 empty] | 6.5 | Black/White |  |  | Hardwired | 0 | 0 | 0 | 1 | 1 | 0 | 0 | 0 | 0 | 0 | 0 | 785652046322 | 15.5 | 6.75 | 15.5 | 4.8 | 0.938 | 175 | Yes | [8 empty] | UL Damp | cUL Damp | NASH 2L FLUSH MOUNT-962 | Two Light Ceiling Flush Mount |  | 75435EN3-962.jpg | 75435.jpg
75436-05 | Three Light Ceiling Flush Mount | The Nash flush mount ceiling fixtures by Sea Gull Lighting provide a clean, subtle look with a designer finish. Offered in Chrome, Brushed Nickel, Satin Bronze, White and Heirloom Bronze finishes, the assortment includes one-light, two-light and three-light flush mounts. Installation and bulb changing is easy with a twist and lock glass shade - no screws or glass holders to lose. Incandescent, Integrated LED, and ENERGY STAR-qualified LED lamping are available. All fixtures are Damp Rated and California Title 24 compliant. | CEILING | Nash | Ceiling Lights | Chrome | 5 | Steel |  |  |  | Satin Etched Glass | 3 Medium A19 60w |  | 3 | No | [14 empty] | 0 | [12 empty] | 55.48 | 110.96 | 166.44 | D:16 3/4'' H:5 1/2'' | 5.5 | 16.75 |  |  | 5.5 | Cap Nuts | [6 empty] | No |  | No | [25 empty] | 6.5 | Black/White |  |  | Hardwired | 0 | 0 | 0 | 0 | 1 | 0 | 0 | 1 | 0 | 0 | 0 | 785652243585 | 18 | 18 | 9 | 7.7 | 1.688 | 175 | Yes | [8 empty] | C-UL-US Damp |  | NASH 3L FLUSH MOUNT-05 | Three Light Ceiling Flush Mount |  | 75435-05.jpg | 75436.jpg
75436-15 | Three Light Ceiling Flush Mount | The Nash flush mount ceiling fixtures by Sea Gull Lighting provide a clean, subtle look with a designer finish. Offered in Chrome, Brushed Nickel, Satin Bronze, White and Heirloom Bronze finishes, the assortment includes one-light, two-light and three-light flush mounts. Installation and bulb changing is easy with a twist and lock glass shade - no screws or glass holders to lose. Incandescent, Integrated LED, and ENERGY STAR-qualified LED lamping are available. All fixtures are Damp Rated and California Title 24 compliant. | CEILING | Nash | Ceiling Lights | White | 15 | Steel |  |  |  | Satin Etched Glass | 3 Medium A19 60w |  | 3 | No | [14 empty] | 0 | [12 empty] | 58.48 | 116.96 | 175.44 | D:16 3/4'' H:5 1/2'' | 5.5 | 16.75 |  |  | 5.5 | Cap Nuts | [6 empty] | No |  | No | [25 empty] | 6.5 | Black/White |  |  | Hardwired | 0 | 0 | 0 | 0 | 1 | 0 | 0 | 1 | 0 | 0 | 0 | 785652159060 | 19 | 17.25 | 7.5 | 9.3 | 1.423 | 125 | Yes | [8 empty] | C-UL-US Damp |  | NASH 3L FLUSH MOUNT-15 | Three Light Ceiling Flush Mount |  | 75436-15.jpg | 75436.jpg
75436-782 | Three Light Ceiling Flush Mount | The Nash flush mount ceiling fixtures by Sea Gull Lighting provide a clean, subtle look with a designer finish. Offered in Chrome, Brushed Nickel, Satin Bronze, White and Heirloom Bronze finishes, the assortment includes one-light, two-light and three-light flush mounts. Installation and bulb changing is easy with a twist and lock glass shade - no screws or glass holders to lose. Incandescent, Integrated LED, and ENERGY STAR-qualified LED lamping are available. All fixtures are Damp Rated and California Title 24 compliant. | CEILING | Nash | Ceiling Lights | Heirloom Bronze | 782 | Steel |  |  |  | Satin Etched Glass | 3 Medium A19 60w |  | 3 | No | [14 empty] | 0 | [12 empty] | 58.48 | 116.96 | 175.44 | D:16 3/4'' H:5 1/2'' | 5.5 | 16.75 |  |  | 5.5 | Cap Nuts | [6 empty] | No |  | No | [25 empty] | 6.5 | Black/White |  |  | Hardwired | 0 | 0 | 0 | 0 | 1 | 0 | 0 | 1 | 0 | 0 | 0 | 785652754371 | 18 | 18 | 9 | 7.9 | 1.688 | 175 | Yes | [8 empty] | C-UL-US Damp |  | NASH 3L FLUSH MOUNT-782 | Three Light Ceiling Flush Mount |  | 75436-782.jpg | 75436.jpg
75436-848 | Three Light Ceiling Flush Mount | The Nash flush mount ceiling fixtures by Sea Gull Lighting provide a clean, subtle look with a designer finish. Offered in Chrome, Brushed Nickel, Satin Bronze, White and Heirloom Bronze finishes, the assortment includes one-light, two-light and three-light flush mounts. Installation and bulb changing is easy with a twist and lock glass shade - no screws or glass holders to lose. Incandescent, Integrated LED, and ENERGY STAR-qualified LED lamping are available. All fixtures are Damp Rated and California Title 24 compliant. | CEILING | Nash | Ceiling Lights | Satin Bronze | 848 | Steel |  |  |  | Satin Etched Glass | 3 Medium A19 60w |  | 3 | No | [14 empty] | 0 | [12 empty] | 55.48 | 110.96 | 166.44 | D:16 3/4'' H:5 1/2'' | 5.5 | 16.75 |  |  | 5.5 | Cap Nuts | [6 empty] | No |  | No | [25 empty] | 6.5 | Black/White |  |  | Hardwired | 0 | 0 | 0 | 0 | 1 | 0 | 0 | 1 | 0 | 0 | 0 | 785652243592 | 18 | 18 | 9 | 8.1 | 1.688 | 175 | Yes | [8 empty] | C-UL-US Damp |  | NASH 3L FLUSH MOUNT-848 | Three Light Ceiling Flush Mount |  | 75435-848.jpg | 75436.jpg
7543693S-05 | Large LED Ceiling Flush Mount | The Nash flush mount ceiling fixtures by Sea Gull Lighting provide a clean, subtle look with a designer finish. Offered in Chrome, Brushed Nickel, Satin Bronze, White and Heirloom Bronze finishes, the assortment includes one-light, two-light and three-light flush mounts. Installation and bulb changing is easy with a twist and lock glass shade - no screws or glass holders to lose. Incandescent, Integrated LED, and ENERGY STAR-qualified LED lamping are available. All fixtures are Damp Rated and California Title 24 compliant. | CEILING | Nash | Ceiling Lights | Chrome | 5 | Steel |  |  |  | Satin Etched Glass |  |  | 2 | No | 2000 | 3000 | 90 | 28 | 120 | 19 - Integrated | MODS - Modules |  | 5 | 100 | LED | 28 | 28 | 50000 | 0 | [12 empty] | 82.98 | 165.96 | 248.94 | D:16 3/4'' H:5 1/2'' | 5.5 | 16.75 |  |  | 5.5 | Cap Nuts | [6 empty] | No |  | No | [25 empty] | 6.5 | Black/White |  |  | Hardwired | 0 | 0 | 0 | 0 | 1 | 0 | 0 | 0 | 0 | 0 | 0 | 785652064814 | 18.5 | 18.25 | 9.5 | 7 | 1.856 | 250 | Yes | [8 empty] | C-UL-US Damp |  | NASH LED FLUSH MOUNT-05 | Large LED Ceiling Flush Mount |  | 7543693S-05.jpg | 75436.jpg
7543693S-15 | Large LED Ceiling Flush Mount | The Nash flush mount ceiling fixtures by Sea Gull Lighting provide a clean, subtle look with a designer finish. Offered in Chrome, Brushed Nickel, Satin Bronze, White and Heirloom Bronze finishes, the assortment includes one-light, two-light and three-light flush mounts. Installation and bulb changing is easy with a twist and lock glass shade - no screws or glass holders to lose. Incandescent, Integrated LED, and ENERGY STAR-qualified LED lamping are available. All fixtures are Damp Rated and California Title 24 compliant. | CEILING | Nash | Ceiling Lights | White | 15 | Steel |  |  |  | Satin Etched Glass |  |  | 2 | No | 2000 | 3000 | 90 | 28 | 120 | 19 - Integrated | MODS - Modules |  | 5 | 100 | LED | 28 | 28 | 50000 | 0 | [12 empty] | 82.98 | 165.96 | 248.94 | D:16 3/4'' H:5 1/2'' | 5.5 | 16.75 |  |  | 5.5 | Cap Nuts | [6 empty] | No |  | No | [25 empty] | 6.5 | Black/White |  |  | Hardwired | 0 | 0 | 0 | 0 | 1 | 0 | 0 | 0 | 0 | 0 | 0 | 785652064821 | 18.5 | 18.25 | 9.5 | 7.3 | 1.856 | 250 | Yes | [8 empty] | C-UL-US Damp |  | NASH LED FLUSH MOUNT-15 | Large LED Ceiling Flush Mount |  | 7543693S-15.jpg | 75436.jpg
7543693S-782 | Large LED Ceiling Flush Mount | The Nash flush mount ceiling fixtures by Sea Gull Lighting provide a clean, subtle look with a designer finish. Offered in Chrome, Brushed Nickel, Satin Bronze, White and Heirloom Bronze finishes, the assortment includes one-light, two-light and three-light flush mounts. Installation and bulb changing is easy with a twist and lock glass shade - no screws or glass holders to lose. Incandescent, Integrated LED, and ENERGY STAR-qualified LED lamping are available. All fixtures are Damp Rated and California Title 24 compliant. | CEILING | Nash | Ceiling Lights | Heirloom Bronze | 782 | Steel |  |  |  | Satin Etched Glass |  |  | 2 | No | 2000 | 3000 | 90 | 28 | 120 | 19 - Integrated | MODS - Modules |  | 5 | 100 | LED | 28 | 28 | 50000 | 0 | [12 empty] | 82.98 | 165.96 | 248.94 | D:16 3/4'' H:5 1/2'' | 5.5 | 16.75 |  |  | 5.5 | Cap Nuts | [6 empty] | No |  | No | [25 empty] | 6.5 | Black/White |  |  | Hardwired | 0 | 0 | 0 | 0 | 1 | 0 | 0 | 0 | 0 | 0 | 0 | 785652064838 | 18.5 | 18.25 | 9.5 | 7.3 | 1.856 | 250 | Yes | [8 empty] | C-UL-US Damp |  | NASH LED FLUSH MOUNT-782 | Large LED Ceiling Flush Mount |  | 7543693S-782.jpg | 7543693S.jpg
7543693S-848 | Large LED Ceiling Flush Mount | The Nash flush mount ceiling fixtures by Sea Gull Lighting provide a clean, subtle look with a designer finish. Offered in Chrome, Brushed Nickel, Satin Bronze, White and Heirloom Bronze finishes, the assortment includes one-light, two-light and three-light flush mounts. Installation and bulb changing is easy with a twist and lock glass shade - no screws or glass holders to lose. Incandescent, Integrated LED, and ENERGY STAR-qualified LED lamping are available. All fixtures are Damp Rated and California Title 24 compliant. | CEILING | Nash | Ceiling Lights | Satin Bronze | 848 | Steel |  |  |  | Satin Etched Glass |  |  | 2 | No | 2000 | 3000 | 90 | 28 | 120 | 19 - Integrated | MODS - Modules |  | 5 | 100 | LED | 28 | 28 | 50000 | 0 | [12 empty] | 82.98 | 165.96 | 248.94 | D:16 3/4'' H:5 1/2'' | 5.5 | 16.75 |  |  | 5.5 | Cap Nuts | [6 empty] | No |  | No | [25 empty] | 6.5 | Black/White |  |  | Hardwired | 0 | 0 | 0 | 0 | 1 | 0 | 0 | 0 | 0 | 0 | 0 | 785652064845 | 18.5 | 18.25 | 9.5 | 7.2 | 1.856 | 250 | Yes | [8 empty] | C-UL-US Damp |  | NASH LED FLUSH MOUNT-848 | Large LED Ceiling Flush Mount |  | 7543693S-848.jpg | 75436.jpg
7543693S-962 | Large LED Ceiling Flush Mount | The Nash flush mount ceiling fixtures by Sea Gull Lighting provide a clean, subtle look with a designer finish. Offered in Chrome, Brushed Nickel, Satin Bronze, White and Heirloom Bronze finishes, the assortment includes one-light, two-light and three-light flush mounts. Installation and bulb changing is easy with a twist and lock glass shade - no screws or glass holders to lose. Incandescent, Integrated LED, and ENERGY STAR-qualified LED lamping are available. All fixtures are Damp Rated and California Title 24 compliant. | CEILING | Nash | Ceiling Lights | Brushed Nickel | 962 | Steel |  |  |  | Satin Etched Glass |  |  | 2 | No | 2000 | 3000 | 90 | 28 | 120 | 19 - Integrated | MODS - Modules |  | 5 | 100 | LED | 28 | 28 | 50000 | 0 | [12 empty] | 82.98 | 165.96 | 248.94 | D:16 3/4'' H:5 1/2'' | 5.5 | 16.75 |  |  | 5.5 | Cap Nuts | [6 empty] | No |  | No | [25 empty] | 6.5 | Black/White |  |  | Hardwired | 0 | 0 | 0 | 0 | 1 | 0 | 0 | 0 | 0 | 0 | 0 | 785652064852 | 18.5 | 18.25 | 9.5 | 7.3 | 1.856 | 250 | Yes | [8 empty] | C-UL-US Damp |  | NASH LED FLUSH MOUNT-962 | Large LED Ceiling Flush Mount |  | 7543693S-962.jpg | 75436.jpg
75436-962 | Three Light Ceiling Flush Mount | The Nash flush mount ceiling fixtures by Sea Gull Lighting provide a clean, subtle look with a designer finish. Offered in Chrome, Brushed Nickel, Satin Bronze, White and Heirloom Bronze finishes, the assortment includes one-light, two-light and three-light flush mounts. Installation and bulb changing is easy with a twist and lock glass shade - no screws or glass holders to lose. Incandescent, Integrated LED, and ENERGY STAR-qualified LED lamping are available. All fixtures are Damp Rated and California Title 24 compliant. | CEILING | Nash | Ceiling Lights | Brushed Nickel | 962 | Steel |  |  |  | Satin Etched Glass | 3 Medium A19 60w |  | 3 | No | [14 empty] | 0 | [12 empty] | 58.48 | 116.96 | 175.44 | D:16 3/4'' H:5 1/2'' | 5.5 | 16.75 |  |  | 5.5 | Cap Nuts | [6 empty] | No |  | No | [25 empty] | 6.5 | Black/White |  |  | Hardwired | 0 | 0 | 0 | 0 | 1 | 0 | 0 | 1 | 0 | 0 | 0 | 785652754395 | 18 | 18 | 9 | 8.1 | 1.688 | 175 | Yes | [8 empty] | C-UL-US Damp |  | NASH 3L FLUSH MOUNT-962 | Three Light Ceiling Flush Mount |  | 75436-962.jpg | 75436.jpg
75436EN3-05 | Three Light Ceiling Flush Mount | The Nash flush mount ceiling fixtures by Sea Gull Lighting provide a clean, subtle look with a designer finish. Offered in Chrome, Brushed Nickel, Satin Bronze, White and Heirloom Bronze finishes, the assortment includes one-light, two-light and three-light flush mounts. Installation and bulb changing is easy with a twist and lock glass shade - no screws or glass holders to lose. Incandescent, Integrated LED, and ENERGY STAR-qualified LED lamping are available. All fixtures are Damp Rated and California Title 24 compliant. | CEILING | Nash | Ceiling Lights | Chrome | 5 | Steel |  |  |  | Satin Etched Glass | 3 Medium A19 9.3w |  | 3 | Yes | [14 empty] | 0 | [12 empty] | 70.48 | 140.96 | 211.44 | D:16 3/4'' H:5 1/2'' | 5.5 | 16.75 |  |  | 5.5 | Cap Nuts | [6 empty] | No |  | No | [25 empty] | 6.5 | Black/White |  |  | Hardwired | 0 | 0 | 0 | 1 | 1 | 0 | 0 | 0 | 0 | 0 | 0 | 785652051760 | 18.1 | 18 | 9 | 8.1 | 1.697 | 175 | Yes | [8 empty] | UL Damp | cUL Damp | NASH 3L FLUSH MOUNT-05 | Three Light Ceiling Flush Mount |  | 75436EN3-05.jpg | 75436.jpg
75436EN3-15 | Three Light Ceiling Flush Mount | The Nash flush mount ceiling fixtures by Sea Gull Lighting provide a clean, subtle look with a designer finish. Offered in Chrome, Brushed Nickel, Satin Bronze, White and Heirloom Bronze finishes, the assortment includes one-light, two-light and three-light flush mounts. Installation and bulb changing is easy with a twist and lock glass shade - no screws or glass holders to lose. Incandescent, Integrated LED, and ENERGY STAR-qualified LED lamping are available. All fixtures are Damp Rated and California Title 24 compliant. | CEILING | Nash | Ceiling Lights | White | 15 | Steel |  |  |  | Satin Etched Glass | 3 Medium A19 9.3w |  | 3 | Yes | [14 empty] | 0 | [12 empty] | 74.98 | 149.96 | 224.94 | D:16 3/4'' H:5 1/2'' | 5.5 | 16.75 |  |  | 5.5 | Cap Nuts | [6 empty] | No |  | No | [25 empty] | 6.5 | Black/White |  |  | Hardwired | 0 | 0 | 0 | 1 | 1 | 0 | 0 | 0 | 0 | 0 | 0 | 785652051777 | 18 | 18 | 9 | 8.1 | 1.688 | 175 | Yes | [8 empty] | UL Damp | cUL Damp | NASH 3L FLUSH MOUNT-15 | Three Light Ceiling Flush Mount |  | 75436EN3-15.jpg | 75436.jpg
75436EN3-782 | Three Light Ceiling Flush Mount | The Nash flush mount ceiling fixtures by Sea Gull Lighting provide a clean, subtle look with a designer finish. Offered in Chrome, Brushed Nickel, Satin Bronze, White and Heirloom Bronze finishes, the assortment includes one-light, two-light and three-light flush mounts. Installation and bulb changing is easy with a twist and lock glass shade - no screws or glass holders to lose. Incandescent, Integrated LED, and ENERGY STAR-qualified LED lamping are available. All fixtures are Damp Rated and California Title 24 compliant. | CEILING | Nash | Ceiling Lights | Heirloom Bronze | 782 | Steel |  |  |  | Satin Etched Glass | 3 Medium A19 9.3w |  | 3 | Yes | [14 empty] | 0 | [12 empty] | 74.98 | 149.96 | 224.94 | D:16 3/4'' H:5 1/2'' | 5.5 | 16.75 |  |  | 5.5 | Cap Nuts | [6 empty] | No |  | No | [25 empty] | 6.5 | Black/White |  |  | Hardwired | 0 | 0 | 0 | 1 | 1 | 0 | 0 | 0 | 0 | 0 | 0 | 785652051784 | 18 | 18 | 9 | 7.9 | 1.688 | 175 | Yes | [8 empty] | UL Damp | cUL Damp | NASH 3L FLUSH MOUNT-782 | Three Light Ceiling Flush Mount |  | 75436EN3-782.jpg | 75436.jpg
75436EN3-848 | Three Light Ceiling Flush Mount | The Nash flush mount ceiling fixtures by Sea Gull Lighting provide a clean, subtle look with a designer finish. Offered in Chrome, Brushed Nickel, Satin Bronze, White and Heirloom Bronze finishes, the assortment includes one-light, two-light and three-light flush mounts. Installation and bulb changing is easy with a twist and lock glass shade - no screws or glass holders to lose. Incandescent, Integrated LED, and ENERGY STAR-qualified LED lamping are available. All fixtures are Damp Rated and California Title 24 compliant. | CEILING | Nash | Ceiling Lights | Satin Bronze | 848 | Steel |  |  |  | Satin Etched Glass | 3 Medium A19 9.3w |  | 3 | Yes | [14 empty] | 0 | [12 empty] | 70.48 | 140.96 | 211.44 | D:16 3/4'' H:5 1/2'' | 5.5 | 16.75 |  |  | 5.5 | Cap Nuts | [6 empty] | No |  | No | [25 empty] | 6.5 | Black/White |  |  | Hardwired | 0 | 0 | 0 | 1 | 1 | 0 | 0 | 0 | 0 | 0 | 0 | 785652051791 | 18 | 18 | 9 | 8.1 | 1.688 | 175 | Yes | [8 empty] | UL Damp | cUL Damp | NASH 3L FLUSH MOUNT-848 | Three Light Ceiling Flush Mount |  | 75436EN3-848.jpg | 75436.jpg
75436EN3-962 | Three Light Ceiling Flush Mount | The Nash flush mount ceiling fixtures by Sea Gull Lighting provide a clean, subtle look with a designer finish. Offered in Chrome, Brushed Nickel, Satin Bronze, White and Heirloom Bronze finishes, the assortment includes one-light, two-light and three-light flush mounts. Installation and bulb changing is easy with a twist and lock glass shade - no screws or glass holders to lose. Incandescent, Integrated LED, and ENERGY STAR-qualified LED lamping are available. All fixtures are Damp Rated and California Title 24 compliant. | CEILING | Nash | Ceiling Lights | Brushed Nickel | 962 | Steel |  |  |  | Satin Etched Glass | 3 Medium A19 9.3w |  | 3 | Yes | [14 empty] | 0 | [12 empty] | 74.98 | 149.96 | 224.94 | D:16 3/4'' H:5 1/2'' | 5.5 | 16.75 |  |  | 5.5 | Cap Nuts | [6 empty] | No |  | No | [25 empty] | 6.5 | Black/White |  |  | Hardwired | 0 | 0 | 0 | 1 | 1 | 0 | 0 | 0 | 0 | 0 | 0 | 785652046339 | 18 | 18 | 9 | 8.1 | 1.688 | 175 | Yes | [8 empty] | UL Damp | cUL Damp | NASH 3L FLUSH MOUNT-962 | Three Light Ceiling Flush Mount |  | 75436EN3-962.jpg | 75436.jpg
75444-782 | One Light Ceiling Flush Mount | The Nash flush mount ceiling fixtures by Sea Gull Lighting provide a clean, subtle look with a designer finish. Offered in Chrome, Brushed Nickel, Satin Bronze, White and Heirloom Bronze finishes, the assortment includes one-light, two-light and three-light flush mounts. Installation and bulb changing is easy with a twist and lock glass shade - no screws or glass holders to lose. Incandescent, Integrated LED, and ENERGY STAR-qualified LED lamping are available. All fixtures are Damp Rated and California Title 24 compliant. | CEILING | Nash | Ceiling Lights | Heirloom Bronze | 782 | Steel |  |  |  | Amber Scavo Glass | 1 Medium A19 60w |  | 1 | No | [14 empty] | 0 | [12 empty] | 24.98 | 49.96 | 74.94 | D:11 1/2'' H:4'' | 2.9 | 11.5 |  |  | 4 | Cap Nuts | [6 empty] | No |  | No | [25 empty] | 6.5 | Black/White |  |  | Hardwired | 0 | 0 | 0 | 0 | 1 | 0 | 0 | 1 | 0 | 0 | 0 | 785652058820 | 12.75 | 12.75 | 6.5 | 4.1 | 0.611 | 125 | Yes | [8 empty] | C-UL-US Damp |  | NASH 1L FLUSH MOUNT-782 | One Light Ceiling Flush Mount |  | 75444-782.png | 75444.jpg
7544493S-782 | Small LED Ceiling Flush Mount | The Nash flush mount ceiling fixtures by Sea Gull Lighting provide a clean, subtle look with a designer finish. Offered in Chrome, Brushed Nickel, Satin Bronze, White and Heirloom Bronze finishes, the assortment includes one-light, two-light and three-light flush mounts. Installation and bulb changing is easy with a twist and lock glass shade - no screws or glass holders to lose. Incandescent, Integrated LED, and ENERGY STAR-qualified LED lamping are available. All fixtures are Damp Rated and California Title 24 compliant. | CEILING | Nash | Ceiling Lights | Heirloom Bronze | 782 | Steel |  |  |  | Amber Scavo Glass |  |  | 1 | No | 1000 | 3000 | 90 | 14 | 120 | 19 - Integrated | MODS - Modules |  | 5 | 100 | LED | 14 | 14 | 50000 | 0 | [12 empty] | 37.48 | 74.96 | 112.44 | D:11 1/2'' H:4'' | 2.9 | 11.5 |  |  | 4 | Cap Nuts | [6 empty] | No |  | No | [25 empty] | 6.5 | Black/White |  |  | Hardwired | 0 | 0 | 0 | 0 | 1 | 0 | 0 | 0 | 0 | 0 | 0 | 785652064869 | 13 | 12.75 | 6.5 | 3.7 | 0.623 | 175 | Yes | [8 empty] | C-UL-US Damp |  | NASH LED FLUSH MOUNT-782 | Small LED Ceiling Flush Mount |  | 7544493S-782.jpg | 75434.jpg
75444EN3-782 | One Light Ceiling Flush Mount | The Nash flush mount ceiling fixtures by Sea Gull Lighting provide a clean, subtle look with a designer finish. Offered in Chrome, Brushed Nickel, Satin Bronze, White and Heirloom Bronze finishes, the assortment includes one-light, two-light and three-light flush mounts. Installation and bulb changing is easy with a twist and lock glass shade - no screws or glass holders to lose. Incandescent, Integrated LED, and ENERGY STAR-qualified LED lamping are available. All fixtures are Damp Rated and California Title 24 compliant. | CEILING | Nash | Ceiling Lights | Heirloom Bronze | 782 | Steel |  |  |  | Amber Scavo Glass | 1 Medium A19 9.3w |  | 1 | Yes | [14 empty] | 0 | [12 empty] | 30.48 | 60.96 | 91.44 | D:11 1/2'' H:4'' | 2.9 | 11.5 |  |  | 4 | Cap Nuts | [6 empty] | No |  | No | [25 empty] | 6.5 | Black/White |  |  | Hardwired | 0 | 0 | 0 | 1 | 1 | 0 | 0 | 0 | 0 | 0 | 0 | 785652058844 | 12.75 | 12.75 | 6.5 | 4.2 | 0.611 | 125 | Yes | [8 empty] | UL Damp | cUL Damp | NASH 1L FLUSH MOUNT-782 | One Light Ceiling Flush Mount |  | 75444EN3-782.png | 75444EN3.jpg
75445-782 | Two Light Ceiling Flush Mount | The Nash flush mount ceiling fixtures by Sea Gull Lighting provide a clean, subtle look with a designer finish. Offered in Chrome, Brushed Nickel, Satin Bronze, White and Heirloom Bronze finishes, the assortment includes one-light, two-light and three-light flush mounts. Installation and bulb changing is easy with a twist and lock glass shade - no screws or glass holders to lose. Incandescent, Integrated LED, and ENERGY STAR-qualified LED lamping are available. All fixtures are Damp Rated and California Title 24 compliant. | CEILING | Nash | Ceiling Lights | Heirloom Bronze | 782 | Steel |  |  |  | Amber Scavo Glass | 2 Medium A19 60w |  | 2 | No | [14 empty] | 0 | [12 empty] | 36.98 | 73.96 | 110.94 | D:14'' H:4 1/2'' | 3.7 | 14 |  |  | 4.5 | Cap Nuts | [6 empty] | No |  | No | [25 empty] | 6.5 | Black/White |  |  | Hardwired | 0 | 0 | 0 | 0 | 1 | 0 | 0 | 1 | 0 | 0 | 0 | 785652058851 | 15.25 | 15.25 | 8.25 | 5.1 | 1.11 | 175 | Yes | [8 empty] | C-UL-US Damp |  | NASH 2L FLUSH MOUNT-782 | Two Light Ceiling Flush Mount |  | 75445-782.png | 75445.jpg
7544593S-782 | Medium LED Ceiling Flush Mount | The Nash flush mount ceiling fixtures by Sea Gull Lighting provide a clean, subtle look with a designer finish. Offered in Chrome, Brushed Nickel, Satin Bronze, White and Heirloom Bronze finishes, the assortment includes one-light, two-light and three-light flush mounts. Installation and bulb changing is easy with a twist and lock glass shade - no screws or glass holders to lose. Incandescent, Integrated LED, and ENERGY STAR-qualified LED lamping are available. All fixtures are Damp Rated and California Title 24 compliant. | CEILING | Nash | Ceiling Lights | Heirloom Bronze | 782 | Steel |  |  |  | Amber Scavo Glass |  |  | 1 | No | 1000 | 3000 | 90 | 14 | 120 | 19 - Integrated | MODS - Modules |  | 5 | 100 | LED | 14 | 14 | 50000 | 0 | [12 empty] | 52.48 | 104.96 | 157.44 | D:14'' H:4 1/2'' | 3.7 | 14 |  |  | 4.5 | Cap Nuts | [6 empty] | No |  | No | [25 empty] | 6.5 | Black/White |  |  | Hardwired | 0 | 0 | 0 | 0 | 1 | 0 | 0 | 0 | 0 | 0 | 0 | 785652064876 | 15.5 | 15.25 | 8 | 5.1 | 1.094 | 175 | Yes | [8 empty] | C-UL-US Damp |  | NASH LED FLUSH MOUNT-782 | Medium LED Ceiling Flush Mount |  | 7544593S-782.jpg | 75445.jpg
75445EN3-782 | Two Light Ceiling Flush Mount | The Nash flush mount ceiling fixtures by Sea Gull Lighting provide a clean, subtle look with a designer finish. Offered in Chrome, Brushed Nickel, Satin Bronze, White and Heirloom Bronze finishes, the assortment includes one-light, two-light and three-light flush mounts. Installation and bulb changing is easy with a twist and lock glass shade - no screws or glass holders to lose. Incandescent, Integrated LED, and ENERGY STAR-qualified LED lamping are available. All fixtures are Damp Rated and California Title 24 compliant. | CEILING | Nash | Ceiling Lights | Heirloom Bronze | 782 | Steel |  |  |  | Amber Scavo Glass | 2 Medium A19 9.3w |  | 2 | Yes | [14 empty] | 0 | [12 empty] | 47.98 | 95.96 | 143.94 | D:14'' H:4 1/2'' | 3.7 | 14 |  |  | 4.5 | Cap Nuts | [6 empty] | No |  | No | [25 empty] | 6.5 | Black/White |  |  | Hardwired | 0 | 0 | 0 | 1 | 1 | 0 | 0 | 0 | 0 | 0 | 0 | 785652058875 | 15.25 | 15 | 8 | 5.6 | 1.059 | 175 | Yes | [8 empty] | UL Damp | cUL Damp | NASH 2L FLUSH MOUNT-782 | Two Light Ceiling Flush Mount |  | 75445EN3-782.png | 75445EN3.jpg
75446-782 | Three Light Ceiling Flush Mount | The Nash flush mount ceiling fixtures by Sea Gull Lighting provide a clean, subtle look with a designer finish. Offered in Chrome, Brushed Nickel, Satin Bronze, White and Heirloom Bronze finishes, the assortment includes one-light, two-light and three-light flush mounts. Installation and bulb changing is easy with a twist and lock glass shade - no screws or glass holders to lose. Incandescent, Integrated LED, and ENERGY STAR-qualified LED lamping are available. All fixtures are Damp Rated and California Title 24 compliant. | CEILING | Nash | Ceiling Lights | Heirloom Bronze | 782 | Steel |  |  |  | Amber Scavo Glass | 3 Medium A19 60w |  | 3 | No | [14 empty] | 0 | [12 empty] | 56.98 | 113.96 | 170.94 | D:16 3/4'' H:5 1/2'' | 5.5 | 16.75 |  |  | 5.5 | Cap Nuts | [6 empty] | No |  | No | [25 empty] | 6.5 | Black/White |  |  | Hardwired | 0 | 0 | 0 | 0 | 1 | 0 | 0 | 1 | 0 | 0 | 0 | 785652058882 | 18.25 | 18 | 9.25 | 8 | 1.758 | 175 | Yes | [8 empty] | C-UL-US Damp |  | NASH 3L FLUSH MOUNT-782 | Three Light Ceiling Flush Mount |  | 75446_782.png | 75446.jpg
7544693S-782 | Large LED Ceiling Flush Mount | The Nash flush mount ceiling fixtures by Sea Gull Lighting provide a clean, subtle look with a designer finish. Offered in Chrome, Brushed Nickel, Satin Bronze, White and Heirloom Bronze finishes, the assortment includes one-light, two-light and three-light flush mounts. Installation and bulb changing is easy with a twist and lock glass shade - no screws or glass holders to lose. Incandescent, Integrated LED, and ENERGY STAR-qualified LED lamping are available. All fixtures are Damp Rated and California Title 24 compliant. | CEILING | Nash | Ceiling Lights | Heirloom Bronze | 782 | Steel |  |  |  | Amber Scavo Glass |  |  | 2 | No | 2000 | 3000 | 90 | 28 | 120 | 19 - Integrated | MODS - Modules |  | 5 | 100 | LED | 28 | 28 | 50000 | 0 | [12 empty] | 82.98 | 165.96 | 248.94 | D:16 3/4'' H:5 1/2'' | 5.5 | 16.75 |  |  | 5.5 | Cap Nuts | [6 empty] | No |  | No | [25 empty] | 6.5 | Black/White |  |  | Hardwired | 0 | 0 | 0 | 0 | 1 | 0 | 0 | 0 | 0 | 0 | 0 | 785652064883 | 18.5 | 18.5 | 9.25 | 7.4 | 1.832 | 175 | Yes | [8 empty] | C-UL-US Damp |  | NASH LED FLUSH MOUNT-782 | Large LED Ceiling Flush Mount |  | 7544693S-782.jpg | 75446.jpg
75446EN3-782 | Three Light Ceiling Flush Mount | The Nash flush mount ceiling fixtures by Sea Gull Lighting provide a clean, subtle look with a designer finish. Offered in Chrome, Brushed Nickel, Satin Bronze, White and Heirloom Bronze finishes, the assortment includes one-light, two-light and three-light flush mounts. Installation and bulb changing is easy with a twist and lock glass shade - no screws or glass holders to lose. Incandescent, Integrated LED, and ENERGY STAR-qualified LED lamping are available. All fixtures are Damp Rated and California Title 24 compliant. | CEILING | Nash | Ceiling Lights | Heirloom Bronze | 782 | Steel |  |  |  | Amber Scavo Glass | 3 Medium A19 9.3w |  | 3 | Yes | [14 empty] | 0 | [12 empty] | 73.48 | 146.96 | 220.44 | D:16 3/4'' H:5 1/2'' | 5.5 | 16.75 |  |  | 5.5 | Cap Nuts | [6 empty] | No |  | No | [25 empty] | 6.5 | Black/White |  |  | Hardwired | 0 | 0 | 0 | 1 | 1 | 0 | 0 | 0 | 0 | 0 | 0 | 785652058905 | 18.25 | 18 | 9.25 | 8.6 | 1.758 | 175 | Yes | [8 empty] | UL Damp | cUL Damp | NASH 3L FLUSH MOUNT-782 | Three Light Ceiling Flush Mount |  | 75446EN3_782.png | 75446EN3.jpg
7546701-12 | One Light Outdoor Ceiling Flush Mount |  | OUTDOOR | Lavon | Outdoor Lighting | Black | 12 | Polypropylene | Smooth White Glass |  |  |  | 1 Medium A19 60w |  | 1 | No | [14 empty] | 0 | [12 empty] | 19.5 | 39 | 58.5 | L:7 1/4'' W:7 1/4'' H:6 7/8'' |  |  | 7.25 | 7.25 | 6.875 | Cap Nuts | [6 empty] | No |  | No | [20 empty] | DP:5 7/8'' W:5 7/8'' H:1 15/16'' Square |  |  |  |  | 6.5 | Black/White |  |  | Hardwired | 0 | 0 | 0 | 0 | 1 | 0 | 0 | 0 | 0 | 0 | 0 | 785652078958 | [15 empty] | C-UL-US Damp |  | LAVON 1L OUTDOOR CEILING-12 | One Light Outdoor Ceiling Flush Mount |  | 7546701-12.jpg | 7546701.jpg
7546701-15 | One Light Outdoor Ceiling Flush Mount |  | OUTDOOR | Lavon | Outdoor Lighting | White | 15 | Polypropylene | Smooth White Glass |  |  |  | 1 Medium A19 60w |  | 1 | No | [14 empty] | 0 | [12 empty] | 19.5 | 39 | 58.5 | L:7 1/4'' W:7 1/4'' H:6 7/8'' |  |  | 7.25 | 7.25 | 6.875 | Cap Nuts | [6 empty] | No |  | No | [20 empty] | DP:5 7/8'' W:5 7/8'' H:1 15/16'' Square |  |  |  |  | 6.5 | Black/White |  |  | Hardwired | 0 | 0 | 0 | 0 | 1 | 0 | 0 | 0 | 0 | 0 | 0 | 785652078965 | [15 empty] | C-UL-US Damp |  | LAVON 1L OUTDOOR CEILING-15 | One Light Outdoor Ceiling Flush Mount |  | 7546701-15.jpg | 7546701.jpg
7546701-71 | One Light Pendant |  | OUTDOOR | Lavon | Outdoor Lighting | Antique Bronze | 71 | Polypropylene | Smooth White Glass |  |  |  | 1 Medium A19 60w |  | 1 | No | [14 empty] | 0 | [12 empty] | 19.5 | 39 | 58.5 | L:7 1/4'' W:7 1/4'' H:6 7/8'' |  |  | 7.25 | 7.25 | 6.875 | Cap Nuts | [6 empty] | No |  | No | [20 empty] | DP:5 7/8'' W:5 7/8'' H:1 15/16'' Square |  |  |  |  | 6.5 | Black/White |  |  | Hardwired | 0 | 0 | 0 | 0 | 1 | 0 | 0 | 0 | 0 | 0 | 0 | 785652078972 | [15 empty] | C-UL-US Damp |  | LAVON 1L OUTDOOR CEILING-71 | One Light Outdoor Ceiling Flush Mount |  | 7546701-71.jpg | 7546701.jpg
7546701EN3-12 | One Light Outdoor Ceiling Flush Mount |  | OUTDOOR | Lavon | Outdoor Lighting | Black | 12 | Polypropylene | Smooth White Glass |  |  |  | 1 Medium A19 9.3w |  | 1 | Yes | [14 empty] | 0 | [12 empty] | 24.5 | 49 | 73.5 | L:7 1/4'' W:7 1/4'' H:6 7/8'' |  |  | 7.25 | 7.25 | 6.875 | Cap Nuts | [6 empty] | No |  | No | [20 empty] | DP:5 7/8'' W:5 7/8'' H:1 15/16'' Square |  |  |  |  | 6.5 | Black/White |  |  | Hardwired | 0 | 0 | 0 | 1 | 1 | 0 | 0 | 0 | 0 | 0 | 0 | 785652083082 | [15 empty] | C-UL-US Damp |  | LAVON 1L OUTDOOR CEILING-12 | One Light Outdoor Ceiling Flush Mount |  | 7546701EN3-12.jpg | 7546701EN3.jpg
7546701EN3-15 | One Light Outdoor Ceiling Flush Mount |  | OUTDOOR | Lavon | Outdoor Lighting | White | 15 | Polypropylene | Smooth White Glass |  |  |  | 1 Medium A19 9.3w |  | 1 | Yes | [14 empty] | 0 | [12 empty] | 24.5 | 49 | 73.5 | L:7 1/4'' W:7 1/4'' H:6 7/8'' |  |  | 7.25 | 7.25 | 6.875 | Cap Nuts | [6 empty] | No |  | No | [20 empty] | DP:5 7/8'' W:5 7/8'' H:1 15/16'' Square |  |  |  |  | 6.5 | Black/White |  |  | Hardwired | 0 | 0 | 0 | 1 | 1 | 0 | 0 | 0 | 0 | 0 | 0 | 785652083099 | [15 empty] | C-UL-US Damp |  | LAVON 1L OUTDOOR CEILING-15 | One Light Outdoor Ceiling Flush Mount |  | 7546701EN3-15.jpg | 7546701EN3.jpg
7546701EN3-71 | One Light Outdoor Ceiling Flush Mount |  | OUTDOOR | Lavon | Outdoor Lighting | Antique Bronze | 71 | Polypropylene | Smooth White Glass |  |  |  | 1 Medium A19 9.3w |  | 1 | Yes | [14 empty] | 0 | [12 empty] | 24.5 | 49 | 73.5 | L:7 1/4'' W:7 1/4'' H:6 7/8'' |  |  | 7.25 | 7.25 | 6.875 | Cap Nuts | [6 empty] | No |  | No | [20 empty] | DP:5 7/8'' W:5 7/8'' H:1 15/16'' Square |  |  |  |  | 6.5 | Black/White |  |  | Hardwired | 0 | 0 | 0 | 1 | 1 | 0 | 0 | 0 | 0 | 0 | 0 | 785652083105 | [15 empty] | C-UL-US Damp |  | LAVON 1L OUTDOOR CEILING-71 | One Light Outdoor Ceiling Flush Mount |  | 7546701EN3-71.jpg | 7546701EN3.jpg
75467-71 | One Light Outdoor Ceiling Flush Mount | These outdoor ceiling fixtures are made to complement a wide range of architectural styles and crafted from high quality, durable materials to provide you sensible style that lasts. The etched glass provides generous and even illumination. | OUTDOOR | Outdoor Ceiling | Outdoor Lighting | Antique Bronze | 71 | Brass | Clear Textured Glass |  |  |  | 1 Medium A19 60w |  | 1 | No | [14 empty] | 0 | [12 empty] | 32.48 | 64.96 | 97.44 | L:7 1/2'' W:7 1/2'' H:5 1/4'' | 2.5 |  | 7.5 | 7.5 | 5.25 | Center Lock-Up | [6 empty] | No |  | No | [25 empty] | 6.5 |  |  | N/A | Hardwired | 0 | 0 | 0 | 0 | 1 | 0 | 0 | 0 | 0 | 0 | 0 | 785652954672 | 9.25 | 9.25 | 6.75 | 3.1 | 0.334 | 100 | Yes | 6 | 10785652954679 | 27.5 | 9.5 | 14 | 20.3 | 2.117 | Yes |  | cETL Damp | 1L OUTDOOR CEILING-71 | One Light Outdoor Ceiling Flush Mount |  | 75467-71.jpg | 75467.jpg
75467-965 | One Light Outdoor Ceiling Flush Mount | These outdoor ceiling fixtures are made to complement a wide range of architectural styles and crafted from high quality, durable materials to provide you sensible style that lasts. The etched glass provides generous and even illumination. | OUTDOOR | Outdoor Ceiling | Outdoor Lighting | Antique Brushed Nickel | 965 | Brass | Clear Textured Glass |  |  |  | 1 Medium A19 60w |  | 1 | No | [14 empty] | 0 | [12 empty] | 26.5 | 53 | 79.5 | L:7 1/2'' W:7 1/2'' H:5 1/4'' | 2.5 |  | 7.5 | 7.5 | 5.25 | Center Lock-Up | [6 empty] | No |  | No | [25 empty] | 6.5 |  |  | N/A | Hardwired | 0 | 0 | 0 | 0 | 1 | 0 | 0 | 0 | 0 | 0 | 0 | 785652954696 | 9.25 | 9.25 | 6.75 | 3.1 | 0.334 | 100 | Yes | 6 | 10785652954693 | 27.5 | 9.5 | 14 | 20.3 | 2.117 | Yes |  | cETL Damp | 1L OUTDOOR CEILING-965 | One Light Outdoor Ceiling Flush Mount |  | 75467-965.jpg | 75467.jpg
75467EN3-71 | One Light Outdoor Ceiling Flush Mount | These outdoor ceiling fixtures are made to complement a wide range of architectural styles and crafted from high quality, durable materials to provide you sensible style that lasts. The etched glass provides generous and even illumination. | OUTDOOR | Outdoor Ceiling | Outdoor Lighting | Antique Bronze | 71 | Brass | Clear Textured Glass |  |  |  | 1 Medium A19 9.3w |  | 1 | Yes | [14 empty] | 0 | [12 empty] | 36.98 | 73.96 | 110.94 | L:7 1/2'' W:7 1/2'' H:5 1/4'' | 2.5 |  | 7.5 | 7.5 | 5.25 | Center Lock-Up | [6 empty] | No |  | No | [25 empty] | 6.5 | Black/White |  | N/A | Hardwired | 0 | 0 | 0 | 1 | 1 | 0 | 0 | 0 | 0 | 0 | 0 | 785652051807 | 9.25 | 9.25 | 6.75 | 3.1 | 0.334 | 100 | Yes | 6 | 10785652051804 | 27.5 | 9.5 | 14 | 20.3 | 2.117 | Yes |  | cETL Damp | 1L OUTDOOR CEILING-71 | One Light Outdoor Ceiling Flush Mount |  | 75467EN3-71.jpg | 75467.jpg
75467EN3-965 | One Light Outdoor Ceiling Flush Mount | These outdoor ceiling fixtures are made to complement a wide range of architectural styles and crafted from high quality, durable materials to provide you sensible style that lasts. The etched glass provides generous and even illumination. | OUTDOOR | Outdoor Ceiling | Outdoor Lighting | Antique Brushed Nickel | 965 | Brass | Clear Textured Glass |  |  |  | 1 Medium A19 9.3w |  | 1 | Yes | [14 empty] | 0 | [12 empty] | 30.1 | 60.2 | 90.3 | L:7 1/2'' W:7 1/2'' H:5 1/4'' | 2.5 |  | 7.5 | 7.5 | 5.25 | Center Lock-Up | [6 empty] | No |  | No | [25 empty] | 6.5 | Black/White |  | N/A | Hardwired | 0 | 0 | 0 | 1 | 1 | 0 | 0 | 0 | 0 | 0 | 0 | 785652051814 | 9.25 | 9.25 | 6.75 | 3.1 | 0.334 | 100 | Yes | 6 | 10785652051811 | 27.5 | 9.5 | 14 | 20.3 | 2.117 | Yes |  | cETL Damp | 1L OUTDOOR CEILING-965 | One Light Outdoor Ceiling Flush Mount |  | 75467EN3-965.jpg | 75467.jpg
75520-845 | Two Light Ceiling Flush Mount | The subtle details of the Parkfield lighting collection by Sea Gull Lighting make this transitional design perfect for a wide range of décor. The four-sided, glass shades and the supporting sockets feature a graduated step detail which gives each fixture a slightly more masculine and tailored look. Available in both a casual Flemish Bronze finish with Crème Parchment glass or the elegantly modern Brushed Nickel finish with Opal Etched glass, the full lighting collection offers a nine-light or five-light chandelier, a three-light down chandelier; a two-light semi-flush mount; a three-light up pendant; and one-light, two-light, three-light and four-light bath fixture (all of which can mount up or down). Incandescent and ENERGY STAR-qualified LED lamping are available. | CEILING | Parkfield | Ceiling Lights | Flemish Bronze | 845 | Steel | Creme Parchment Glass | D:12.0625" |  |  | 2 Medium A19 60w |  | 2 | No | [14 empty] | 0 | [12 empty] | 56.48 | 112.96 | 169.44 | D:13 1/4'' H:6 1/4'' | 4.5 | 13.25 |  |  | 6.25 | Key Slots | [6 empty] | No |  | No | [25 empty] | 6.5 |  |  | N/A | Hardwired | 0 | 0 | 0 | 0 | 1 | 0 | 0 | 1 | 0 | 0 | 0 | 785652755200 | 15.75 | 15.75 | 8.25 | 6.8 | 1.184 | 175 | Yes | [8 empty] | UL Damp | cUL Damp | PARKFIELD 2L CEILING-845 | Two Light Ceiling Flush Mount |  | 75520-845.jpg | 75520.jpg
75520-962 | Two Light Flush Mount | The subtle details of the Parkfield lighting collection by Sea Gull Lighting make this transitional design perfect for a wide range of décor. The four-sided, glass shades and the supporting sockets feature a graduated step detail which gives each fixture a slightly more masculine and tailored look. Available in both a casual Flemish Bronze finish with Crème Parchment glass or the elegantly modern Brushed Nickel finish with Opal Etched glass, the full lighting collection offers a nine-light or five-light chandelier, a three-light down chandelier; a two-light semi-flush mount; a three-light up pendant; and one-light, two-light, three-light and four-light bath fixture (all of which can mount up or down). Incandescent and ENERGY STAR-qualified LED lamping are available. | CEILING | Parkfield | Ceiling Lights | Brushed Nickel | 962 | Steel | Etched / White Inside Glass | D:12.0625" |  |  | 2 Medium A19 60w |  | 2 | No | [14 empty] | 0 | [12 empty] | 55.48 | 110.96 | 166.44 | D:13 1/4'' H:6 1/4'' | 4.5 | 13.25 |  |  | 6.25 | Key Slots | [6 empty] | No |  | No | [25 empty] | 6.5 |  |  | N/A | Hardwired | 0 | 0 | 0 | 0 | 1 | 0 | 0 | 1 | 0 | 0 | 0 | 785652276378 | 16 | 15.75 | 8 | 6.5 | 1.167 | 175 | Yes | [8 empty] | UL Damp | cUL Damp | PARKFIELD 2L CEILING-962 | Two Light Flush Mount |  | 75520-962.jpg | 75520.jpg
75520EN3-845 | Two Light Ceiling Flush Mount | The subtle details of the Parkfield lighting collection by Sea Gull Lighting make this transitional design perfect for a wide range of décor. The four-sided, glass shades and the supporting sockets feature a graduated step detail which gives each fixture a slightly more masculine and tailored look. Available in both a casual Flemish Bronze finish with Crème Parchment glass or the elegantly modern Brushed Nickel finish with Opal Etched glass, the full lighting collection offers a nine-light or five-light chandelier, a three-light down chandelier; a two-light semi-flush mount; a three-light up pendant; and one-light, two-light, three-light and four-light bath fixture (all of which can mount up or down). Incandescent and ENERGY STAR-qualified LED lamping are available. | CEILING | Parkfield | Ceiling Lights | Flemish Bronze | 845 | Steel | Creme Parchment Glass | D:12.0625" |  |  | 2 Medium A19 9.3w |  | 2 | Yes | [14 empty] | 0 | [12 empty] | 66.48 | 132.96 | 199.44 | D:13 1/4'' H:6 1/4'' | 4.5 | 13.25 |  |  | 6.25 | Key Slots | [6 empty] | No |  | No | [25 empty] | 6.5 | Black/White |  | N/A | Hardwired | 0 | 0 | 0 | 1 | 1 | 0 | 0 | 0 | 0 | 0 | 0 | 785652055591 | 16 | 15.75 | 8 | 6.5 | 1.167 | 175 | Yes | [8 empty] | UL Damp | cUL Damp | PARKFIELD 2L CEILING-845 | Two Light Ceiling Flush Mount |  | 75520EN3-845.jpg | 75520.jpg
75520EN3-962 | Two Light Ceiling Flush Mount | The subtle details of the Parkfield lighting collection by Sea Gull Lighting make this transitional design perfect for a wide range of décor. The four-sided, glass shades and the supporting sockets feature a graduated step detail which gives each fixture a slightly more masculine and tailored look. Available in both a casual Flemish Bronze finish with Crème Parchment glass or the elegantly modern Brushed Nickel finish with Opal Etched glass, the full lighting collection offers a nine-light or five-light chandelier, a three-light down chandelier; a two-light semi-flush mount; a three-light up pendant; and one-light, two-light, three-light and four-light bath fixture (all of which can mount up or down). Incandescent and ENERGY STAR-qualified LED lamping are available. | CEILING | Parkfield | Ceiling Lights | Brushed Nickel | 962 | Steel | Etched / White Inside Glass | D:12.0625" |  |  | 2 Medium A19 9.3w |  | 2 | Yes | [14 empty] | 0 | [12 empty] | 65.98 | 131.96 | 197.94 | D:13 1/4'' H:6 1/4'' | 4.5 | 13.25 |  |  | 6.25 | Key Slots | [6 empty] | No |  | No | [25 empty] | 6.5 | Black/White |  | N/A | Hardwired | 0 | 0 | 0 | 1 | 1 | 0 | 0 | 0 | 0 | 0 | 0 | 785652051821 | 16 | 15.75 | 8 | 6.5 | 1.167 | 175 | Yes | [8 empty] | UL Damp | cUL Damp | PARKFIELD 2L CEILING-962 | Two Light Ceiling Flush Mount |  | 75520EN3-962.jpg | 75520.jpg
75661-839 | Two Light Ceiling Flush Mount | The Winnetka indoor lighting collection by Sea Gull Lighting has a clean design which lends itself to a modern-mission style. The geometric, cylinder design has subtle ornamentation, while still offering impressive style. The indoor lighting collection is offered in Brushed Nickel or textured Blacksmith finishes, both with Satin Etched glass. The assortment includes 15-light, nine-light, five-light, and three-light chandeliers, pendants in four sizes, both flush and semi-flush ceiling fixtures, as well as one-light, two-light, three-light and four-light wall/bath fixtures. Most of these fixtures easily convert to LED by purchasing LED replacement lamps sold separately. | CEILING | Winnetka | Ceiling Lights | Blacksmith | 839 | Steel | Satin Etched Glass | D:11.8125" |  |  | 2 Medium A19 60w |  | 2 | No | [14 empty] | 0 | [12 empty] | 68.98 | 137.96 | 206.94 | D:14'' H:5 1/4'' | 4.6 | 14 |  |  | 5.25 | Key Slots | [6 empty] | No |  | No | [25 empty] | 6.5 |  |  | N/A | Hardwired | 0 | 0 | 0 | 0 | 1 | 0 | 0 | 1 | 0 | 0 | 0 | 785652756634 | 15.5 | 15.5 | 8.5 | 6.4 | 1.182 | 175 | Yes | [8 empty] | ETL Damp | cETL Damp | WINNETKA 2L CEILING-839 | Two Light Ceiling Flush Mount |  | 75661-839.jpg | 75661.jpg
75661-962 | Two Light Ceiling Flush Mount | The Winnetka indoor lighting collection by Sea Gull Lighting has a clean design which lends itself to a modern-mission style. The geometric, cylinder design has subtle ornamentation, while still offering impressive style. The indoor lighting collection is offered in Brushed Nickel or textured Blacksmith finishes, both with Satin Etched glass. The assortment includes 15-light, nine-light, five-light, and three-light chandeliers, pendants in four sizes, both flush and semi-flush ceiling fixtures, as well as one-light, two-light, three-light and four-light wall/bath fixtures. Most of these fixtures easily convert to LED by purchasing LED replacement lamps sold separately. | CEILING | Winnetka | Ceiling Lights | Brushed Nickel | 962 | Steel | Satin Etched Glass | D:11.8125" |  |  | 2 Medium A19 60w |  | 2 | No | [14 empty] | 0 | [12 empty] | 68.98 | 137.96 | 206.94 | D:14'' H:5 1/4'' | 4.6 | 14 |  |  | 5.25 | Key Slots | [6 empty] | No |  | No | [25 empty] | 6.5 |  |  | N/A | Hardwired | 0 | 0 | 0 | 0 | 1 | 0 | 0 | 1 | 0 | 0 | 0 | 785652226427 | 15.5 | 15.5 | 8.5 | 6.3 | 1.182 | 175 | Yes | [8 empty] | ETL Damp | cETL Damp | WINNETKA 2L CEILING-962 | Two Light Ceiling Flush Mount |  | 75661-962.jpg | 75661.jpg
75661EN3-839 | Two Light Ceiling Flush Mount | The Winnetka indoor lighting collection by Sea Gull Lighting has a clean design which lends itself to a modern-mission style. The geometric, cylinder design has subtle ornamentation, while still offering impressive style. The indoor lighting collection is offered in Brushed Nickel or textured Blacksmith finishes, both with Satin Etched glass. The assortment includes 15-light, nine-light, five-light, and three-light chandeliers, pendants in four sizes, both flush and semi-flush ceiling fixtures, as well as one-light, two-light, three-light and four-light wall/bath fixtures. Most of these fixtures easily convert to LED by purchasing LED replacement lamps sold separately. | CEILING | Winnetka | Ceiling Lights | Blacksmith | 839 | Steel | Satin Etched Glass | D:11.8125" |  |  | 2 Medium A19 9.3w |  | 2 | Yes | [14 empty] | 0 | [12 empty] | 74.95 | 149.9 | 224.85 | D:14'' H:5 1/4'' | 4.6 | 14 |  |  | 5.25 | Key Slots | [6 empty] | No |  | No | [25 empty] | 6.5 | Black/White |  | N/A | Hardwired | 0 | 0 | 0 | 1 | 1 | 0 | 0 | 0 | 0 | 0 | 0 | 785652047794 | 15.5 | 15.5 | 8.5 | 6.4 | 1.182 | 175 | Yes | [8 empty] | ETL Damp | cETL Damp | WINNETKA 2L CEILING-839 | Two Light Ceiling Flush Mount |  | 75661EN3-839.jpg | 75661.jpg
75661EN3-962 | Two Light Ceiling Flush Mount | The Winnetka indoor lighting collection by Sea Gull Lighting has a clean design which lends itself to a modern-mission style. The geometric, cylinder design has subtle ornamentation, while still offering impressive style. The indoor lighting collection is offered in Brushed Nickel or textured Blacksmith finishes, both with Satin Etched glass. The assortment includes 15-light, nine-light, five-light, and three-light chandeliers, pendants in four sizes, both flush and semi-flush ceiling fixtures, as well as one-light, two-light, three-light and four-light wall/bath fixtures. Most of these fixtures easily convert to LED by purchasing LED replacement lamps sold separately. | CEILING | Winnetka | Ceiling Lights | Brushed Nickel | 962 | Steel | Satin Etched Glass | D:11.8125" |  |  | 2 Medium A19 9.3w |  | 2 | Yes | [14 empty] | 0 | [12 empty] | 74.95 | 149.9 | 224.85 | D:14'' H:5 1/4'' | 4.6 | 14 |  |  | 5.25 | Key Slots | [6 empty] | No |  | No | [25 empty] | 6.5 | Black/White |  | N/A | Hardwired | 0 | 0 | 0 | 1 | 1 | 0 | 0 | 0 | 0 | 0 | 0 | 785652047800 | 15.5 | 15.5 | 8.5 | 6.3 | 1.182 | 175 | Yes | [8 empty] | ETL Damp | cETL Damp | WINNETKA 2L CEILING-962 | Two Light Ceiling Flush Mount |  | 75661EN3-962.jpg | 75661.jpg
75662-839 | Three Light Ceiling Flush Mount | The Winnetka indoor lighting collection by Sea Gull Lighting has a clean design which lends itself to a modern-mission style. The geometric, cylinder design has subtle ornamentation, while still offering impressive style. The indoor lighting collection is offered in Brushed Nickel or textured Blacksmith finishes, both with Satin Etched glass. The assortment includes 15-light, nine-light, five-light, and three-light chandeliers, pendants in four sizes, both flush and semi-flush ceiling fixtures, as well as one-light, two-light, three-light and four-light wall/bath fixtures. Most of these fixtures easily convert to LED by purchasing LED replacement lamps sold separately. | CEILING | Winnetka | Ceiling Lights | Blacksmith | 839 | Steel | Satin Etched Glass | D:15.4375" |  |  | 3 Medium A19 60w |  | 3 | No | [14 empty] | 0 | [12 empty] | 109.98 | 219.96 | 329.94 | D:17 3/4'' H:6'' | 6.6 | 17.75 |  |  | 6 | Key Slots | [6 empty] | No |  | No | [25 empty] | 6.5 |  |  | N/A | Hardwired | 0 | 0 | 0 | 0 | 1 | 0 | 0 | 1 | 0 | 0 | 0 | 785652756641 | 18.75 | 18.75 | 9.5 | 9.8 | 1.933 | 175 | Yes | [8 empty] | ETL Damp | cETL Damp | WINNETKA 3L CEILING-839 | Three Light Ceiling Flush Mount |  | 75662-839.jpg | 75662.jpg
75662-962 | Three Light Ceiling Flush Mount | The Winnetka indoor lighting collection by Sea Gull Lighting has a clean design which lends itself to a modern-mission style. The geometric, cylinder design has subtle ornamentation, while still offering impressive style. The indoor lighting collection is offered in Brushed Nickel or textured Blacksmith finishes, both with Satin Etched glass. The assortment includes 15-light, nine-light, five-light, and three-light chandeliers, pendants in four sizes, both flush and semi-flush ceiling fixtures, as well as one-light, two-light, three-light and four-light wall/bath fixtures. Most of these fixtures easily convert to LED by purchasing LED replacement lamps sold separately. | CEILING | Winnetka | Ceiling Lights | Brushed Nickel | 962 | Steel | Satin Etched Glass | D:15.4375" |  |  | 3 Medium A19 60w |  | 3 | No | [14 empty] | 0 | [12 empty] | 109.98 | 219.96 | 329.94 | D:17 3/4'' H:6'' | 6.6 | 17.75 |  |  | 6 | Key Slots | [6 empty] | No |  | No | [25 empty] | 6.5 |  |  | N/A | Hardwired | 0 | 0 | 0 | 0 | 1 | 0 | 0 | 1 | 0 | 0 | 0 | 785652226434 | 18.5 | 18.5 | 9.5 | 9.8 | 1.882 | 175 | Yes | [8 empty] | ETL Damp | cETL Damp | WINNETKA 3L CEILING-962 | Three Light Ceiling Flush Mount |  | 75661-962.jpg | 75662.jpg
75662EN3-839 | Three Light Ceiling Flush Mount | The Winnetka indoor lighting collection by Sea Gull Lighting has a clean design which lends itself to a modern-mission style. The geometric, cylinder design has subtle ornamentation, while still offering impressive style. The indoor lighting collection is offered in Brushed Nickel or textured Blacksmith finishes, both with Satin Etched glass. The assortment includes 15-light, nine-light, five-light, and three-light chandeliers, pendants in four sizes, both flush and semi-flush ceiling fixtures, as well as one-light, two-light, three-light and four-light wall/bath fixtures. Most of these fixtures easily convert to LED by purchasing LED replacement lamps sold separately. | CEILING | Winnetka | Ceiling Lights | Blacksmith | 839 | Steel | Satin Etched Glass | D:15.4375" |  |  | 3 Medium A19 9.3w |  | 3 | Yes | [14 empty] | 0 | [12 empty] | 124.98 | 249.96 | 374.94 | D:17 3/4'' H:6'' | 6.6 | 17.75 |  |  | 6 | Key Slots | [6 empty] | No |  | No | [25 empty] | 6.5 | Black/White |  | N/A | Hardwired | 0 | 0 | 0 | 1 | 1 | 0 | 0 | 0 | 0 | 0 | 0 | 785652047831 | 18.75 | 18.75 | 9.5 | 9.8 | 1.933 | 175 | Yes | [8 empty] | ETL Damp | cETL Damp | WINNETKA 3L CEILING-839 | Three Light Ceiling Flush Mount |  | 75662EN3-839.jpg | 75662.jpg
75662EN3-962 | Three Light Ceiling Flush Mount | The Winnetka indoor lighting collection by Sea Gull Lighting has a clean design which lends itself to a modern-mission style. The geometric, cylinder design has subtle ornamentation, while still offering impressive style. The indoor lighting collection is offered in Brushed Nickel or textured Blacksmith finishes, both with Satin Etched glass. The assortment includes 15-light, nine-light, five-light, and three-light chandeliers, pendants in four sizes, both flush and semi-flush ceiling fixtures, as well as one-light, two-light, three-light and four-light wall/bath fixtures. Most of these fixtures easily convert to LED by purchasing LED replacement lamps sold separately. | CEILING | Winnetka | Ceiling Lights | Brushed Nickel | 962 | Steel | Satin Etched Glass | D:15.4375" |  |  | 3 Medium A19 9.3w |  | 3 | Yes | [14 empty] | 0 | [12 empty] | 124.98 | 249.96 | 374.94 | D:17 3/4'' H:6'' | 6.6 | 17.75 |  |  | 6 | Key Slots | [6 empty] | No |  | No | [25 empty] | 6.5 | Black/White |  | N/A | Hardwired | 0 | 0 | 0 | 1 | 1 | 0 | 0 | 0 | 0 | 0 | 0 | 785652047848 | 18.5 | 18.5 | 9.5 | 9.8 | 1.882 | 175 | Yes | [8 empty] | ETL Damp | cETL Damp | WINNETKA 3L CEILING-962 | Three Light Ceiling Flush Mount |  | 75662EN3-962.jpg | 75662.jpg
7567-15 | One Light Outdoor Ceiling Flush Mount | These outdoor ceiling fixtures are made to complement a wide range of architectural styles and crafted from high quality, durable materials to provide you sensible style that lasts. The etched glass provides generous and even illumination. | OUTDOOR | Outdoor Ceiling | Outdoor Lighting | White | 15 | Polypropylene | Clear Textured Glass |  |  |  | 1 Medium A19 60w |  | 1 | No | [14 empty] | 0 | [12 empty] | 17.48 | 34.96 | 52.44 | L:8 1/4'' W:8 1/4'' H:4 3/4'' | 2.1 |  | 8.25 | 8.25 | 4.75 | Other | [6 empty] | No |  | No | [25 empty] | 6.5 |  |  | N/A | Hardwired | 0 | 0 | 0 | 0 | 1 | 0 | 0 | 0 | 0 | 0 | 0 | 785652756757 | 9.5 | 8.5 | 8.5 | 2.5 | 0.397 | 125 | Yes | 6 | 10785652756754 | 26.5 | 18 | 10 | 16.9 | 2.76 | Yes |  | cETL Damp | 1L OUTDOOR CEILING-15 | One Light Outdoor Ceiling Flush Mount |  | 7567-15.jpg | 7567.jpg
7567-32 | One Light Outdoor Ceiling Flush Mount | These outdoor ceiling fixtures are made to complement a wide range of architectural styles and crafted from high quality, durable materials to provide you sensible style that lasts. The etched glass provides generous and even illumination. | OUTDOOR | Outdoor Ceiling | Outdoor Lighting | Black | 12 | Polypropylene | Clear Textured Glass |  |  |  | 1 Medium A19 60w |  | 1 | No | [14 empty] | 0 | [12 empty] | 17.48 | 34.96 | 52.44 | L:8 1/4'' W:8 1/4'' H:4 3/4'' | 1.8 |  | 8.25 | 8.25 | 4.75 | Other | [6 empty] | No |  | No | [25 empty] | 6.5 |  |  | N/A | Hardwired | 0 | 0 | 0 | 0 | 1 | 0 | 0 | 0 | 0 | 0 | 0 | 785652756726 | 9.5 | 8.5 | 8.5 | 2.5 | 0.397 | 125 | Yes | 6 | 10785652756723 | 26.5 | 18 | 10 | 16.9 | 2.76 | Yes |  | cETL Damp | 1L OUTDOOR CEILING-32 | One Light Outdoor Ceiling Flush Mount |  | 7567-32.jpg | 7567.jpg
7567EN3-15 | One Light Outdoor Ceiling Flush Mount | These outdoor ceiling fixtures are made to complement a wide range of architectural styles and crafted from high quality, durable materials to provide you sensible style that lasts. The etched glass provides generous and even illumination. | OUTDOOR | Outdoor Ceiling | Outdoor Lighting | White | 15 | Polypropylene | Clear Textured Glass |  |  |  | 1 Medium A19 9.3w |  | 1 | Yes | [14 empty] | 0 | [12 empty] | 21.98 | 43.96 | 65.94 | L:8 1/4'' W:8 1/4'' H:4 3/4'' | 2.1 |  | 8.25 | 8.25 | 4.75 | Other | [6 empty] | No |  | No | [25 empty] | 6.5 | Black/White |  | N/A | Hardwired | 0 | 0 | 0 | 1 | 1 | 0 | 0 | 0 | 0 | 0 | 0 | 785652051838 | 8.75 | 8.75 | 5.5 | 2.6 | 0.244 | 93 | Yes | 6 | 10785652051835 | 19.5 | 9.25 | 18 | 17 | 1.879 | Yes |  | cETL Damp | 1L OUTDOOR CEILING-15 | One Light Outdoor Ceiling Flush Mount |  | 7567EN3-15.jpg | 7567.jpg
7567EN3-32 | One Light Outdoor Ceiling Flush Mount | These outdoor ceiling fixtures are made to complement a wide range of architectural styles and crafted from high quality, durable materials to provide you sensible style that lasts. The etched glass provides generous and even illumination. | OUTDOOR | Outdoor Ceiling | Outdoor Lighting | Black | 12 | Polypropylene | Clear Textured Glass |  |  |  | 1 Medium A19 9.3w |  | 1 | Yes | [14 empty] | 0 | [12 empty] | 21.98 | 43.96 | 65.94 | L:8 1/4'' W:8 1/4'' H:4 3/4'' | 2.1 |  | 8.25 | 8.25 | 4.75 | Other | [6 empty] | No |  | No | [25 empty] | 6.5 | Black/White |  | N/A | Hardwired | 0 | 0 | 0 | 1 | 1 | 0 | 0 | 0 | 0 | 0 | 0 | 785652051845 | 8.25 | 8.25 | 9.5 | 2 | 0.374 | 175 | Yes | 6 | 10785652051842 | 25.5 | 17 | 10 | 14 | 2.509 | Yes |  | cETL Damp | 1L OUTDOOR CEILING-32 | One Light Outdoor Ceiling Flush Mount |  | 7567EN3-32.jpg | 7567.jpg
7569-15 | Two Light Outdoor Ceiling Flush Mount | These outdoor ceiling fixtures are made to complement a wide range of architectural styles and crafted from high quality, durable materials to provide you sensible style that lasts. The etched glass provides generous and even illumination. | OUTDOOR | Outdoor Ceiling | Outdoor Lighting | White | 15 | Polypropylene | Clear Textured Glass |  |  |  | 2 Medium A19 60w |  | 2 | No | [14 empty] | 0 | [12 empty] | 21.48 | 42.96 | 64.44 | L:10 1/4'' W:10 1/4'' H:5 1/2'' | 2.9 |  | 10.25 | 10.25 | 5.5 | Other | [6 empty] | No |  | No | [25 empty] | 6.5 |  |  | N/A | Hardwired | 0 | 0 | 0 | 0 | 1 | 0 | 0 | 0 | 0 | 0 | 0 | 785652756955 | 11.25 | 11 | 8.5 | 3.9 | 0.609 | 125 | Yes | 6 | 10785652756952 | 26.25 | 23 | 12 | 26.2 | 4.193 | Yes |  | cETL Damp | 2L OUTDOOR CEILING-15 | Two Light Outdoor Ceiling Flush Mount |  | 7569-15.jpg | 7569.jpg
7569-32 | Two Light Outdoor Ceiling Flush Mount | These outdoor ceiling fixtures are made to complement a wide range of architectural styles and crafted from high quality, durable materials to provide you sensible style that lasts. The etched glass provides generous and even illumination. | OUTDOOR | Outdoor Ceiling | Outdoor Lighting | Black | 12 | Polypropylene | Clear Textured Glass |  |  |  | 2 Medium A19 60w |  | 2 | No | [14 empty] | 0 | [12 empty] | 21.48 | 42.96 | 64.44 | L:10 1/4'' W:10 1/4'' H:5 1/2'' | 2.9 |  | 10.25 | 10.25 | 5.5 | Other | [6 empty] | No |  | No | [25 empty] | 6.5 |  |  | N/A | Hardwired | 0 | 0 | 0 | 0 | 1 | 0 | 0 | 0 | 0 | 0 | 0 | 785652756924 | 11.25 | 111 | 8.5 | 3.9 | 6.143 | 125 | No | 6 | 10785652756921 | 26.25 | 23 | 12 | 26.2 | 4.193 | No |  | cETL Damp | 2L OUTDOOR CEILING-32 | Two Light Outdoor Ceiling Flush Mount |  | 7569-32.jpg | 7569.jpg
7569EN3-15 | Two Light Outdoor Ceiling Flush Mount | These outdoor ceiling fixtures are made to complement a wide range of architectural styles and crafted from high quality, durable materials to provide you sensible style that lasts. The etched glass provides generous and even illumination. | OUTDOOR | Outdoor Ceiling | Outdoor Lighting | White | 15 | Polypropylene | Clear Textured Glass |  |  |  | 2 Medium A19 9.3w |  | 2 | Yes | [14 empty] | 0 | [12 empty] | 33.98 | 67.96 | 101.94 | L:10 1/4'' W:10 1/4'' H:5 1/2'' | 2.9 |  | 10.25 | 10.25 | 5.5 | Other | [6 empty] | No |  | No | [25 empty] | 6.5 | Black/White |  | N/A | Hardwired | 0 | 0 | 0 | 1 | 1 | 0 | 0 | 0 | 0 | 0 | 0 | 785652051852 | 10.5 | 10.5 | 6 | 3.6 | 0.383 | 100 | Yes | 6 | 10785652051859 | 32 | 11.2 | 13 | 22.9 | 2.696 | Yes |  | cETL Damp | 2L OUTDOOR CEILING-15 | Two Light Outdoor Ceiling Flush Mount |  | 7569EN3-15.jpg | 7569.jpg
7569EN3-32 | Two Light Outdoor Ceiling Flush Mount | These outdoor ceiling fixtures are made to complement a wide range of architectural styles and crafted from high quality, durable materials to provide you sensible style that lasts. The etched glass provides generous and even illumination. | OUTDOOR | Outdoor Ceiling | Outdoor Lighting | Black | 12 | Polypropylene | Clear Textured Glass |  |  |  | 2 Medium A19 9.3w |  | 2 | Yes | [14 empty] | 0 | [12 empty] | 31.98 | 63.96 | 95.94 | L:10 1/4'' W:10 1/4'' H:5 1/2'' | 2.9 |  | 10.25 | 10.25 | 5.5 | Other | [6 empty] | No |  | No | [25 empty] | 6.5 | Black/White |  | N/A | Hardwired | 0 | 0 | 0 | 1 | 1 | 0 | 0 | 0 | 0 | 0 | 0 | 785652046582 | 10.5 | 10.5 | 6 | 3.6 | 0.383 | 100 | Yes | 6 | 10785652046589 | 32 | 11.5 | 13 | 22.9 | 2.769 | Yes |  | cETL Damp | 2L OUTDOOR CEILING-32 | Two Light Outdoor Ceiling Flush Mount |  | 7569EN3-32.jpg | 7569.jpg
75801-962 | Hopewell Two Light Flush Mount in Brushed Nickel with White Alabaster Glass |  | Ceiling Fixture | Hopewell | Ceiling Lights | Brushed Nickel | 962 | [5 empty] | 2 Medium A19 60w |  | 2 | No | [27 empty] | 55 | 110 | 165 | D:16 1/4'' H:6 3/4'' |  | 16.25 |  |  | 6.75 | Key Slots | [6 empty] | No |  | No | [25 empty] | 6.5 |  |  |  | Hardwired | 0 | 0 | 0 | 0 | 0 | 0 | 0 | 1 | 0 | 0 | 0 | 785652218934 | [17 empty] | Flushmount in Brushed Nickel Finish | Two Light Flush Mount |  | 75801-962.jpg | 75801.jpg
7580402-846 | Two Light Ceiling Flush Mount | A distinct bowl-shaped silhouette defines the flagship chandeliers of the traditional Corbeille collection by Sea Gull Lighting. With a hint of contemporary inspiration, the soft hue of the Crème Parchment glass complements the fixtures’ refined curves in the Stardust finish. The assortment includes nine-light and five-light chandeliers, pendants in two sizes and both flush and semi-flush ceiling fixtures. Both incandescent lamping and ENERGY STAR-qualified LED lamping are available; all fixtures are California Title 24 compliant. | CEILING | Corbeille | Ceiling Lights | Stardust / Cerused Oak | 846 / 735 | Steel | Creme Parchment Glass | D:13.75" H:3" |  |  | 2 Medium A19 60w |  | 2 | No | [14 empty] | 0 | [12 empty] | 74.98 | 149.96 | 224.94 | D:15 1/4'' H:8'' | 6.37 | 15.25 |  |  | 8 | Universal Mounting Plate | [6 empty] | No |  | No | [25 empty] | 6.5 |  |  |  | Hardwired | 0 | 0 | 0 | 0 | 1 | 0 | 0 | 1 | 0 | 0 | 0 | 785652245671 | 16.25 | 16.25 | 8.25 | 8 | 1.261 | 125 | Yes | [8 empty] | ETL Damp |  | CORBEILLE 2L CEILING-846 | Two Light Ceiling Flush Mount |  | 7580402-846.jpg | 7580402.jpg
7580402EN3-846 | Two Light Ceiling Flush Mount | A distinct bowl-shaped silhouette defines the flagship chandeliers of the traditional Corbeille collection by Sea Gull Lighting. With a hint of contemporary inspiration, the soft hue of the Crème Parchment glass complements the fixtures’ refined curves in the Stardust finish. The assortment includes nine-light and five-light chandeliers, pendants in two sizes and both flush and semi-flush ceiling fixtures. Both incandescent lamping and ENERGY STAR-qualified LED lamping are available; all fixtures are California Title 24 compliant. | CEILING | Corbeille | Ceiling Lights | Stardust / Cerused Oak | 846 / 735 | Steel | Creme Parchment Glass | D:13.75" H:3" |  |  | 2 Medium A19 9.3w |  | 2 | Yes | [14 empty] | 0 | [12 empty] | 88.98 | 177.96 | 266.94 | D:15 1/4'' H:8'' | 6.37 | 15.25 |  |  | 8 | Universal Mounting Plate | [6 empty] | No |  | No | [25 empty] | 6.5 | Black/White |  |  | Hardwired | 0 | 0 | 0 | 1 | 1 | 0 | 0 | 0 | 0 | 0 | 0 | 785652051869 | 16.25 | 16.25 | 8.25 | 8 | 1.261 | 70 | Yes | [8 empty] | ETL Damp |  | CORBEILLE 2L CEILING-846 | Two Light Ceiling Flush Mount |  | 7580402EN3-846.jpg | 7580402.jpg
7590403-715 | Three Light Ceiling Flush Mount | Named after the Italian word for “sphere,” the transitional Sfera collection by Sea Gull Lighting features detailed center bands and rounded, sweeping curves -- rustic with a modern inspiration. Offered in Autumn Bronze finish with several glass options – extraordinary painted Mercury glass and Café Tint glass, as well as a Smoky Amber glass for wall/bath fixtures only. The assortment includes six-light and four-light chandeliers, pendants in three sizes, both flush and semi-flush ceiling fixtures, as well as two-light, three-light and four-light wall/bath fixtures. Both incandescent lamping and ENERGY STAR-qualified LED lamping are available. Most of these fixtures easily convert to LED by purchasing LED replacement lamps sold separately. | CEILING | Sfera | Ceiling Lights | Autumn Bronze | 715 | Steel |  |  |  |  | 3 Medium A19 60w |  | 3 | No | [14 empty] | 0 | [12 empty] | 91.48 | 182.96 | 274.44 | D:14 1/4'' H:10 1/2'' | 8.2 | 14.25 |  |  | 10.5 | Universal Mounting Bar | [6 empty] | No |  | No | [25 empty] | 6.5 |  |  |  | Hardwired | 0 | 0 | 0 | 0 | 1 | 0 | 0 | 1 | 0 | 0 | 0 | 785652247415 | 16 | 16 | 11.25 | 10.1 | 1.667 | 125 | Yes | [9 empty] | cETL Damp | SFERA 3L CEILING-715 | Three Light Ceiling Flush Mount |  | 7590403-715.jpg | 7510402.jpg
7590403EN3-715 | Three Light Ceiling Flush Mount | Named after the Italian word for “sphere,” the transitional Sfera collection by Sea Gull Lighting features detailed center bands and rounded, sweeping curves -- rustic with a modern inspiration. Offered in Autumn Bronze finish with several glass options – extraordinary painted Mercury glass and Café Tint glass, as well as a Smoky Amber glass for wall/bath fixtures only. The assortment includes six-light and four-light chandeliers, pendants in three sizes, both flush and semi-flush ceiling fixtures, as well as two-light, three-light and four-light wall/bath fixtures. Both incandescent lamping and ENERGY STAR-qualified LED lamping are available. Most of these fixtures easily convert to LED by purchasing LED replacement lamps sold separately. | CEILING | Sfera | Ceiling Lights | Autumn Bronze | 715 | Steel |  |  |  |  | 3 Medium A19 9.3w |  | 3 | Yes | [14 empty] | 0 | [12 empty] | 108.48 | 216.96 | 325.44 | D:14 1/4'' H:10 1/2'' | 8.2 | 14.25 |  |  | 10.5 | Universal Mounting Bar | [6 empty] | No |  | No | [25 empty] | 6.5 | Black/White |  |  | Hardwired | 0 | 0 | 0 | 1 | 1 | 0 | 0 | 0 | 0 | 0 | 0 | 785652046926 | 16 | 16 | 11.25 | 10.1 | 1.667 | 125 | Yes | [9 empty] | cETL Damp | SFERA 3L CEILING-715 | Three Light Ceiling Flush Mount |  | 7590403EN3-715.jpg | 7590403.jpg
75940-15 | One Light Ceiling Flush Mount | The Windgate lighting collection by Sea Gull Lighting is a sensibly, modernized and transitional selection of fixtures featuring clean lines and sophisticated Alabaster style glass. The collection works well with a variety of interiors, as it blends well into its surrounding decor. Offered in Brushed Nickel or Heirloom Bronze finishes, as well as a Chrome finish for the wall/bath fixtures only. The assortment includes five-light, and three-light chandeliers (either with up-light or down-light), pendants in four sizes, both flush and semi-flush ceiling fixtures, as well as one-light, two-light, three-light and four-light wall/bath fixtures. Both incandescent lamping and ENERGY STAR-qualified LED lamping are available. Most of these fixtures easily convert to LED by purchasing LED replacement lamps sold separately. | CEILING | Windgate | Ceiling Lights | White | 15 | Steel | Alabaster Glass | D:8.65625" H:2.875" |  |  | 1 Medium A19 100w |  | 1 | No | [14 empty] | 0 | [12 empty] | 15.98 | 31.96 | 47.94 | D:11 1/2'' H:4 1/2'' | 2.4 | 11.5 |  |  | 4.5 | Key Slots | [6 empty] | No |  | No | [25 empty] | 6.5 |  |  |  | Hardwired | 0 | 0 | 0 | 0 | 1 | 0 | 0 | 1 | 0 | 0 | 0 | 785652020445 | 12 | 6 | 12.25 | 3 | 0.51 | 175 | Yes | [8 empty] | ETL Damp | cETL Damp | WINDGATE 1L CEILING-15 | One Light Ceiling Flush Mount |  | 75940-15.jpg | 75940.jpg
75940-782 | One Light Ceiling Flush Mount | The Windgate lighting collection by Sea Gull Lighting is a sensibly, modernized and transitional selection of fixtures featuring clean lines and sophisticated Alabaster style glass. The collection works well with a variety of interiors, as it blends well into its surrounding decor. Offered in Brushed Nickel or Heirloom Bronze finishes, as well as a Chrome finish for the wall/bath fixtures only. The assortment includes five-light, and three-light chandeliers (either with up-light or down-light), pendants in four sizes, both flush and semi-flush ceiling fixtures, as well as one-light, two-light, three-light and four-light wall/bath fixtures. Both incandescent lamping and ENERGY STAR-qualified LED lamping are available. Most of these fixtures easily convert to LED by purchasing LED replacement lamps sold separately. | CEILING | Windgate | Ceiling Lights | Heirloom Bronze | 782 | Steel | Alabaster Glass | D:8.65625" H:2.875" |  |  | 1 Medium A19 100w |  | 1 | No | [14 empty] | 0 | [12 empty] | 16.48 | 32.96 | 49.44 | D:11 1/2'' H:4 1/2'' | 2.4 | 11.5 |  |  | 4.5 | Key Slots | [6 empty] | No |  | No | [25 empty] | 6.5 |  |  |  | Hardwired | 0 | 0 | 0 | 0 | 1 | 0 | 0 | 1 | 0 | 0 | 0 | 785652020438 | 12 | 6 | 12.25 | 3 | 0.51 | 175 | Yes | [8 empty] | ETL Damp | cETL Damp | WINDGATE 1L CEILING-782 | One Light Ceiling Flush Mount |  | 75940BLE-782.jpg | 75940.jpg
75940-962 | One Light Ceiling Flush Mount | The Windgate lighting collection by Sea Gull Lighting is a sensibly, modernized and transitional selection of fixtures featuring clean lines and sophisticated Alabaster style glass. The collection works well with a variety of interiors, as it blends well into its surrounding decor. Offered in Brushed Nickel or Heirloom Bronze finishes, as well as a Chrome finish for the wall/bath fixtures only. The assortment includes five-light, and three-light chandeliers (either with up-light or down-light), pendants in four sizes, both flush and semi-flush ceiling fixtures, as well as one-light, two-light, three-light and four-light wall/bath fixtures. Both incandescent lamping and ENERGY STAR-qualified LED lamping are available. Most of these fixtures easily convert to LED by purchasing LED replacement lamps sold separately. | CEILING | Windgate | Ceiling Lights | Brushed Nickel | 962 | Steel | Alabaster Glass | D:8.65625" H:2.875" |  |  | 1 Medium A19 100w |  | 1 | No | [14 empty] | 0 | [12 empty] | 16.48 | 32.96 | 49.44 | D:11 1/2'' H:4 1/2'' | 2.4 | 11.5 |  |  | 4.5 | Key Slots | [6 empty] | No |  | No | [25 empty] | 6.5 |  |  |  | Hardwired | 0 | 0 | 0 | 0 | 1 | 0 | 0 | 1 | 0 | 0 | 0 | 785652020452 | 12 | 6 | 12.25 | 3 | 0.51 | 175 | Yes | [8 empty] | ETL Damp | cETL Damp | WINDGATE 1L CEILING-962 | One Light Ceiling Flush Mount |  | 75940-962.jpg | 75940.jpg
75940EN3-15 | One Light Ceiling Flush Mount | The Windgate lighting collection by Sea Gull Lighting is a sensibly, modernized and transitional selection of fixtures featuring clean lines and sophisticated Alabaster style glass. The collection works well with a variety of interiors, as it blends well into its surrounding decor. Offered in Brushed Nickel or Heirloom Bronze finishes, as well as a Chrome finish for the wall/bath fixtures only. The assortment includes five-light, and three-light chandeliers (either with up-light or down-light), pendants in four sizes, both flush and semi-flush ceiling fixtures, as well as one-light, two-light, three-light and four-light wall/bath fixtures. Both incandescent lamping and ENERGY STAR-qualified LED lamping are available. Most of these fixtures easily convert to LED by purchasing LED replacement lamps sold separately. | CEILING | Windgate | Ceiling Lights | White | 15 | Steel | Alabaster Glass | D:8.65625" H:2.875" |  |  | 1 Medium A19 9.3w |  | 1 | Yes | [14 empty] | 0 | [12 empty] | 21.98 | 43.96 | 65.94 | D:11 1/2'' H:4 1/2'' | 2.4 | 11.5 |  |  | 4.5 | Key Slots | [6 empty] | No |  | No | [25 empty] | 6.5 | Black/White |  |  | Hardwired | 0 | 0 | 0 | 1 | 1 | 0 | 0 | 0 | 0 | 0 | 0 | 785652047411 | 12 | 6 | 12.25 | 3 | 0.51 | 175 | Yes | [8 empty] | ETL Damp | cETL Damp | WINDGATE 1L CEILING-15 | One Light Ceiling Flush Mount |  | 75940EN3-15.jpg | 75940.jpg
75940EN3-782 | One Light Ceiling Flush Mount | The Windgate lighting collection by Sea Gull Lighting is a sensibly, modernized and transitional selection of fixtures featuring clean lines and sophisticated Alabaster style glass. The collection works well with a variety of interiors, as it blends well into its surrounding decor. Offered in Brushed Nickel or Heirloom Bronze finishes, as well as a Chrome finish for the wall/bath fixtures only. The assortment includes five-light, and three-light chandeliers (either with up-light or down-light), pendants in four sizes, both flush and semi-flush ceiling fixtures, as well as one-light, two-light, three-light and four-light wall/bath fixtures. Both incandescent lamping and ENERGY STAR-qualified LED lamping are available. Most of these fixtures easily convert to LED by purchasing LED replacement lamps sold separately. | CEILING | Windgate | Ceiling Lights | Heirloom Bronze | 782 | Steel | Alabaster Glass | D:8.65625" H:2.875" |  |  | 1 Medium A19 9.3w |  | 1 | Yes | [14 empty] | 0 | [12 empty] | 21.98 | 43.96 | 65.94 | D:11 1/2'' H:4 1/2'' | 2.4 | 11.5 |  |  | 4.5 | Key Slots | [6 empty] | No |  | No | [25 empty] | 6.5 | Black/White |  |  | Hardwired | 0 | 0 | 0 | 1 | 1 | 0 | 0 | 0 | 0 | 0 | 0 | 785652047428 | 12 | 6 | 12.25 | 3 | 0.51 | 175 | Yes | [8 empty] | ETL Damp | cETL Damp | WINDGATE 1L CEILING-782 | One Light Ceiling Flush Mount |  | 75940EN3-782.jpg | 75940.jpg
75940EN3-962 | One Light Ceiling Flush Mount | The Windgate lighting collection by Sea Gull Lighting is a sensibly, modernized and transitional selection of fixtures featuring clean lines and sophisticated Alabaster style glass. The collection works well with a variety of interiors, as it blends well into its surrounding decor. Offered in Brushed Nickel or Heirloom Bronze finishes, as well as a Chrome finish for the wall/bath fixtures only. The assortment includes five-light, and three-light chandeliers (either with up-light or down-light), pendants in four sizes, both flush and semi-flush ceiling fixtures, as well as one-light, two-light, three-light and four-light wall/bath fixtures. Both incandescent lamping and ENERGY STAR-qualified LED lamping are available. Most of these fixtures easily convert to LED by purchasing LED replacement lamps sold separately. | CEILING | Windgate | Ceiling Lights | Brushed Nickel | 962 | Steel | Alabaster Glass | D:8.65625" H:2.875" |  |  | 1 Medium A19 9.3w |  | 1 | Yes | [14 empty] | 0 | [12 empty] | 21.98 | 43.96 | 65.94 | D:11 1/2'' H:4 1/2'' | 2.4 | 11.5 |  |  | 4.5 | Key Slots | [6 empty] | No |  | No | [25 empty] | 6.5 | Black/White |  |  | Hardwired | 0 | 0 | 0 | 1 | 1 | 0 | 0 | 0 | 0 | 0 | 0 | 785652047435 | 12 | 6 | 12.25 | 3 | 0.51 | 175 | Yes | [8 empty] | ETL Damp | cETL Damp | WINDGATE 1L CEILING-962 | One Light Ceiling Flush Mount |  | 75940EN3-962.jpg | 75940.jpg
75942-15 | Two Light Ceiling Flush Mount | The Windgate lighting collection by Sea Gull Lighting is a sensibly, modernized and transitional selection of fixtures featuring clean lines and sophisticated Alabaster style glass. The collection works well with a variety of interiors, as it blends well into its surrounding decor. Offered in Brushed Nickel or Heirloom Bronze finishes, as well as a Chrome finish for the wall/bath fixtures only. The assortment includes five-light, and three-light chandeliers (either with up-light or down-light), pendants in four sizes, both flush and semi-flush ceiling fixtures, as well as one-light, two-light, three-light and four-light wall/bath fixtures. Both incandescent lamping and ENERGY STAR-qualified LED lamping are available. Most of these fixtures easily convert to LED by purchasing LED replacement lamps sold separately. | CEILING | Windgate | Ceiling Lights | White | 15 | Steel | Alabaster Glass | D:9.90625" H:3.3125" |  |  | 2 Medium A19 60w |  | 2 | No | [14 empty] | 0 | [12 empty] | 20.98 | 41.96 | 62.94 | D:13'' H:5 1/4'' | 3.3 | 13 |  |  | 5.25 | Key Slots | [6 empty] | No |  | No | [25 empty] | 6.5 |  |  |  | Hardwired | 0 | 0 | 0 | 0 | 1 | 0 | 0 | 1 | 0 | 0 | 0 | 785652020384 | 13.5 | 6 | 14 | 4.2 | 0.656 | 125 | Yes | [8 empty] | ETL Damp | cETL Damp | WINDGATE 2L CEILING-15 | Two Light Ceiling Flush Mount |  | 75942-15.jpg | 75942.jpg
75942-782 | Two Light Ceiling Flush Mount | The Windgate lighting collection by Sea Gull Lighting is a sensibly, modernized and transitional selection of fixtures featuring clean lines and sophisticated Alabaster style glass. The collection works well with a variety of interiors, as it blends well into its surrounding decor. Offered in Brushed Nickel or Heirloom Bronze finishes, as well as a Chrome finish for the wall/bath fixtures only. The assortment includes five-light, and three-light chandeliers (either with up-light or down-light), pendants in four sizes, both flush and semi-flush ceiling fixtures, as well as one-light, two-light, three-light and four-light wall/bath fixtures. Both incandescent lamping and ENERGY STAR-qualified LED lamping are available. Most of these fixtures easily convert to LED by purchasing LED replacement lamps sold separately. | CEILING | Windgate | Ceiling Lights | Heirloom Bronze | 782 | Steel | Alabaster Glass | D:9.90625" H:3.3125" |  |  | 2 Medium A19 60w |  | 2 | No | [14 empty] | 0 | [12 empty] | 20.98 | 41.96 | 62.94 | D:13'' H:5 1/4'' | 3.3 | 13 |  |  | 5.25 | Key Slots | [6 empty] | No |  | No | [25 empty] | 6.5 |  |  |  | Hardwired | 0 | 0 | 0 | 0 | 1 | 0 | 0 | 1 | 0 | 0 | 0 | 785652020377 | 13.5 | 6 | 14 | 4.2 | 0.656 | 125 | Yes | [8 empty] | ETL Damp | cETL Damp | WINDGATE 2L CEILING-782 | Two Light Ceiling Flush Mount |  | 75942-782.jpg | 75942.jpg
75942-962 | Two Light Ceiling Flush Mount | The Windgate lighting collection by Sea Gull Lighting is a sensibly, modernized and transitional selection of fixtures featuring clean lines and sophisticated Alabaster style glass. The collection works well with a variety of interiors, as it blends well into its surrounding decor. Offered in Brushed Nickel or Heirloom Bronze finishes, as well as a Chrome finish for the wall/bath fixtures only. The assortment includes five-light, and three-light chandeliers (either with up-light or down-light), pendants in four sizes, both flush and semi-flush ceiling fixtures, as well as one-light, two-light, three-light and four-light wall/bath fixtures. Both incandescent lamping and ENERGY STAR-qualified LED lamping are available. Most of these fixtures easily convert to LED by purchasing LED replacement lamps sold separately. | CEILING | Windgate | Ceiling Lights | Brushed Nickel | 962 | Steel | Alabaster Glass | D:9.90625" H:3.3125" |  |  | 2 Medium A19 60w |  | 2 | No | [14 empty] | 0 | [12 empty] | 20.98 | 41.96 | 62.94 | D:13'' H:5 1/4'' | 3.3 | 13 |  |  | 5.25 | Key Slots | [6 empty] | No |  | No | [25 empty] | 6.5 |  |  |  | Hardwired | 0 | 0 | 0 | 0 | 1 | 0 | 0 | 1 | 0 | 0 | 0 | 785652020391 | 14 | 14 | 6.75 | 4.2 | 0.766 | 175 | Yes | [8 empty] | ETL Damp | cETL Damp | WINDGATE 2L CEILING-962 | Two Light Ceiling Flush Mount |  | 75942-962.jpg | 75942.jpg
75942EN3-15 | Two Light Ceiling Flush Mount | The Windgate lighting collection by Sea Gull Lighting is a sensibly, modernized and transitional selection of fixtures featuring clean lines and sophisticated Alabaster style glass. The collection works well with a variety of interiors, as it blends well into its surrounding decor. Offered in Brushed Nickel or Heirloom Bronze finishes, as well as a Chrome finish for the wall/bath fixtures only. The assortment includes five-light, and three-light chandeliers (either with up-light or down-light), pendants in four sizes, both flush and semi-flush ceiling fixtures, as well as one-light, two-light, three-light and four-light wall/bath fixtures. Both incandescent lamping and ENERGY STAR-qualified LED lamping are available. Most of these fixtures easily convert to LED by purchasing LED replacement lamps sold separately. | CEILING | Windgate | Ceiling Lights | White | 15 | Steel | Alabaster Glass | D:9.90625" H:3.3125" |  |  | 2 Medium A19 9.3w |  | 2 | Yes | [14 empty] | 0 | [12 empty] | 33.48 | 66.96 | 100.44 | D:13'' H:5 1/4'' | 3.3 | 13 |  |  | 5.25 | Key Slots | [6 empty] | No |  | No | [25 empty] | 6.5 | Black/White |  |  | Hardwired | 0 | 0 | 0 | 1 | 1 | 0 | 0 | 0 | 0 | 0 | 0 | 785652047510 | 14.5 | 13.75 | 7 | 4.2 | 0.808 | 175 | Yes | [8 empty] | ETL Damp | cETL Damp | WINDGATE 2L CEILING-15 | Two Light Ceiling Flush Mount |  | 75942EN3-15.jpg | 75942.jpg
75942EN3-782 | Two Light Ceiling Flush Mount | The Windgate lighting collection by Sea Gull Lighting is a sensibly, modernized and transitional selection of fixtures featuring clean lines and sophisticated Alabaster style glass. The collection works well with a variety of interiors, as it blends well into its surrounding decor. Offered in Brushed Nickel or Heirloom Bronze finishes, as well as a Chrome finish for the wall/bath fixtures only. The assortment includes five-light, and three-light chandeliers (either with up-light or down-light), pendants in four sizes, both flush and semi-flush ceiling fixtures, as well as one-light, two-light, three-light and four-light wall/bath fixtures. Both incandescent lamping and ENERGY STAR-qualified LED lamping are available. Most of these fixtures easily convert to LED by purchasing LED replacement lamps sold separately. | CEILING | Windgate | Ceiling Lights | Heirloom Bronze | 782 | Steel | Alabaster Glass | D:9.90625" H:3.3125" |  |  | 2 Medium A19 9.3w |  | 2 | Yes | [14 empty] | 0 | [12 empty] | 33.48 | 66.96 | 100.44 | D:13'' H:5 1/4'' | 3.3 | 13 |  |  | 5.25 | Key Slots | [6 empty] | No |  | No | [25 empty] | 6.5 | Black/White |  |  | Hardwired | 0 | 0 | 0 | 1 | 1 | 0 | 0 | 0 | 0 | 0 | 0 | 785652047527 | 14 | 13.75 | 7 | 4.1 | 0.78 | 175 | Yes | [8 empty] | ETL Damp | cETL Damp | WINDGATE 2L CEILING-782 | Two Light Ceiling Flush Mount |  | 75942EN3-782.jpg | 75942.jpg
75942EN3-962 | Two Light Ceiling Flush Mount | The Windgate lighting collection by Sea Gull Lighting is a sensibly, modernized and transitional selection of fixtures featuring clean lines and sophisticated Alabaster style glass. The collection works well with a variety of interiors, as it blends well into its surrounding decor. Offered in Brushed Nickel or Heirloom Bronze finishes, as well as a Chrome finish for the wall/bath fixtures only. The assortment includes five-light, and three-light chandeliers (either with up-light or down-light), pendants in four sizes, both flush and semi-flush ceiling fixtures, as well as one-light, two-light, three-light and four-light wall/bath fixtures. Both incandescent lamping and ENERGY STAR-qualified LED lamping are available. Most of these fixtures easily convert to LED by purchasing LED replacement lamps sold separately. | CEILING | Windgate | Ceiling Lights | Brushed Nickel | 962 | Steel | Alabaster Glass | D:9.90625" H:3.3125" |  |  | 2 Medium A19 9.3w |  | 2 | Yes | [14 empty] | 0 | [12 empty] | 33.48 | 66.96 | 100.44 | D:13'' H:5 1/4'' | 3.3 | 13 |  |  | 5.25 | Key Slots | [6 empty] | No |  | No | [25 empty] | 6.5 | Black/White |  |  | Hardwired | 0 | 0 | 0 | 1 | 1 | 0 | 0 | 0 | 0 | 0 | 0 | 785652047534 | 14.5 | 13.75 | 7 | 4.2 | 0.808 | 175 | Yes | [8 empty] | ETL Damp | cETL Damp | WINDGATE 2L CEILING-962 | Two Light Ceiling Flush Mount |  | 75942EN3-962.jpg | 75942.jpg
75943-15 | Three Light Ceiling Flush Mount | The Windgate lighting collection by Sea Gull Lighting is a sensibly, modernized and transitional selection of fixtures featuring clean lines and sophisticated Alabaster style glass. The collection works well with a variety of interiors, as it blends well into its surrounding decor. Offered in Brushed Nickel or Heirloom Bronze finishes, as well as a Chrome finish for the wall/bath fixtures only. The assortment includes five-light, and three-light chandeliers (either with up-light or down-light), pendants in four sizes, both flush and semi-flush ceiling fixtures, as well as one-light, two-light, three-light and four-light wall/bath fixtures. Both incandescent lamping and ENERGY STAR-qualified LED lamping are available. Most of these fixtures easily convert to LED by purchasing LED replacement lamps sold separately. | CEILING | Windgate | Ceiling Lights | White | 15 | Steel | Alabaster Glass | D:11.6875" H:3.34375" |  |  | 3 Medium A19 60w |  | 3 | No | [14 empty] | 0 | [12 empty] | 28.48 | 56.96 | 85.44 | D:15'' H:5 1/2'' | 4.2 | 15 |  |  | 5.5 | Key Slots | [6 empty] | No |  | No | [25 empty] | 6.5 |  |  |  | Hardwired | 0 | 0 | 0 | 0 | 1 | 0 | 0 | 1 | 0 | 0 | 0 | 785652020568 | 16 | 6 | 16 | 5.3 | 0.889 | 125 | Yes | [8 empty] | ETL Damp | cETL Damp | WINDGATE 3L CEILING-15 | Three Light Ceiling Flush Mount |  | 75943-15.jpg | 75943.jpg
75943-782 | Three Light Ceiling Flush Mount | The Windgate lighting collection by Sea Gull Lighting is a sensibly, modernized and transitional selection of fixtures featuring clean lines and sophisticated Alabaster style glass. The collection works well with a variety of interiors, as it blends well into its surrounding decor. Offered in Brushed Nickel or Heirloom Bronze finishes, as well as a Chrome finish for the wall/bath fixtures only. The assortment includes five-light, and three-light chandeliers (either with up-light or down-light), pendants in four sizes, both flush and semi-flush ceiling fixtures, as well as one-light, two-light, three-light and four-light wall/bath fixtures. Both incandescent lamping and ENERGY STAR-qualified LED lamping are available. Most of these fixtures easily convert to LED by purchasing LED replacement lamps sold separately. | CEILING | Windgate | Ceiling Lights | Heirloom Bronze | 782 | Steel | Alabaster Glass | D:11.6875" H:3.34375" |  |  | 3 Medium A19 60w |  | 3 | No | [14 empty] | 0 | [12 empty] | 28.48 | 56.96 | 85.44 | D:15'' H:5 1/2'' | 4.2 | 15 |  |  | 5.5 | Key Slots | [6 empty] | No |  | No | [25 empty] | 6.5 |  |  |  | Hardwired | 0 | 0 | 0 | 0 | 1 | 0 | 0 | 1 | 0 | 0 | 0 | 785652020551 | 16 | 6 | 16 | 5.3 | 0.889 | 125 | Yes | [8 empty] | ETL Damp | cETL Damp | WINDGATE 3L CEILING-782 | Three Light Ceiling Flush Mount |  | 75943-782.jpg | 75943.jpg
75943-962 | Three Light Ceiling Flush Mount | The Windgate lighting collection by Sea Gull Lighting is a sensibly, modernized and transitional selection of fixtures featuring clean lines and sophisticated Alabaster style glass. The collection works well with a variety of interiors, as it blends well into its surrounding decor. Offered in Brushed Nickel or Heirloom Bronze finishes, as well as a Chrome finish for the wall/bath fixtures only. The assortment includes five-light, and three-light chandeliers (either with up-light or down-light), pendants in four sizes, both flush and semi-flush ceiling fixtures, as well as one-light, two-light, three-light and four-light wall/bath fixtures. Both incandescent lamping and ENERGY STAR-qualified LED lamping are available. Most of these fixtures easily convert to LED by purchasing LED replacement lamps sold separately. | CEILING | Windgate | Ceiling Lights | Brushed Nickel | 962 | Steel | Alabaster Glass | D:11.6875" H:3.34375" |  |  | 3 Medium A19 60w |  | 3 | No | [14 empty] | 0 | [12 empty] | 28.48 | 56.96 | 85.44 | D:15'' H:5 1/2'' | 4.2 | 15 |  |  | 5.5 | Key Slots | [6 empty] | No |  | No | [25 empty] | 6.5 |  |  |  | Hardwired | 0 | 0 | 0 | 0 | 1 | 0 | 0 | 1 | 0 | 0 | 0 | 785652020575 | 16 | 6 | 16 | 5.3 | 0.889 | 125 | Yes | [8 empty] | ETL Damp | cETL Damp | WINDGATE 3L CEILING-962 | Three Light Ceiling Flush Mount |  | 75943-962.jpg | 75943.jpg
75943EN3-15 | Three Light Ceiling Flush Mount | The Windgate lighting collection by Sea Gull Lighting is a sensibly, modernized and transitional selection of fixtures featuring clean lines and sophisticated Alabaster style glass. The collection works well with a variety of interiors, as it blends well into its surrounding decor. Offered in Brushed Nickel or Heirloom Bronze finishes, as well as a Chrome finish for the wall/bath fixtures only. The assortment includes five-light, and three-light chandeliers (either with up-light or down-light), pendants in four sizes, both flush and semi-flush ceiling fixtures, as well as one-light, two-light, three-light and four-light wall/bath fixtures. Both incandescent lamping and ENERGY STAR-qualified LED lamping are available. Most of these fixtures easily convert to LED by purchasing LED replacement lamps sold separately. | CEILING | Windgate | Ceiling Lights | White | 15 | Steel | Alabaster Glass | D:11.6875" H:3.34375" |  |  | 3 Medium A19 9.3w |  | 3 | Yes | [14 empty] | 0 | [12 empty] | 46.48 | 92.96 | 139.44 | D:15'' H:5 1/2'' | 4.2 | 15 |  |  | 5.5 | Key Slots | [6 empty] | No |  | No | [25 empty] | 6.5 | Black/White |  |  | Hardwired | 0 | 0 | 0 | 1 | 1 | 0 | 0 | 0 | 0 | 0 | 0 | 785652047596 | 16 | 6 | 16 | 5.3 | 0.889 | 125 | Yes | [8 empty] | ETL Damp | cETL Damp | WINDGATE 3L CEILING-15 | Three Light Ceiling Flush Mount |  | 75943EN3-15.jpg | 75943.jpg
75943EN3-782 | Three Light Ceiling Flush Mount | The Windgate lighting collection by Sea Gull Lighting is a sensibly, modernized and transitional selection of fixtures featuring clean lines and sophisticated Alabaster style glass. The collection works well with a variety of interiors, as it blends well into its surrounding decor. Offered in Brushed Nickel or Heirloom Bronze finishes, as well as a Chrome finish for the wall/bath fixtures only. The assortment includes five-light, and three-light chandeliers (either with up-light or down-light), pendants in four sizes, both flush and semi-flush ceiling fixtures, as well as one-light, two-light, three-light and four-light wall/bath fixtures. Both incandescent lamping and ENERGY STAR-qualified LED lamping are available. Most of these fixtures easily convert to LED by purchasing LED replacement lamps sold separately. | CEILING | Windgate | Ceiling Lights | Heirloom Bronze | 782 | Steel | Alabaster Glass | D:11.6875" H:3.34375" |  |  | 3 Medium A19 9.3w |  | 3 | Yes | [14 empty] | 0 | [12 empty] | 46.48 | 92.96 | 139.44 | D:15'' H:5 1/2'' | 4.2 | 15 |  |  | 5.5 | Key Slots | [6 empty] | No |  | No | [25 empty] | 6.5 | Black/White |  |  | Hardwired | 0 | 0 | 0 | 1 | 1 | 0 | 0 | 0 | 0 | 0 | 0 | 785652047602 | 16 | 6 | 16 | 5.3 | 0.889 | 125 | Yes | [8 empty] | ETL Damp | cETL Damp | WINDGATE 3L CEILING-782 | Three Light Ceiling Flush Mount |  | 75943EN3-782.jpg | 75943.jpg
75943EN3-962 | Three Light Ceiling Flush Mount | The Windgate lighting collection by Sea Gull Lighting is a sensibly, modernized and transitional selection of fixtures featuring clean lines and sophisticated Alabaster style glass. The collection works well with a variety of interiors, as it blends well into its surrounding decor. Offered in Brushed Nickel or Heirloom Bronze finishes, as well as a Chrome finish for the wall/bath fixtures only. The assortment includes five-light, and three-light chandeliers (either with up-light or down-light), pendants in four sizes, both flush and semi-flush ceiling fixtures, as well as one-light, two-light, three-light and four-light wall/bath fixtures. Both incandescent lamping and ENERGY STAR-qualified LED lamping are available. Most of these fixtures easily convert to LED by purchasing LED replacement lamps sold separately. | CEILING | Windgate | Ceiling Lights | Brushed Nickel | 962 | Steel | Alabaster Glass | D:11.6875" H:3.34375" |  |  | 3 Medium A19 9.3w |  | 3 | Yes | [14 empty] | 0 | [12 empty] | 46.48 | 92.96 | 139.44 | D:15'' H:5 1/2'' | 4.2 | 15 |  |  | 5.5 | Key Slots | [6 empty] | No |  | No | [25 empty] | 6.5 | Black/White |  |  | Hardwired | 0 | 0 | 0 | 1 | 1 | 0 | 0 | 0 | 0 | 0 | 0 | 785652047619 | 16 | 16 | 7.18 | 5.2 | 1.064 | 175 | Yes | [8 empty] | ETL Damp | cETL Damp | WINDGATE 3L CEILING-962 | Three Light Ceiling Flush Mount |  | 75943EN3-962.jpg | 75943.jpg
75952-710 | Two Light Ceiling Flush Mount | The Stirling lighting collection by Sea Gull Lighting, with its chic style and eclectic twist brings clean, modern lines to a traditional soul. The Beige Linen drum shades combined with a Burnt Sienna finish or White Linen drum shades combined with a Brushed Nickel finish are both eye-catching and inviting. For the wall/bath fixtures only, a Chrome finish coupled with Opal Etched glass shades is also available. The assortment includes nine-light, five-light and three-light chandeliers, pendants in six sizes, both flush and semi-flush ceiling fixtures, a one-light wall sconce, as well as one-light, two-light, three-light and four-light wall/bath fixtures. Most of these fixtures easily convert to LED by purchasing LED replacement lamps sold separately. | CEILING | Stirling | Ceiling Lights | Burnt Sienna | 710 | Steel | Beige Linen Fabric | D:14" H:5.875" |  | Satin Etched Glass | 2 Medium A19 60w |  | 2 | No | [14 empty] | 0 | [12 empty] | 74.95 | 149.9 | 224.85 | D:14'' H:7 1/4'' | 5.8 | 14 |  |  | 7.25 | Universal Mounting Bar | [6 empty] | No |  | No | [20 empty] | D:5 1/2'' H:1 3/8'' Round |  |  |  |  | 6.5 |  |  |  | Hardwired | 0 | 0 | 0 | 0 | 1 | 0 | 0 | 1 | 0 | 0 | 0 | 785652182464 | 16.25 | 16.25 | 9.25 | 7.2 | 1.414 | 175 | Yes | [8 empty] | ETL Damp | cETL Damp | STIRLING 2L CEILING-710 | Two Light Ceiling Flush Mount |  | 75952-710.jpg | 75952.jpg
75952-962 | Two Light Ceiling Flush Mount | The Stirling lighting collection by Sea Gull Lighting, with its chic style and eclectic twist brings clean, modern lines to a traditional soul. The Beige Linen drum shades combined with a Burnt Sienna finish or White Linen drum shades combined with a Brushed Nickel finish are both eye-catching and inviting. For the wall/bath fixtures only, a Chrome finish coupled with Opal Etched glass shades is also available. The assortment includes nine-light, five-light and three-light chandeliers, pendants in six sizes, both flush and semi-flush ceiling fixtures, a one-light wall sconce, as well as one-light, two-light, three-light and four-light wall/bath fixtures. Most of these fixtures easily convert to LED by purchasing LED replacement lamps sold separately. | CEILING | Stirling | Ceiling Lights | Brushed Nickel | 962 | Steel | White Linen Fabric | D:14" H:5.875" |  | Satin Etched Glass | 2 Medium A19 60w |  | 2 | No | [14 empty] | 0 | [12 empty] | 74.95 | 149.9 | 224.85 | D:14'' H:7 1/4'' | 5.8 | 14 |  |  | 7.25 | Universal Mounting Bar | [6 empty] | No |  | No | [20 empty] | D:5 1/2'' H:1 3/8'' Round |  |  |  |  | 6.5 |  |  |  | Hardwired | 0 | 0 | 0 | 0 | 1 | 0 | 0 | 1 | 0 | 0 | 0 | 785652027406 | 17 | 16.25 | 9.25 | 7.4 | 1.479 | 175 | Yes | [8 empty] | ETL Damp | cETL Damp | STIRLING 2L CEILING-962 | Two Light Ceiling Flush Mount |  | 75952-962.jpg | 75952.jpg
75952EN3-710 | Two Light Ceiling Flush Mount | The Stirling lighting collection by Sea Gull Lighting, with its chic style and eclectic twist brings clean, modern lines to a traditional soul. The Beige Linen drum shades combined with a Burnt Sienna finish or White Linen drum shades combined with a Brushed Nickel finish are both eye-catching and inviting. For the wall/bath fixtures only, a Chrome finish coupled with Opal Etched glass shades is also available. The assortment includes nine-light, five-light and three-light chandeliers, pendants in six sizes, both flush and semi-flush ceiling fixtures, a one-light wall sconce, as well as one-light, two-light, three-light and four-light wall/bath fixtures. Most of these fixtures easily convert to LED by purchasing LED replacement lamps sold separately. | CEILING | Stirling | Ceiling Lights | Burnt Sienna | 710 | Steel | Beige Linen Fabric | D:14" H:5.875" |  | Satin Etched Glass | 2 Medium A19 9.3w |  | 2 | Yes | [14 empty] | 0 | [12 empty] | 88.98 | 177.96 | 266.94 | D:14'' H:7 1/4'' | 5.8 | 14 |  |  | 7.25 | Universal Mounting Bar | [6 empty] | No |  | No | [20 empty] | D:5 1/2'' H:1 3/8'' Round |  |  |  |  | 6.5 | Black/White |  |  | Hardwired | 0 | 0 | 0 | 1 | 1 | 0 | 0 | 0 | 0 | 0 | 0 | 785652051876 | 16.25 | 16.25 | 9.25 | 7.2 | 1.414 | 175 | Yes | [8 empty] | ETL Damp | cETL Damp | STIRLING 2L CEILING-710 | Two Light Ceiling Flush Mount |  | 75952EN3-710.jpg | 75952.jpg
75952EN3-962 | Two Light Ceiling Flush Mount | The Stirling lighting collection by Sea Gull Lighting, with its chic style and eclectic twist brings clean, modern lines to a traditional soul. The Beige Linen drum shades combined with a Burnt Sienna finish or White Linen drum shades combined with a Brushed Nickel finish are both eye-catching and inviting. For the wall/bath fixtures only, a Chrome finish coupled with Opal Etched glass shades is also available. The assortment includes nine-light, five-light and three-light chandeliers, pendants in six sizes, both flush and semi-flush ceiling fixtures, a one-light wall sconce, as well as one-light, two-light, three-light and four-light wall/bath fixtures. Most of these fixtures easily convert to LED by purchasing LED replacement lamps sold separately. | CEILING | Stirling | Ceiling Lights | Brushed Nickel | 962 | Steel | White Linen Fabric | D:14" H:5.875" |  | Satin Etched Glass | 2 Medium A19 9.3w |  | 2 | Yes | [14 empty] | 0 | [12 empty] | 88.98 | 177.96 | 266.94 | D:14'' H:7 1/4'' | 5.8 | 14 |  |  | 7.25 | Universal Mounting Bar | [6 empty] | No |  | No | [20 empty] | D:5 1/2'' H:1 3/8'' Round |  |  |  |  | 6.5 | Black/White |  |  | Hardwired | 0 | 0 | 0 | 1 | 1 | 0 | 0 | 0 | 0 | 0 | 0 | 785652051883 | 17 | 16.25 | 9.25 | 7.4 | 1.479 | 175 | Yes | [8 empty] | ETL Damp | cETL Damp | STIRLING 2L CEILING-962 | Two Light Ceiling Flush Mount |  | 75952EN3-962.jpg | 75952.jpg
7643593S-962 | Large LED Ceiling Flush Mount | The clip ceiling flush mount fixtures by Sea Gull Lighting provide a clean, contemporary look popular in commercial and residential settings. Offered in two-light and three-light options, the Satin Etched glass is held securely in place with Three Brushed Nickel clips – slide the spring-tension clip out for easy glass cleaning and bulb changing. Available in incandescent lamping, ENERGY STAR-qualified LED lamping, and integrated LED. | CEILING | Clip Ceiling Flush Mount | Ceiling Lights | Brushed Nickel | 962 | Steel |  |  |  | Satin Etched Glass |  |  | 2 | No | 2000 | 3000 | 90 | 28 | 120 | 19 - Integrated | MODS - Modules |  | 5 | 100 | LED | 28 | 28 | 50000 | 0 | [12 empty] | 46.48 | 92.96 | 139.44 | D:16 1/4'' H:4'' | 4.5 | 16.25 |  |  | 4 | Key Slots | [6 empty] | No |  | No | [23 empty] | D:13 3/8'' H:3/4'' Round |  | 6 | Black/White |  |  | Hardwired | 0 | 0 | 0 | 0 | 1 | 0 | 0 | 0 | 0 | 0 | 0 | 785652064319 | 18.25 | 17.75 | 7 | 6.7 | 1.312 | 175 | Yes | [9 empty] | cETL Damp | CLIP LED FLUSH MOUNT-962 | Large LED Ceiling Flush Mount |  | 7643593S-962.jpg | 7543503.jpg
7647-782 | Two Light Ceiling Flush Mount | The Bretton pendant collection from Sea Gull Lighting features a classic six-sided lantern silhouette. Offered in Brushed Nickel and Heirloom Bronze finishes, all with Clear glass, the fixtures’ charming style and candelabra bulbs will fill your home with generous amounts of illumination that welcomes your guests. The assortment includes a two-light and three-light ceiling flush mount, two-light and three-light pendants which can also be converted into semi-flush ceiling mounts, along with a generous six-light large pendant which is perfect for a grand foyer. | CEILING | Bretton | Ceiling Lights | Heirloom Bronze | 782 | Steel | Clear Beveled Glass | W:3.15625" H:4.3125" |  |  | 2 Candelabra Torpedo 40w |  | 2 | No | [14 empty] | 0 | [12 empty] | 39.48 | 78.96 | 118.44 | L:7'' W:8'' H:6'' | 2.5 |  | 7 | 8 | 6 | Cap Nuts | [6 empty] | No |  | No | [25 empty] | 6.5 |  |  | N/A | Hardwired | 0 | 0 | 0 | 0 | 1 | 0 | 0 | 1 | 0 | 0 | 0 | 785652764776 | 9.18 | 8.5 | 8.5 | 3.35 | 0.384 | 100 | Yes | 2 | 10785652764773 | 17.25 | 8.625 | 9 | 7.35 | 0.775 | Yes | UL Damp | cUL Damp | BRETTON 2L FLUSH MOUNT-782 | Two Light Ceiling Flush Mount |  | 7647-782.jpg | 7647.jpg
7647-962 | Two Light Ceiling Flush Mount | The Bretton pendant collection from Sea Gull Lighting features a classic six-sided lantern silhouette. Offered in Brushed Nickel and Heirloom Bronze finishes, all with Clear glass, the fixtures’ charming style and candelabra bulbs will fill your home with generous amounts of illumination that welcomes your guests. The assortment includes a two-light and three-light ceiling flush mount, two-light and three-light pendants which can also be converted into semi-flush ceiling mounts, along with a generous six-light large pendant which is perfect for a grand foyer. | CEILING | Bretton | Ceiling Lights | Brushed Nickel | 962 | Steel | Clear Beveled Glass | W:3.15625" H:4.3125" |  |  | 2 Candelabra Torpedo 40w |  | 2 | No | [14 empty] | 0 | [12 empty] | 39.48 | 78.96 | 118.44 | L:7'' W:8'' H:6'' | 2.5 |  | 7 | 8 | 6 | Cap Nuts | [6 empty] | No |  | No | [25 empty] | 6.5 |  |  | N/A | Hardwired | 0 | 0 | 0 | 0 | 1 | 0 | 0 | 1 | 0 | 0 | 0 | 785652764790 | 9.125 | 8.5 | 8.5 | 3.35 | 0.382 | 100 | Yes | 2 | 10785652764797 | 17.25 | 9.625 | 9 | 7.35 | 0.865 | Yes | UL Damp | cUL Damp | BRETTON 2L FLUSH MOUNT-962 | Two Light Ceiling Flush Mount |  | 7647-962.jpg | 7647.jpg
7647EN-782 | Two Light Ceiling Flush Mount | The Bretton pendant collection from Sea Gull Lighting features a classic six-sided lantern silhouette. Offered in Brushed Nickel and Heirloom Bronze finishes, all with Clear glass, the fixtures’ charming style and candelabra bulbs will fill your home with generous amounts of illumination that welcomes your guests. The assortment includes a two-light and three-light ceiling flush mount, two-light and three-light pendants which can also be converted into semi-flush ceiling mounts, along with a generous six-light large pendant which is perfect for a grand foyer. | CEILING | Bretton | Ceiling Lights | Heirloom Bronze | 782 | Steel | Clear Beveled Glass | W:3.15625" H:4.3125" |  |  | 2 Candelabra Torpedo 3.5w |  | 2 | Yes | [14 empty] | 0 | [12 empty] | 49.98 | 99.96 | 149.94 | L:7'' W:8'' H:6'' | 2.5 |  | 7 | 8 | 6 | Cap Nuts | [6 empty] | No |  | No | [25 empty] | 6.5 |  |  | N/A | Hardwired | 0 | 0 | 0 | 1 | 1 | 0 | 0 | 0 | 0 | 0 | 0 | 785652031694 | 9.2 | 8.5 | 8.5 | 3.3 | 0.385 | 100 | Yes | 2 | 10785652031691 | 17.25 | 8.7 | 9 | 7.35 | 0.782 | Yes | UL Damp | cUL Damp | BRETTON 2L FLUSH MOUNT-782 | Two Light Ceiling Flush Mount |  | 7647EN-782.jpg | 7647.jpg
7647EN-962 | Two Light Ceiling Flush Mount | The Bretton pendant collection from Sea Gull Lighting features a classic six-sided lantern silhouette. Offered in Brushed Nickel and Heirloom Bronze finishes, all with Clear glass, the fixtures’ charming style and candelabra bulbs will fill your home with generous amounts of illumination that welcomes your guests. The assortment includes a two-light and three-light ceiling flush mount, two-light and three-light pendants which can also be converted into semi-flush ceiling mounts, along with a generous six-light large pendant which is perfect for a grand foyer. | CEILING | Bretton | Ceiling Lights | Brushed Nickel | 962 | Steel | Clear Beveled Glass | W:3.15625" H:4.3125" |  |  | 2 Candelabra Torpedo 3.5w |  | 2 | Yes | [14 empty] | 0 | [12 empty] | 49.98 | 99.96 | 149.94 | L:7'' W:8'' H:6'' | 2.5 |  | 7 | 8 | 6 | Cap Nuts | [6 empty] | No |  | No | [25 empty] | 6.5 |  |  | N/A | Hardwired | 0 | 0 | 0 | 1 | 1 | 0 | 0 | 0 | 0 | 0 | 0 | 785652031700 | 9.125 | 8.5 | 8.5 | 3.35 | 0.382 | 100 | Yes | 2 | 10785652031707 | 17.25 | 9.625 | 9 | 7.35 | 0.865 | Yes | UL Damp | cUL Damp | BRETTON 2L FLUSH MOUNT-962 | Two Light Ceiling Flush Mount |  | 7647EN-962.jpg | 7647.jpg
7648-782 | Three Light Ceiling Flush Mount | The Bretton pendant collection from Sea Gull Lighting features a classic six-sided lantern silhouette. Offered in Brushed Nickel and Heirloom Bronze finishes, all with Clear glass, the fixtures’ charming style and candelabra bulbs will fill your home with generous amounts of illumination that welcomes your guests. The assortment includes a two-light and three-light ceiling flush mount, two-light and three-light pendants which can also be converted into semi-flush ceiling mounts, along with a generous six-light large pendant which is perfect for a grand foyer. | CEILING | Bretton | Ceiling Lights | Heirloom Bronze | 782 | Steel | Clear Beveled Glass | W:4.1875" H:4.3125" |  |  | 3 Candelabra Torpedo 40w |  | 3 | No | [14 empty] | 0 | [12 empty] | 55.98 | 111.96 | 167.94 | L:8 3/4'' W:10'' H:6'' | 3.5 |  | 8.75 | 10 | 6 | Cap Nuts | [6 empty] | No |  | No | [25 empty] | 6.5 |  |  | N/A | Hardwired | 0 | 0 | 0 | 0 | 1 | 0 | 0 | 1 | 0 | 0 | 0 | 785652764875 | 11 | 11 | 9 | 4.7 | 0.63 | 125 | Yes | 2 | 10785652764872 | 22.25 | 11.75 | 9.75 | 10.75 | 1.475 | Yes | UL Damp | cUL Damp | BRETTON 3L FLUSH MOUNT-782 | Three Light Ceiling Flush Mount |  | 7648-782.jpg | 7648.jpg
7648-962 | Three Light Ceiling Flush Mount | The Bretton pendant collection from Sea Gull Lighting features a classic six-sided lantern silhouette. Offered in Brushed Nickel and Heirloom Bronze finishes, all with Clear glass, the fixtures’ charming style and candelabra bulbs will fill your home with generous amounts of illumination that welcomes your guests. The assortment includes a two-light and three-light ceiling flush mount, two-light and three-light pendants which can also be converted into semi-flush ceiling mounts, along with a generous six-light large pendant which is perfect for a grand foyer. | CEILING | Bretton | Ceiling Lights | Brushed Nickel | 962 | Steel | Clear Beveled Glass | W:4.1875" H:4.3125" |  |  | 3 Candelabra Torpedo 40w |  | 3 | No | [14 empty] | 0 | [12 empty] | 55.98 | 111.96 | 167.94 | L:8 3/4'' W:10'' H:6'' | 3.5 |  | 8.75 | 10 | 6 | Cap Nuts | [6 empty] | No |  | No | [25 empty] | 6.5 |  |  | N/A | Hardwired | 0 | 0 | 0 | 0 | 1 | 0 | 0 | 1 | 0 | 0 | 0 | 785652764899 | 11.25 | 11 | 9 | 4.6 | 0.645 | 125 | Yes | 2 | 10785652764896 | 22 | 11.5 | 9.75 | 10.35 | 1.428 | Yes | UL Damp | cUL Damp | BRETTON 3L FLUSH MOUNT-962 | Three Light Ceiling Flush Mount |  | 7648-962.jpg | 7648.jpg
7648EN-782 | Three Light Ceiling Flush Mount | The Bretton pendant collection from Sea Gull Lighting features a classic six-sided lantern silhouette. Offered in Brushed Nickel and Heirloom Bronze finishes, all with Clear glass, the fixtures’ charming style and candelabra bulbs will fill your home with generous amounts of illumination that welcomes your guests. The assortment includes a two-light and three-light ceiling flush mount, two-light and three-light pendants which can also be converted into semi-flush ceiling mounts, along with a generous six-light large pendant which is perfect for a grand foyer. | CEILING | Bretton | Ceiling Lights | Heirloom Bronze | 782 | Steel | Clear Beveled Glass | W:4.1875" H:4.3125" |  |  | 3 Candelabra Torpedo 3.5w |  | 3 | Yes | [14 empty] | 0 | [12 empty] | 70.48 | 140.96 | 211.44 | L:8 3/4'' W:10'' H:6'' | 3.5 |  | 8.75 | 10 | 6 | Cap Nuts | [6 empty] | No |  | No | [25 empty] | 6.5 |  |  | N/A | Hardwired | 0 | 0 | 0 | 1 | 1 | 0 | 0 | 0 | 0 | 0 | 0 | 785652031717 | 11 | 11 | 9 | 4.7 | 0.63 | 125 | Yes | 2 | 10785652031714 | 22.25 | 11.75 | 9.75 | 10.75 | 1.475 | Yes | UL Damp | cUL Damp | BRETTON 3L FLUSH MOUNT-782 | Three Light Ceiling Flush Mount |  | 7648EN-782.jpg | 7648.jpg
7648EN-962 | Three Light Ceiling Flush Mount | The Bretton pendant collection from Sea Gull Lighting features a classic six-sided lantern silhouette. Offered in Brushed Nickel and Heirloom Bronze finishes, all with Clear glass, the fixtures’ charming style and candelabra bulbs will fill your home with generous amounts of illumination that welcomes your guests. The assortment includes a two-light and three-light ceiling flush mount, two-light and three-light pendants which can also be converted into semi-flush ceiling mounts, along with a generous six-light large pendant which is perfect for a grand foyer. | CEILING | Bretton | Ceiling Lights | Brushed Nickel | 962 | Steel | Clear Beveled Glass | W:4.1875" H:4.3125" |  |  | 3 Candelabra Torpedo 3.5w |  | 3 | Yes | [14 empty] | 0 | [12 empty] | 70.48 | 140.96 | 211.44 | L:8 3/4'' W:10'' H:6'' | 3.5 |  | 8.75 | 10 | 6 | Cap Nuts | [6 empty] | No |  | No | [25 empty] | 6.5 |  |  | N/A | Hardwired | 0 | 0 | 0 | 1 | 1 | 0 | 0 | 0 | 0 | 0 | 0 | 785652031724 | 11.25 | 11 | 9 | 4.6 | 0.645 | 125 | Yes | 2 | 10785652031721 | 22 | 11.5 | 9.75 | 10.35 | 1.428 | Yes | UL Damp | cUL Damp | BRETTON 3L FLUSH MOUNT-962 | Three Light Ceiling Flush Mount |  | 7648EN-962.jpg | 7648.jpg
7650893S-782 | Medium LED Ceiling Flush Mount |  | CEILING | Mahone | Ceiling Lights | Heirloom Bronze | 782 | Steel |  |  |  | White Acrylic |  |  | 1 | No | 1395 | 3000 | 90 | 23 | 120 | 19 - Integrated | MODS - Modules |  | 10 | 100 | LED | 23 | 23 | 50000 | 0 | [12 empty] | 47.98 | 95.96 | 143.94 | D:14 1/2'' H:4 1/8'' | 2.65 | 14.5 |  |  | 4.125 | Key Slots | [6 empty] | No |  | No | [20 empty] | D:14 3/8'' H:5/16'' Round |  |  |  |  | 6.5 | Black/White |  |  | Hardwired | 0 | 0 | 0 | 1 | 1 | 0 | 1 | 0 | 0 | 0 | 1 | 785652066566 | 16 | 16 | 5.5 | 4.3 | 0.815 | 175 | Yes | 5 | 10785652066563 | 28.5 | 16.5 | 17 | 24 | 4.626 | Yes |  |  | MAHONE MD LED CEILING-782 | Medium LED Ceiling Flush Mount |  | 7650893S-782.jpg | 7650893S.jpg
7650893S-962 | Medium LED Ceiling Flush Mount |  | CEILING | Mahone | Ceiling Lights | Brushed Nickel | 962 | Steel |  |  |  | White Acrylic |  |  | 1 | No | 1395 | 3000 | 90 | 23 | 120 | 19 - Integrated | MODS - Modules |  | 10 | 100 | LED | 23 | 23 | 50000 | 0 | [12 empty] | 47.98 | 95.96 | 143.94 | D:14 1/2'' H:4 1/8'' | 2.65 | 14.5 |  |  | 4.125 | Key Slots | [6 empty] | No |  | No | [20 empty] | D:14 3/8'' H:5/16'' Round |  |  |  |  | 6.5 | Black/White |  |  | Hardwired | 0 | 0 | 0 | 1 | 1 | 0 | 1 | 0 | 0 | 0 | 1 | 785652066573 | 16 | 16 | 5.75 | 4.2 | 0.852 | 175 | Yes | 5 | 10785652066570 | 29 | 16.75 | 17 | 23 | 4.779 | Yes |  |  | MAHONE MD LED CEILING-962 | Medium LED Ceiling Flush Mount |  | 7650893S-962.jpg | 7650893S.jpg
7661-02 | Three Light Ceiling Flush Mount | The Grandover flush mount ceiling collection by Sea Gull Lighting features a classic octagon profile with panels of Clear Beveled glass which let light sparkle in your entryways and hallways. In Brushed Nickel or Polished Brass finishes, the Grandover flush mounts have a transitional appeal updated for today's style. | CEILING | Grandover | Ceiling Lights | Polished Brass | 2 | Brass / Steel | Clear Beveled Glass | W:3.21875" H:3.5625" |  |  | 3 Candelabra G16-1/2 25w |  | 3 | No | [14 empty] | 0 | [12 empty] | 31.48 | 62.96 | 94.44 | D:9'' H:6'' | 2.8 | 9 |  |  | 6 | Cap Nuts | [6 empty] | No |  | No | [25 empty] | 6.5 |  |  | N/A | Hardwired | 0 | 0 | 0 | 0 | 1 | 0 | 0 | 1 | 0 | 0 | 0 | 785652766121 | 9.5 | 9.5 | 6.5 | 3.6 | 0.339 | 93 | Yes | 3 | 10785652766128 | 10 | 10 | 20.75 | 12.15 | 1.201 | Yes | UL Damp | cUL Damp | GRANDOVER 3L FLUSH MOUNT-02 | Three Light Ceiling Flush Mount |  | 7661-02.jpg | 7661.jpg
7661-962 | Three Light Ceiling Flush Mount | The Grandover flush mount ceiling collection by Sea Gull Lighting features a classic octagon profile with panels of Clear Beveled glass which let light sparkle in your entryways and hallways. In Brushed Nickel or Polished Brass finishes, the Grandover flush mounts have a transitional appeal updated for today's style. | CEILING | Grandover | Ceiling Lights | Brushed Nickel | 962 | Brass / Steel | Clear Beveled Glass | W:3.21875" H:2.375" |  |  | 3 Candelabra G16-1/2 25w |  | 3 | No | [14 empty] | 0 | [12 empty] | 31.48 | 62.96 | 94.44 | D:9'' H:6'' | 2.8 | 9 |  |  | 6 | Cap Nuts | [6 empty] | No |  | No | [25 empty] | 6.5 |  |  | N/A | Hardwired | 0 | 0 | 0 | 0 | 1 | 0 | 0 | 1 | 0 | 0 | 0 | 785652661938 | 9.5 | 9.5 | 6.5 | 3.5 | 0.339 | 93 | Yes | 3 | 10785652661935 | 10.5 | 10 | 20.75 | 12.2 | 1.261 | Yes | UL Damp | cUL Damp | GRANDOVER 3L FLUSH MOUNT-962 | Three Light Ceiling Flush Mount |  | 7661-962.jpg | 7661.jpg
7662-02 | Four Light Ceiling Flush Mount | The Grandover flush mount ceiling collection by Sea Gull Lighting features a classic octagon profile with panels of Clear Beveled glass which let light sparkle in your entryways and hallways. In Brushed Nickel or Polished Brass finishes, the Grandover flush mounts have a transitional appeal updated for today's style. | CEILING | Grandover | Ceiling Lights | Polished Brass | 2 | Brass / Steel | Clear Beveled Glass |  |  |  | 4 Candelabra G16-1/2 25w |  | 4 | No | [14 empty] | 0 | [12 empty] | 37.98 | 75.96 | 113.94 | D:11'' H:6 1/2'' | 3.8 | 11 |  |  | 6.5 | Cap Nuts | [6 empty] | No |  | No | [25 empty] | 6.5 |  |  | N/A | Hardwired | 0 | 0 | 0 | 0 | 1 | 0 | 0 | 1 | 0 | 0 | 0 | 785652766220 | 11 | 11 | 7.25 | 4.7 | 0.508 | 100 | Yes | 3 | 10785652766227 | 11.25 | 11.5 | 22.75 | 15.75 | 1.703 | Yes | UL Damp | cUL Damp | GRANDOVER 4L FLUSH MOUNT-02 | Four Light Ceiling Flush Mount |  | 7662-02.jpg | 7662.jpg
7662-962 | Four Light Ceiling Flush Mount | The Grandover flush mount ceiling collection by Sea Gull Lighting features a classic octagon profile with panels of Clear Beveled glass which let light sparkle in your entryways and hallways. In Brushed Nickel or Polished Brass finishes, the Grandover flush mounts have a transitional appeal updated for today's style. | CEILING | Grandover | Ceiling Lights | Brushed Nickel | 962 | Brass / Steel | Clear Beveled Glass | W:3.53125" H:2.5625" |  |  | 4 Candelabra G16-1/2 25w |  | 4 | No | [14 empty] | 0 | [12 empty] | 37.98 | 75.96 | 113.94 | D:11'' H:6 1/2'' | 3.8 | 11 |  |  | 6.5 | Cap Nuts | [6 empty] | No |  | No | [25 empty] | 6.5 |  |  | N/A | Hardwired | 0 | 0 | 0 | 0 | 1 | 0 | 0 | 1 | 0 | 0 | 0 | 785652662966 | 11 | 11 | 7.25 | 4.75 | 0.508 | 100 | Yes | 3 | 10785652662963 | 11.5 | 11.5 | 22.75 | 15.1 | 1.741 | Yes | UL Damp | cUL Damp | GRANDOVER 4L FLUSH MOUNT-962 | Four Light Ceiling Flush Mount |  | 7662-962.jpg | 7662.jpg
77033EN3-98 | Large Three Light Ceiling Flush Mount | Modern styling and forward thinking represent the Centra collection by Sea Gull Lighting. Stunning in a Brushed Stainless finish with Satin White glass, Centra is designed to bring a modern sensibility to your hallways and foyers with a pendant / semi-flush fixture, small, medium, and large ceiling fixtures and a wall sconce to round out the collection. Incandescent, integrated LED, and ENERGY STAR-qualified LED lamping are all available. | CEILING | Centra | Ceiling Lights | Brushed Stainless | 98 | Steel |  |  |  | Satin White Glass | 3 Medium A19 9.3w |  | 3 | Yes | [14 empty] | 0 | [12 empty] | 104.5 | 209 | 313.5 | D:21 1/4'' H:4 3/4'' | 8.9 | 21.25 |  |  | 4.75 | Key Slots | [6 empty] | No |  | No | [25 empty] | 6.5 | Black/White |  | N/A | Hardwired | 0 | 0 | 0 | 1 | 1 | 0 | 0 | 0 | 0 | 0 | 0 | 785652051890 | 24.5 | 10.25 | 25.25 | 13.4 | 3.67 | 250 | Yes | [8 empty] | UL Damp | cUL Damp | CENTRA 3L CEILING-98 | Large Three Light Ceiling Flush Mount |  | 77033EN3-98.jpg | 77033.jpg
77046-715 | Two Light Semi-Flush Convertible Pendant | The inverted bell jar silhouette of the Westminster lantern pendant collection by Sea Gull Lighting is universally familiar yet all together fresh. The perfect accent to a multitude of styles, the fixture has an Autumn Bronze finish with Clear Cloche glass and offers extreme versatility to can create a bold statement without upstaging the surrounding decor. In addition to their traditional application as an entryway light, lanterns of this style are increasingly used by top designers for lighting kitchen islands and dining rooms. The two-light pendant can be converted to a semi-flush ceiling mount, and the small and large three-light pendants round out the assortment. | CEILING | Westminster | Ceiling Lights | Autumn Bronze | 715 | Steel | Clear Glass | D:8.5" H:9" |  |  | 2 Candelabra B Torpedo 60w |  | 2 | No | [14 empty] | 0 | [12 empty] | 149.98 | 299.96 | 449.94 | D:8 1/2'' H:15 3/4'' O:139 1/2'' | 5.5 | 8.5 |  |  | 15.75 | Center Lock-Up |  | 15.5 | 139.5 |  |  |  | No |  | No | [25 empty] | 144 | Brown | 120 |  | Hardwired | 0 | 0 | 0 | 0 | 1 | 0 | 0 | 1 | 1 | 0 | 0 | 785652229008 | 19.5 | 12.5 | 12.75 | 8 | 1.799 | 175 | Yes | [9 empty] | cETL Dry | WESTMINSTER 2L CEILING-715 | Two Light Semi-Flush Convertible Pendant |  | 77046-715.jpg | 77046.jpg
77046EN-715 | Two Light Semi-Flush Convertible Pendant | The inverted bell jar silhouette of the Westminster lantern pendant collection by Sea Gull Lighting is universally familiar yet all together fresh. The perfect accent to a multitude of styles, the fixture has an Autumn Bronze finish with Clear Cloche glass and offers extreme versatility to can create a bold statement without upstaging the surrounding decor. In addition to their traditional application as an entryway light, lanterns of this style are increasingly used by top designers for lighting kitchen islands and dining rooms. The two-light pendant can be converted to a semi-flush ceiling mount, and the small and large three-light pendants round out the assortment. | LINE VOLTAGE PENDANT | Westminster | Ceiling Lights | Autumn Bronze | 715 | Steel | Undefined Glass | D:8.5" H:9" |  |  | 2 Candelabra Torpedo 3.5w |  | 2 | Yes | [14 empty] | 0 | [12 empty] | 161.48 | 322.96 | 484.44 | D:8 1/2'' H:15 3/4'' O:139 1/2'' | 5.5 | 8.5 |  |  | 15.75 | Center Lock-Up |  | 15.5 | 139.5 |  |  |  | No |  | No | [25 empty] | 144 | Brown | 120 |  | Hardwired | 0 | 0 | 0 | 1 | 1 | 0 | 0 | 0 | 1 | 0 | 0 | 785652031731 | 19.5 | 12.5 | 12.75 | 8 | 1.799 | 175 | Yes | [9 empty] | cETL Dry | WESTMINSTER 2L CEILING-715 | Two Light Semi-Flush Convertible Pendant |  | 77046EN-715.jpg | 77046.jpg
77063-05 | One Light Ceiling Flush Mount | Adaptability takes center stage with the Geary Collection. This series of traditional up-light pendants, semi-flush and flush-mount fixtures feature decoratively bowed arms and constructed of rectangular steel tubing. Geary is a true cross-collection piece, offered in four beautiful finishes Blacksmith, Brushed Nickel, Burnt Sienna and Heirloom Bronze. The Geary has a universal appeal matching 24 different Sea Gull Lighting interior collections. Offering subtle style with practical design, Geary is at home in almost any room. The fixtures have a fluid movement with a traditional look to complement a wide range of decor. | CEILING | Geary | Ceiling Lights | Chrome | 5 | Steel |  |  |  | Satin Etched Glass | 1 Medium A19 100w |  | 1 | No | [14 empty] | 0 | [12 empty] | 23.98 | 47.96 | 71.94 | D:10 1/2'' H:5 1/2'' | 2.3 | 10.5 |  |  | 5.5 | Key Slots | [6 empty] | No |  | No | [25 empty] | 6.5 | Black/White |  |  | Hardwired | 0 | 0 | 0 | 0 | 1 | 0 | 0 | 1 | 0 | 0 | 0 | 785652244155 | 11.25 | 11.25 | 6.75 | 3.3 | 0.494 | 125 | Yes | [8 empty] | UL Damp | cUL Damp | GEARY 1L FLUSH MOUNT-05 | One Light Ceiling Flush Mount |  | 77164-05.jpg | 77063.jpg
77063-710 | One Light Ceiling Flush Mount | Adaptability takes center stage with the Geary Collection. This series of traditional up-light pendants, semi-flush and flush-mount fixtures feature decoratively bowed arms and constructed of rectangular steel tubing. Geary is a true cross-collection piece, offered in four beautiful finishes Blacksmith, Brushed Nickel, Burnt Sienna and Heirloom Bronze. The Geary has a universal appeal matching 24 different Sea Gull Lighting interior collections. Offering subtle style with practical design, Geary is at home in almost any room. The fixtures have a fluid movement with a traditional look to complement a wide range of decor. | CEILING | Geary | Ceiling Lights | Burnt Sienna | 710 | Steel |  |  |  | Amber Scavo Glass | 1 Medium A19 100w |  | 1 | No | [14 empty] | 0 | [12 empty] | 23.98 | 47.96 | 71.94 | D:10 1/2'' H:5 1/2'' | 2.3 | 10.5 |  |  | 5.5 | Key Slots | [6 empty] | No |  | No | [25 empty] | 6.5 | Black/White |  |  | Hardwired | 0 | 0 | 0 | 0 | 0 | 0 | 0 | 0 | 0 | 0 | 0 | 785652228575 | 13.25 | 13 | 6.25 | 3.5 | 0.623 | 175 | Yes | [8 empty] | UL Damp | cUL Damp | GEARY 1L FLUSH MOUNT-710 | One Light Ceiling Flush Mount |  | 77063-710.png | 77063.jpg
77063-782 | One Light Ceiling Flush Mount | Adaptability takes center stage with the Geary Collection. This series of traditional up-light pendants, semi-flush and flush-mount fixtures feature decoratively bowed arms and constructed of rectangular steel tubing. Geary is a true cross-collection piece, offered in four beautiful finishes Blacksmith, Brushed Nickel, Burnt Sienna and Heirloom Bronze. The Geary has a universal appeal matching 24 different Sea Gull Lighting interior collections. Offering subtle style with practical design, Geary is at home in almost any room. The fixtures have a fluid movement with a traditional look to complement a wide range of decor. | CEILING | Geary | Ceiling Lights | Heirloom Bronze | 782 | Steel |  |  |  | Satin Etched Glass | 1 Medium A19 100w |  | 1 | No | [14 empty] | 0 | [12 empty] | 23.98 | 47.96 | 71.94 | D:10 1/2'' H:5 1/2'' | 2.3 | 10.5 |  |  | 5.5 | Key Slots | [6 empty] | No |  | No | [25 empty] | 6.5 | Black/White |  |  | Hardwired | 0 | 0 | 0 | 0 | 1 | 0 | 0 | 1 | 0 | 0 | 0 | 785652770678 | 12 | 12 | 5.58 | 2.8 | 0.465 | 125 | Yes | [8 empty] | ETL Damp | cETL Damp | GEARY 1L FLUSH MOUNT-782 | One Light Ceiling Flush Mount |  | 77063-782.jpg | 77063.jpg
77063-839 | One Light Ceiling Flush Mount | Adaptability takes center stage with the Geary Collection. This series of traditional up-light pendants, semi-flush and flush-mount fixtures feature decoratively bowed arms and constructed of rectangular steel tubing. Geary is a true cross-collection piece, offered in four beautiful finishes Blacksmith, Brushed Nickel, Burnt Sienna and Heirloom Bronze. The Geary has a universal appeal matching 24 different Sea Gull Lighting interior collections. Offering subtle style with practical design, Geary is at home in almost any room. The fixtures have a fluid movement with a traditional look to complement a wide range of decor. | CEILING | Geary | Ceiling Lights | Blacksmith | 839 | Steel |  |  |  | Satin Etched Glass | 1 Medium A19 100w |  | 1 | No | [14 empty] | 0 | [12 empty] | 23.98 | 47.96 | 71.94 | D:10 1/2'' H:5 1/2'' | 2.3 | 10.5 |  |  | 5.5 | Key Slots | [6 empty] | No |  | No | [25 empty] | 6.5 | Black/White |  |  | Hardwired | 0 | 0 | 0 | 0 | 1 | 0 | 0 | 1 | 0 | 0 | 0 | 785652244148 | 12.18 | 11.58 | 5.75 | 2.6 | 0.469 | 175 | Yes | [8 empty] | UL Damp | cUL Damp | GEARY 1L FLUSH MOUNT-839 | One Light Ceiling Flush Mount |  | 77164-839.jpg | 77063.jpg
77063-962 | One Light Ceiling Flush Mount | Adaptability takes center stage with the Geary Collection. This series of traditional up-light pendants, semi-flush and flush-mount fixtures feature decoratively bowed arms and constructed of rectangular steel tubing. Geary is a true cross-collection piece, offered in four beautiful finishes Blacksmith, Brushed Nickel, Burnt Sienna and Heirloom Bronze. The Geary has a universal appeal matching 24 different Sea Gull Lighting interior collections. Offering subtle style with practical design, Geary is at home in almost any room. The fixtures have a fluid movement with a traditional look to complement a wide range of decor. | CEILING | Geary | Ceiling Lights | Brushed Nickel | 962 | Steel |  |  |  | Satin Etched Glass | 1 Medium A19 100w |  | 1 | No | [14 empty] | 0 | [12 empty] | 23.98 | 47.96 | 71.94 | D:10 1/2'' H:5 1/2'' | 2.3 | 10.5 |  |  | 5.5 | Key Slots | [6 empty] | No |  | No | [25 empty] | 6.5 | Black/White |  |  | Hardwired | 0 | 0 | 0 | 0 | 1 | 0 | 0 | 1 | 0 | 0 | 0 | 785652770630 | 12 | 12 | 7 | 3.6 | 0.583 | 125 | Yes | [8 empty] | ETL Damp | cETL Damp | GEARY 1L FLUSH MOUNT-962 | One Light Ceiling Flush Mount |  | 77063-962.jpg | 77063.jpg
77063-965 | One Light Ceiling Flush Mount | Adaptability takes center stage with the Geary Collection. This series of traditional up-light pendants, semi-flush and flush-mount fixtures feature decoratively bowed arms and constructed of rectangular steel tubing. Geary is a true cross-collection piece, offered in four beautiful finishes Blacksmith, Brushed Nickel, Burnt Sienna and Heirloom Bronze. The Geary has a universal appeal matching 24 different Sea Gull Lighting interior collections. Offering subtle style with practical design, Geary is at home in almost any room. The fixtures have a fluid movement with a traditional look to complement a wide range of decor. | CEILING | Geary | Ceiling Lights | Antique Brushed Nickel | 965 | Steel |  |  |  | Satin Etched Glass | 1 Medium A19 100w |  | 1 | No | [14 empty] | 0 | [12 empty] | 23.98 | 47.96 | 71.94 | D:10 1/2'' H:5 1/2'' | 2.3 | 10.5 |  |  | 5.5 | Key Slots | [6 empty] | No |  | No | [25 empty] | 6.5 | Black/White |  |  | Hardwired | 0 | 0 | 0 | 0 | 1 | 0 | 0 | 1 | 0 | 0 | 0 | 785652706394 | 13.25 | 13 | 7 | 3.6 | 0.698 | 175 | Yes | [8 empty] | UL Damp | cUL Damp | GEARY 1L FLUSH MOUNT-965 | One Light Ceiling Flush Mount |  | 77063-965.jpg | 77063.jpg
77063EN3-05 | One Light Ceiling Flush Mount | Adaptability takes center stage with the Geary Collection. This series of traditional up-light pendants, semi-flush and flush-mount fixtures feature decoratively bowed arms and constructed of rectangular steel tubing. Geary is a true cross-collection piece, offered in four beautiful finishes Blacksmith, Brushed Nickel, Burnt Sienna and Heirloom Bronze. The Geary has a universal appeal matching 24 different Sea Gull Lighting interior collections. Offering subtle style with practical design, Geary is at home in almost any room. The fixtures have a fluid movement with a traditional look to complement a wide range of decor. | CEILING | Geary | Ceiling Lights | Chrome | 5 | Steel |  |  |  | Satin Etched Glass | 1 Medium A19 9.3w |  | 1 | Yes | [14 empty] | 0 | [12 empty] | 28.98 | 57.96 | 86.94 | D:10 1/2'' H:5 1/2'' | 2.3 | 10.5 |  |  | 5.5 | Key Slots | [6 empty] | No |  | No | [25 empty] | 6.5 | Black/White |  |  | Hardwired | 0 | 0 | 0 | 1 | 1 | 0 | 0 | 0 | 0 | 0 | 0 | 785652044076 | 12.18 | 11.58 | 5.75 | 2.6 | 0.469 | 175 | Yes | [8 empty] | C-UL-US Damp |  | GEARY 1L LED FLUSH MOUNT-05 | One Light Ceiling Flush Mount |  | 77063EN3-05.jpg | 77063.jpg
77063EN3-710 | One Light Ceiling Flush Mount | Adaptability takes center stage with the Geary Collection. This series of traditional up-light pendants, semi-flush and flush-mount fixtures feature decoratively bowed arms and constructed of rectangular steel tubing. Geary is a true cross-collection piece, offered in four beautiful finishes Blacksmith, Brushed Nickel, Burnt Sienna and Heirloom Bronze. The Geary has a universal appeal matching 24 different Sea Gull Lighting interior collections. Offering subtle style with practical design, Geary is at home in almost any room. The fixtures have a fluid movement with a traditional look to complement a wide range of decor. | CEILING | Geary | Ceiling Lights | Burnt Sienna | 710 | Steel |  |  |  | Amber Scavo Glass | 1 Medium A19 9.3w |  | 1 | Yes | [14 empty] | 0 | [12 empty] | 28.98 | 57.96 | 86.94 | D:10 1/2'' H:5 1/2'' | 2.3 | 10.5 |  |  | 5.5 | Key Slots | [6 empty] | No |  | No | [25 empty] | 6.5 | Black/White |  |  | Hardwired | 0 | 0 | 0 | 1 | 1 | 0 | 0 | 0 | 0 | 0 | 0 | 785652057106 | 13.25 | 13.25 | 7 | 3.5 | 0.711 | 175 | Yes | [8 empty] | C-UL-US Damp |  | GEARY 1L LED FLUSH MOUNT-710 | One Light Ceiling Flush Mount |  | 77063EN3-710.png | 77063.jpg
77063EN3-782 | One Light Ceiling Flush Mount | Adaptability takes center stage with the Geary Collection. This series of traditional up-light pendants, semi-flush and flush-mount fixtures feature decoratively bowed arms and constructed of rectangular steel tubing. Geary is a true cross-collection piece, offered in four beautiful finishes Blacksmith, Brushed Nickel, Burnt Sienna and Heirloom Bronze. The Geary has a universal appeal matching 24 different Sea Gull Lighting interior collections. Offering subtle style with practical design, Geary is at home in almost any room. The fixtures have a fluid movement with a traditional look to complement a wide range of decor. | CEILING | Geary | Ceiling Lights | Heirloom Bronze | 782 | Steel |  |  |  | Satin Etched Glass | 1 Medium A19 9.3w |  | 1 | Yes | [14 empty] | 0 | [12 empty] | 28.98 | 57.96 | 86.94 | D:10 1/2'' H:5 1/2'' | 2.3 | 10.5 |  |  | 5.5 | Key Slots | [6 empty] | No |  | No | [25 empty] | 6.5 | Black/White |  |  | Hardwired | 0 | 0 | 0 | 1 | 1 | 0 | 0 | 0 | 0 | 0 | 0 | 785652044106 | 13.25 | 13.25 | 7 | 3.5 | 0.711 | 175 | Yes | [8 empty] | ETL Damp |  | GEARY 1L LED FLUSH MOUNT-782 | One Light Ceiling Flush Mount |  | 77063EN3-782.jpg | 77063.jpg
77063EN3-839 | One Light Ceiling Flush Mount | Adaptability takes center stage with the Geary Collection. This series of traditional up-light pendants, semi-flush and flush-mount fixtures feature decoratively bowed arms and constructed of rectangular steel tubing. Geary is a true cross-collection piece, offered in four beautiful finishes Blacksmith, Brushed Nickel, Burnt Sienna and Heirloom Bronze. The Geary has a universal appeal matching 24 different Sea Gull Lighting interior collections. Offering subtle style with practical design, Geary is at home in almost any room. The fixtures have a fluid movement with a traditional look to complement a wide range of decor. | CEILING | Geary | Ceiling Lights | Blacksmith | 839 | Steel |  |  |  | Satin Etched Glass | 1 Medium A19 9.3w |  | 1 | Yes | [14 empty] | 0 | [12 empty] | 28.98 | 57.96 | 86.94 | D:10 1/2'' H:5 1/2'' | 2.3 | 10.5 |  |  | 5.5 | Key Slots | [6 empty] | No |  | No | [25 empty] | 6.5 | Black/White |  |  | Hardwired | 0 | 0 | 0 | 1 | 1 | 0 | 0 | 0 | 0 | 0 | 0 | 785652051906 | 12.125 | 11.625 | 5.75 | 2.6 | 0.469 | 175 | Yes | [8 empty] | C-UL-US Damp |  | GEARY 1L LED FLUSH MOUNT-839 | One Light Ceiling Flush Mount |  | 77063EN3-839.jpg | 77063.jpg
77063EN3-962 | One Light Ceiling Flush Mount | Adaptability takes center stage with the Geary Collection. This series of traditional up-light pendants, semi-flush and flush-mount fixtures feature decoratively bowed arms and constructed of rectangular steel tubing. Geary is a true cross-collection piece, offered in four beautiful finishes Blacksmith, Brushed Nickel, Burnt Sienna and Heirloom Bronze. The Geary has a universal appeal matching 24 different Sea Gull Lighting interior collections. Offering subtle style with practical design, Geary is at home in almost any room. The fixtures have a fluid movement with a traditional look to complement a wide range of decor. | CEILING | Geary | Ceiling Lights | Brushed Nickel | 962 | Steel |  |  |  | Satin Etched Glass | 1 Medium A19 9.3w |  | 1 | Yes | [14 empty] | 0 | [12 empty] | 28.98 | 57.96 | 86.94 | D:10 1/2'' H:5 1/2'' | 2.3 | 10.5 |  |  | 5.5 | Key Slots | [6 empty] | No |  | No | [25 empty] | 6.5 | Black/White |  |  | Hardwired | 0 | 0 | 0 | 1 | 1 | 0 | 0 | 0 | 0 | 0 | 0 | 785652044120 | 13.5 | 6 | 13.5 | 3.5 | 0.633 | 175 | Yes | [8 empty] | C-UL-US Damp |  | GEARY 1L LED FLUSH MOUNT-962 | One Light Ceiling Flush Mount |  | 77063EN3-962.jpg | 77063.jpg
77063EN3-965 | One Light Ceiling Flush Mount | Adaptability takes center stage with the Geary Collection. This series of traditional up-light pendants, semi-flush and flush-mount fixtures feature decoratively bowed arms and constructed of rectangular steel tubing. Geary is a true cross-collection piece, offered in four beautiful finishes Blacksmith, Brushed Nickel, Burnt Sienna and Heirloom Bronze. The Geary has a universal appeal matching 24 different Sea Gull Lighting interior collections. Offering subtle style with practical design, Geary is at home in almost any room. The fixtures have a fluid movement with a traditional look to complement a wide range of decor. | CEILING | Geary | Ceiling Lights | Antique Brushed Nickel | 965 | Steel |  |  |  | Satin Etched Glass | 1 Medium A19 9.3w |  | 1 | Yes | [14 empty] | 0 | [12 empty] | 28.98 | 57.96 | 86.94 | D:10 1/2'' H:5 1/2'' | 2.3 | 10.5 |  |  | 5.5 | Key Slots | [6 empty] | No |  | No | [25 empty] | 6.5 | Black/White |  |  | Hardwired | 0 | 0 | 0 | 1 | 1 | 0 | 0 | 0 | 0 | 0 | 0 | 785652044137 | 13.25 | 13 | 7 | 3.6 | 0.698 | 175 | Yes | [8 empty] | C-UL-US Damp |  | GEARY 1L LED FLUSH MOUNT-965 | One Light Ceiling Flush Mount |  | 77063EN3-965.jpg | 77063.jpg
77064-05 | Two Light Ceiling Flush Mount | Adaptability takes center stage with the Geary Collection. This series of traditional up-light pendants, semi-flush and flush-mount fixtures feature decoratively bowed arms and constructed of rectangular steel tubing. Geary is a true cross-collection piece, offered in four beautiful finishes Blacksmith, Brushed Nickel, Burnt Sienna and Heirloom Bronze. The Geary has a universal appeal matching 24 different Sea Gull Lighting interior collections. Offering subtle style with practical design, Geary is at home in almost any room. The fixtures have a fluid movement with a traditional look to complement a wide range of decor. | CEILING | Geary | Ceiling Lights | Chrome | 5 | Steel |  |  |  | Satin Etched Glass | 2 Medium A19 60w |  | 2 | No | [14 empty] | 0 | [12 empty] | 29.98 | 59.96 | 89.94 | D:12 1/2'' H:5 1/2'' | 3.2 | 12.5 |  |  | 5.5 | Key Slots | [6 empty] | No |  | No | [25 empty] | 6.5 |  |  |  | Hardwired | 0 | 0 | 0 | 0 | 1 | 0 | 0 | 1 | 0 | 0 | 0 | 785652244209 | 14.375 | 14 | 5.875 | 3.2 | 0.684 | 175 | Yes | [8 empty] | UL Damp | cUL Damp | GEARY 2L FLUSH MOUNT-05 | Two Light Ceiling Flush Mount |  | 77164-05.jpg | 77064.jpg
77064-710 | Two Light Ceiling Flush Mount | Adaptability takes center stage with the Geary Collection. This series of traditional up-light pendants, semi-flush and flush-mount fixtures feature decoratively bowed arms and constructed of rectangular steel tubing. Geary is a true cross-collection piece, offered in four beautiful finishes Blacksmith, Brushed Nickel, Burnt Sienna and Heirloom Bronze. The Geary has a universal appeal matching 24 different Sea Gull Lighting interior collections. Offering subtle style with practical design, Geary is at home in almost any room. The fixtures have a fluid movement with a traditional look to complement a wide range of decor. | CEILING | Geary | Ceiling Lights | Burnt Sienna | 710 | Steel |  |  |  | Amber Scavo Glass | 2 Medium A19 60w |  | 2 | No | [14 empty] | 0 | [12 empty] | 29.98 | 59.96 | 89.94 | D:12 1/2'' H:5 1/2'' | 3.2 | 12.5 |  |  | 5.5 | Key Slots | [6 empty] | No |  | No | [25 empty] | 6.5 |  |  | N/A | Hardwired | 0 | 0 | 0 | 0 | 0 | 0 | 0 | 1 | 0 | 0 | 0 | 785652228582 | 14 | 6 | 6 | 3.2 | 0.292 | 93 | Yes | [8 empty] | UL Damp | cUL Damp | GEARY 2L FLUSH MOUNT-710 | Two Light Ceiling Flush Mount |  | 77064-710.png | 77064.jpg
77064-782 | Two Light Ceiling Flush Mount | Adaptability takes center stage with the Geary Collection. This series of traditional up-light pendants, semi-flush and flush-mount fixtures feature decoratively bowed arms and constructed of rectangular steel tubing. Geary is a true cross-collection piece, offered in four beautiful finishes Blacksmith, Brushed Nickel, Burnt Sienna and Heirloom Bronze. The Geary has a universal appeal matching 24 different Sea Gull Lighting interior collections. Offering subtle style with practical design, Geary is at home in almost any room. The fixtures have a fluid movement with a traditional look to complement a wide range of decor. | CEILING | Geary | Ceiling Lights | Heirloom Bronze | 782 | Steel |  |  |  | Satin Etched Glass | 2 Medium A19 60w |  | 2 | No | [14 empty] | 0 | [12 empty] | 29.98 | 59.96 | 89.94 | D:12 1/2'' H:5 1/2'' | 3.2 | 12.5 |  |  | 5.5 | Key Slots | [6 empty] | No |  | No | [25 empty] | 6.5 |  |  | N/A | Hardwired | 0 | 0 | 0 | 0 | 1 | 0 | 0 | 1 | 0 | 0 | 0 | 785652770685 | 14.5 | 14 | 5.75 | 3.8 | 0.675 | 175 | Yes | [8 empty] | ETL Damp | cETL Damp | GEARY 2L FLUSH MOUNT-782 | Two Light Ceiling Flush Mount |  | 77064-782.jpg | 77064.jpg
77064-839 | Two Light Ceiling Flush Mount | Adaptability takes center stage with the Geary Collection. This series of traditional up-light pendants, semi-flush and flush-mount fixtures feature decoratively bowed arms and constructed of rectangular steel tubing. Geary is a true cross-collection piece, offered in four beautiful finishes Blacksmith, Brushed Nickel, Burnt Sienna and Heirloom Bronze. The Geary has a universal appeal matching 24 different Sea Gull Lighting interior collections. Offering subtle style with practical design, Geary is at home in almost any room. The fixtures have a fluid movement with a traditional look to complement a wide range of decor. | CEILING | Geary | Ceiling Lights | Blacksmith | 839 | Steel |  |  |  | Satin Etched Glass | 2 Medium A19 60w |  | 2 | No | [14 empty] | 0 | [12 empty] | 29.98 | 59.96 | 89.94 | D:12 1/2'' H:5 1/2'' | 3.2 | 12.5 |  |  | 5.5 | Key Slots | [6 empty] | No |  | No | [25 empty] | 6.5 |  |  |  | Hardwired | 0 | 0 | 0 | 0 | 1 | 0 | 0 | 1 | 0 | 0 | 0 | 785652244193 | 13.75 | 13.75 | 7 | 4.1 | 0.766 | 175 | Yes | [8 empty] | UL Damp | cUL Damp | GEARY 2L FLUSH MOUNT-839 | Two Light Ceiling Flush Mount |  | 77164-839.jpg | 77064.jpg
77064-962 | Two Light Ceiling Flush Mount | Adaptability takes center stage with the Geary Collection. This series of traditional up-light pendants, semi-flush and flush-mount fixtures feature decoratively bowed arms and constructed of rectangular steel tubing. Geary is a true cross-collection piece, offered in four beautiful finishes Blacksmith, Brushed Nickel, Burnt Sienna and Heirloom Bronze. The Geary has a universal appeal matching 24 different Sea Gull Lighting interior collections. Offering subtle style with practical design, Geary is at home in almost any room. The fixtures have a fluid movement with a traditional look to complement a wide range of decor. | CEILING | Geary | Ceiling Lights | Brushed Nickel | 962 | Steel |  |  |  | Satin Etched Glass | 2 Medium A19 60w |  | 2 | No | [14 empty] | 0 | [12 empty] | 29.98 | 59.96 | 89.94 | D:12 1/2'' H:5 1/2'' | 3.2 | 12.5 |  |  | 5.5 | Key Slots | [6 empty] | No |  | No | [25 empty] | 6.5 |  |  | N/A | Hardwired | 0 | 0 | 0 | 0 | 1 | 0 | 0 | 1 | 0 | 0 | 0 | 785652770647 | 14.5 | 14 | 5.75 | 3.8 | 0.675 | 175 | Yes | [8 empty] | ETL Damp | cETL Damp | GEARY 2L FLUSH MOUNT-962 | Two Light Ceiling Flush Mount |  | 77064-962.jpg | 77064.jpg
77064-965 | Two Light Ceiling Flush Mount | Adaptability takes center stage with the Geary Collection. This series of traditional up-light pendants, semi-flush and flush-mount fixtures feature decoratively bowed arms and constructed of rectangular steel tubing. Geary is a true cross-collection piece, offered in four beautiful finishes Blacksmith, Brushed Nickel, Burnt Sienna and Heirloom Bronze. The Geary has a universal appeal matching 24 different Sea Gull Lighting interior collections. Offering subtle style with practical design, Geary is at home in almost any room. The fixtures have a fluid movement with a traditional look to complement a wide range of decor. | CEILING | Geary | Ceiling Lights | Antique Brushed Nickel | 965 | Steel |  |  |  | Satin Etched Glass | 2 Medium A19 60w |  | 2 | No | [14 empty] | 0 | [12 empty] | 29.98 | 59.96 | 89.94 | D:12 1/2'' H:5 1/2'' | 3.2 | 12.5 |  |  | 5.5 | Key Slots | [6 empty] | No |  | No | [25 empty] | 6.5 |  |  | N/A | Hardwired | 0 | 0 | 0 | 0 | 1 | 0 | 0 | 1 | 0 | 0 | 0 | 785652706493 | 12 | 12 | 7 | 3.6 | 0.583 | 125 | Yes | [8 empty] | UL Damp | cUL Damp | GEARY 2L FLUSH MOUNT-965 | Two Light Ceiling Flush Mount |  | 77064-965.jpg | 77064.jpg
77064EN3-05 | Two Light Ceiling Flush Mount | Adaptability takes center stage with the Geary Collection. This series of traditional up-light pendants, semi-flush and flush-mount fixtures feature decoratively bowed arms and constructed of rectangular steel tubing. Geary is a true cross-collection piece, offered in four beautiful finishes Blacksmith, Brushed Nickel, Burnt Sienna and Heirloom Bronze. The Geary has a universal appeal matching 24 different Sea Gull Lighting interior collections. Offering subtle style with practical design, Geary is at home in almost any room. The fixtures have a fluid movement with a traditional look to complement a wide range of decor. | CEILING | Geary | Ceiling Lights | Chrome | 5 | Steel |  |  |  | Satin Etched Glass | 2 Medium A19 9.3w |  | 2 | Yes | [14 empty] | 0 | [12 empty] | 40.48 | 80.96 | 121.44 | D:12 1/2'' H:5 1/2'' | 3.2 | 12.5 |  |  | 5.5 | Key Slots | [6 empty] | No |  | No | [25 empty] | 6.5 | Black/White |  |  | Hardwired | 0 | 0 | 0 | 1 | 1 | 0 | 0 | 0 | 0 | 0 | 0 | 785652044168 | 14.5 | 14 | 5.75 | 3.8 | 0.675 | 175 | Yes | [8 empty] | C-UL-US Damp |  | GEARY 2L LED FLUSH MOUNT-05 | Two Light Ceiling Flush Mount |  | 77064EN3-05.jpg | 77064.jpg
77064EN3-710 | Two Light Ceiling Flush Mount | Adaptability takes center stage with the Geary Collection. This series of traditional up-light pendants, semi-flush and flush-mount fixtures feature decoratively bowed arms and constructed of rectangular steel tubing. Geary is a true cross-collection piece, offered in four beautiful finishes Blacksmith, Brushed Nickel, Burnt Sienna and Heirloom Bronze. The Geary has a universal appeal matching 24 different Sea Gull Lighting interior collections. Offering subtle style with practical design, Geary is at home in almost any room. The fixtures have a fluid movement with a traditional look to complement a wide range of decor. | CEILING | Geary | Ceiling Lights | Burnt Sienna | 710 | Steel |  |  |  | Amber Scavo Glass | 2 Medium A19 9.3w |  | 2 | Yes | [14 empty] | 0 | [12 empty] | 40.48 | 80.96 | 121.44 | D:12 1/2'' H:5 1/2'' | 3.2 | 12.5 |  |  | 5.5 | Key Slots | [6 empty] | No |  | No | [25 empty] | 6.5 | Black/White |  |  | Hardwired | 0 | 0 | 0 | 1 | 1 | 0 | 0 | 0 | 0 | 0 | 0 | 785652057113 | 15.25 | 15 | 7 | 4.8 | 0.927 | 175 | Yes | [8 empty] | C-UL-US Damp |  | GEARY 2L LED FLUSH MOUNT-710 | Two Light Ceiling Flush Mount |  | 77064EN3-710.png | 77064.jpg
77064EN3-782 | Two Light Ceiling Flush Mount | Adaptability takes center stage with the Geary Collection. This series of traditional up-light pendants, semi-flush and flush-mount fixtures feature decoratively bowed arms and constructed of rectangular steel tubing. Geary is a true cross-collection piece, offered in four beautiful finishes Blacksmith, Brushed Nickel, Burnt Sienna and Heirloom Bronze. The Geary has a universal appeal matching 24 different Sea Gull Lighting interior collections. Offering subtle style with practical design, Geary is at home in almost any room. The fixtures have a fluid movement with a traditional look to complement a wide range of decor. | CEILING | Geary | Ceiling Lights | Heirloom Bronze | 782 | Steel |  |  |  | Satin Etched Glass | 2 Medium A19 9.3w |  | 2 | Yes | [14 empty] | 0 | [12 empty] | 40.48 | 80.96 | 121.44 | D:12 1/2'' H:5 1/2'' | 3.2 | 12.5 |  |  | 5.5 | Key Slots | [6 empty] | No |  | No | [25 empty] | 6.5 | Black/White |  | N/A | Hardwired | 0 | 0 | 0 | 1 | 1 | 0 | 0 | 0 | 0 | 0 | 0 | 785652044175 | 15.25 | 15 | 7 | 4.8 | 0.927 | 175 | Yes | [8 empty] | ETL Damp | cETL Damp | GEARY 2L LED FLUSH MOUNT-782 | Two Light Ceiling Flush Mount |  | 77064EN3-782.jpg | 77064.jpg
77064EN3-839 | Two Light Ceiling Flush Mount | Adaptability takes center stage with the Geary Collection. This series of traditional up-light pendants, semi-flush and flush-mount fixtures feature decoratively bowed arms and constructed of rectangular steel tubing. Geary is a true cross-collection piece, offered in four beautiful finishes Blacksmith, Brushed Nickel, Burnt Sienna and Heirloom Bronze. The Geary has a universal appeal matching 24 different Sea Gull Lighting interior collections. Offering subtle style with practical design, Geary is at home in almost any room. The fixtures have a fluid movement with a traditional look to complement a wide range of decor. | CEILING | Geary | Ceiling Lights | Blacksmith | 839 | Steel |  |  |  | Satin Etched Glass | 2 Medium A19 9.3w |  | 2 | Yes | [14 empty] | 0 | [12 empty] | 40.48 | 80.96 | 121.44 | D:12 1/2'' H:5 1/2'' | 3.2 | 12.5 |  |  | 5.5 | Key Slots | [6 empty] | No |  | No | [25 empty] | 6.5 | Black/White |  |  | Hardwired | 0 | 0 | 0 | 1 | 1 | 0 | 0 | 0 | 0 | 0 | 0 | 785652044182 | 15.25 | 15 | 7 | 4.8 | 0.927 | 175 | Yes | [8 empty] | C-UL-US Damp |  | GEARY 2L LED FLUSH MOUNT-839 | Two Light Ceiling Flush Mount |  | 77064EN3-839.jpg | 77064.jpg
77064EN3-962 | Two Light Ceiling Flush Mount | Adaptability takes center stage with the Geary Collection. This series of traditional up-light pendants, semi-flush and flush-mount fixtures feature decoratively bowed arms and constructed of rectangular steel tubing. Geary is a true cross-collection piece, offered in four beautiful finishes Blacksmith, Brushed Nickel, Burnt Sienna and Heirloom Bronze. The Geary has a universal appeal matching 24 different Sea Gull Lighting interior collections. Offering subtle style with practical design, Geary is at home in almost any room. The fixtures have a fluid movement with a traditional look to complement a wide range of decor. | CEILING | Geary | Ceiling Lights | Brushed Nickel | 962 | Steel |  |  |  | Satin Etched Glass | 2 Medium A19 9.3w |  | 2 | Yes | [14 empty] | 0 | [12 empty] | 40.48 | 80.96 | 121.44 | D:12 1/2'' H:5 1/2'' | 3.2 | 12.5 |  |  | 5.5 | Key Slots | [6 empty] | No |  | No | [25 empty] | 6.5 | Black/White |  | N/A | Hardwired | 0 | 0 | 0 | 1 | 1 | 0 | 0 | 0 | 0 | 0 | 0 | 785652044199 | 14.25 | 14 | 6 | 3.6 | 0.693 | 175 | Yes | [8 empty] | UL Damp | cUL Damp | GEARY 2L LED FLUSH MOUNT-962 | Two Light Ceiling Flush Mount |  | 77064EN3-962.jpg | 77064.jpg
77064EN3-965 | Two Light Ceiling Flush Mount | Adaptability takes center stage with the Geary Collection. This series of traditional up-light pendants, semi-flush and flush-mount fixtures feature decoratively bowed arms and constructed of rectangular steel tubing. Geary is a true cross-collection piece, offered in four beautiful finishes Blacksmith, Brushed Nickel, Burnt Sienna and Heirloom Bronze. The Geary has a universal appeal matching 24 different Sea Gull Lighting interior collections. Offering subtle style with practical design, Geary is at home in almost any room. The fixtures have a fluid movement with a traditional look to complement a wide range of decor. | CEILING | Geary | Ceiling Lights | Antique Brushed Nickel | 965 | Steel | Satin Etched Glass | D:10" H:3.5" |  |  | 2 Medium A19 9.3w |  | 2 | Yes | [14 empty] | 0 | [12 empty] | 40.48 | 80.96 | 121.44 | D:12 1/2'' H:5 1/2'' | 3.2 | 12.5 |  |  | 5.5 | Key Slots | [6 empty] | No |  | No | [25 empty] | 6.5 | Black/White |  | N/A | Hardwired | 0 | 0 | 0 | 1 | 1 | 0 | 0 | 0 | 0 | 0 | 0 | 785652044205 | 15.25 | 15 | 7 | 4.8 | 0.927 | 175 | Yes | [8 empty] | ETL Damp | cETL Damp | GEARY 2L LED FLUSH MOUNT-965 | Two Light Ceiling Flush Mount |  | 77064EN3-965.jpg | 77064.jpg
77065-05 | Three Light Ceiling Flush Mount | Adaptability takes center stage with the Geary Collection. This series of traditional up-light pendants, semi-flush and flush-mount fixtures feature decoratively bowed arms and constructed of rectangular steel tubing. Geary is a true cross-collection piece, offered in four beautiful finishes Blacksmith, Brushed Nickel, Burnt Sienna and Heirloom Bronze. The Geary has a universal appeal matching 24 different Sea Gull Lighting interior collections. Offering subtle style with practical design, Geary is at home in almost any room. The fixtures have a fluid movement with a traditional look to complement a wide range of decor. | CEILING | Geary | Ceiling Lights | Chrome | 5 | Steel |  |  |  | Satin Etched Glass | 3 Medium A19 60w |  | 3 | No | [14 empty] | 0 | [12 empty] | 41.48 | 82.96 | 124.44 | D:14 1/2'' H:6 1/2'' | 4.1 | 14.5 |  |  | 6.5 | Key Slots | [6 empty] | No |  | No | [25 empty] | 6.5 |  |  |  | Hardwired | 0 | 0 | 0 | 0 | 1 | 0 | 0 | 1 | 0 | 0 | 0 | 785652244247 | 15.25 | 15.25 | 8.25 | 5.7 | 1.11 | 175 | Yes | [8 empty] | UL Damp | cUL Damp | GEARY 3L FLUSH MOUNT-05 | Three Light Ceiling Flush Mount |  | 77164-05.jpg | 77065.jpg
77065-710 | Three Light Ceiling Flush Mount | Adaptability takes center stage with the Geary Collection. This series of traditional up-light pendants, semi-flush and flush-mount fixtures feature decoratively bowed arms and constructed of rectangular steel tubing. Geary is a true cross-collection piece, offered in four beautiful finishes Blacksmith, Brushed Nickel, Burnt Sienna and Heirloom Bronze. The Geary has a universal appeal matching 24 different Sea Gull Lighting interior collections. Offering subtle style with practical design, Geary is at home in almost any room. The fixtures have a fluid movement with a traditional look to complement a wide range of decor. | CEILING | Geary | Ceiling Lights | Burnt Sienna | 710 | Steel |  |  |  | Amber Scavo Glass | 3 Medium A19 60w |  | 3 | No | [14 empty] | 0 | [12 empty] | 41.48 | 82.96 | 124.44 | D:14 1/2'' H:6 1/2'' | 4.1 | 14.5 |  |  | 6.5 | Key Slots | [6 empty] | No |  | No | [25 empty] | 6.5 |  |  | N/A | Hardwired | 0 | 0 | 0 | 0 | 0 | 0 | 0 | 1 | 0 | 0 | 0 | 785652228599 | 15.25 | 15.25 | 8.5 | 5.7 | 1.144 | 175 | Yes | [8 empty] | UL Damp | cUL Damp | GEARY 3L FLUSH MOUNT-710 | Three Light Ceiling Flush Mount |  | 77065-710.png | 77065.jpg
77065-782 | Three Light Ceiling Flush Mount | Adaptability takes center stage with the Geary Collection. This series of traditional up-light pendants, semi-flush and flush-mount fixtures feature decoratively bowed arms and constructed of rectangular steel tubing. Geary is a true cross-collection piece, offered in four beautiful finishes Blacksmith, Brushed Nickel, Burnt Sienna and Heirloom Bronze. The Geary has a universal appeal matching 24 different Sea Gull Lighting interior collections. Offering subtle style with practical design, Geary is at home in almost any room. The fixtures have a fluid movement with a traditional look to complement a wide range of decor. | CEILING | Geary | Ceiling Lights | Heirloom Bronze | 782 | Steel |  |  |  | Satin Etched Glass | 3 Medium A19 60w |  | 3 | No | [14 empty] | 0 | [12 empty] | 41.48 | 82.96 | 124.44 | D:14 1/2'' H:6 1/2'' | 4.1 | 14.5 |  |  | 6.5 | Key Slots | [6 empty] | No |  | No | [25 empty] | 6.5 |  |  | N/A | Hardwired | 0 | 0 | 0 | 0 | 1 | 0 | 0 | 1 | 0 | 0 | 0 | 785652770623 | 16.75 | 16.25 | 7 | 5.2 | 1.103 | 175 | Yes | [8 empty] | ETL Damp | cETL Damp | GEARY 3L FLUSH MOUNT-782 | Three Light Ceiling Flush Mount |  | 77065-782.jpg | 77065.jpg
77065-839 | Three Light Ceiling Flush Mount | Adaptability takes center stage with the Geary Collection. This series of traditional up-light pendants, semi-flush and flush-mount fixtures feature decoratively bowed arms and constructed of rectangular steel tubing. Geary is a true cross-collection piece, offered in four beautiful finishes Blacksmith, Brushed Nickel, Burnt Sienna and Heirloom Bronze. The Geary has a universal appeal matching 24 different Sea Gull Lighting interior collections. Offering subtle style with practical design, Geary is at home in almost any room. The fixtures have a fluid movement with a traditional look to complement a wide range of decor. | CEILING | Geary | Ceiling Lights | Blacksmith | 839 | Steel |  |  |  | Satin Etched Glass | 3 Medium A19 60w |  | 3 | No | [14 empty] | 0 | [12 empty] | 41.48 | 82.96 | 124.44 | D:14 1/2'' H:6 1/2'' | 4.1 | 14.5 |  |  | 6.5 | Key Slots | [6 empty] | No |  | No | [25 empty] | 6.5 |  |  |  | Hardwired | 0 | 0 | 0 | 0 | 1 | 0 | 0 | 1 | 0 | 0 | 0 | 785652244230 | 16.5 | 16.25 | 7 | 4.9 | 1.086 | 175 | Yes | [8 empty] | UL Damp | cUL Damp | GEARY 3L FLUSH MOUNT-839 | Three Light Ceiling Flush Mount |  | 77164-839.jpg | 77065.jpg
77065-962 | Three Light Ceiling Flush Mount | Adaptability takes center stage with the Geary Collection. This series of traditional up-light pendants, semi-flush and flush-mount fixtures feature decoratively bowed arms and constructed of rectangular steel tubing. Geary is a true cross-collection piece, offered in four beautiful finishes Blacksmith, Brushed Nickel, Burnt Sienna and Heirloom Bronze. The Geary has a universal appeal matching 24 different Sea Gull Lighting interior collections. Offering subtle style with practical design, Geary is at home in almost any room. The fixtures have a fluid movement with a traditional look to complement a wide range of decor. | CEILING | Geary | Ceiling Lights | Brushed Nickel | 962 | Steel |  |  |  | Satin Etched Glass | 3 Medium A19 60w |  | 3 | No | [14 empty] | 0 | [12 empty] | 41.48 | 82.96 | 124.44 | D:14 1/2'' H:6 1/2'' | 4.1 | 14.5 |  |  | 6.5 | Key Slots | [6 empty] | No |  | No | [25 empty] | 6.5 |  |  | N/A | Hardwired | 0 | 0 | 0 | 0 | 1 | 0 | 0 | 1 | 0 | 0 | 0 | 785652770654 | 15.5 | 15 | 9.25 | 6.05 | 1.245 | 175 | Yes | [8 empty] | ETL Damp | cETL Damp | GEARY 3L FLUSH MOUNT-962 | Three Light Ceiling Flush Mount |  | 77065-962.jpg | 77065.jpg
77065-965 | Three Light Ceiling Flush Mount | Adaptability takes center stage with the Geary Collection. This series of traditional up-light pendants, semi-flush and flush-mount fixtures feature decoratively bowed arms and constructed of rectangular steel tubing. Geary is a true cross-collection piece, offered in four beautiful finishes Blacksmith, Brushed Nickel, Burnt Sienna and Heirloom Bronze. The Geary has a universal appeal matching 24 different Sea Gull Lighting interior collections. Offering subtle style with practical design, Geary is at home in almost any room. The fixtures have a fluid movement with a traditional look to complement a wide range of decor. | CEILING | Geary | Ceiling Lights | Antique Brushed Nickel | 965 | Steel |  |  |  | Satin Etched Glass | 3 Medium A19 60w |  | 3 | No | [14 empty] | 0 | [12 empty] | 41.48 | 82.96 | 124.44 | D:14 1/2'' H:6 1/2'' | 4.1 | 14.5 |  |  | 6.5 | Key Slots | [6 empty] | No |  | No | [25 empty] | 6.5 |  |  | N/A | Hardwired | 0 | 0 | 0 | 0 | 1 | 0 | 0 | 1 | 0 | 0 | 0 | 785652706592 | 15.25 | 15.25 | 9 | 6.85 | 1.211 | 175 | Yes | [8 empty] | UL Damp | cUL Damp | GEARY 3L FLUSH MOUNT-965 | Three Light Ceiling Flush Mount |  | 77065-965.jpg | 77065.jpg
77065EN3-05 | Three Light Ceiling Flush Mount | Adaptability takes center stage with the Geary Collection. This series of traditional up-light pendants, semi-flush and flush-mount fixtures feature decoratively bowed arms and constructed of rectangular steel tubing. Geary is a true cross-collection piece, offered in four beautiful finishes Blacksmith, Brushed Nickel, Burnt Sienna and Heirloom Bronze. The Geary has a universal appeal matching 24 different Sea Gull Lighting interior collections. Offering subtle style with practical design, Geary is at home in almost any room. The fixtures have a fluid movement with a traditional look to complement a wide range of decor. | CEILING | Geary | Ceiling Lights | Chrome | 5 | Steel |  |  |  | Satin Etched Glass | 3 Medium A19 9.3w |  | 3 | Yes | [14 empty] | 0 | [12 empty] | 56.98 | 113.96 | 170.94 | D:14 1/2'' H:6 1/2'' | 4.1 | 14.5 |  |  | 6.5 | Key Slots | [6 empty] | No |  | No | [25 empty] | 6.5 | Black/White |  |  | Hardwired | 0 | 0 | 0 | 1 | 1 | 0 | 0 | 0 | 0 | 0 | 0 | 785652044212 | 17 | 17 | 8 | 7.2 | 1.338 | 175 | Yes | [8 empty] | C-UL-US Damp |  | GEARY 3L LED FLUSH MOUNT-05 | Three Light Ceiling Flush Mount |  | 77065EN3-05.jpg | 77065.jpg
77065EN3-710 | Three Light Ceiling Flush Mount | Adaptability takes center stage with the Geary Collection. This series of traditional up-light pendants, semi-flush and flush-mount fixtures feature decoratively bowed arms and constructed of rectangular steel tubing. Geary is a true cross-collection piece, offered in four beautiful finishes Blacksmith, Brushed Nickel, Burnt Sienna and Heirloom Bronze. The Geary has a universal appeal matching 24 different Sea Gull Lighting interior collections. Offering subtle style with practical design, Geary is at home in almost any room. The fixtures have a fluid movement with a traditional look to complement a wide range of decor. | CEILING | Geary | Ceiling Lights | Burnt Sienna | 710 | Steel |  |  |  | Amber Scavo Glass | 3 Medium A19 9.3w |  | 3 | Yes | [14 empty] | 0 | [12 empty] | 56.98 | 113.96 | 170.94 | D:14 1/2'' H:6 1/2'' | 4.1 | 14.5 |  |  | 6.5 | Key Slots | [6 empty] | No |  | No | [25 empty] | 6.5 | Black/White |  |  | Hardwired | 0 | 0 | 0 | 1 | 1 | 0 | 0 | 0 | 0 | 0 | 0 | 785652057120 | 17 | 17 | 8 | 7.2 | 1.338 | 175 | Yes | [8 empty] | C-UL-US Damp |  | GEARY 3L LED FLUSH MOUNT-710 | Three Light Ceiling Flush Mount |  | 77065EN3-710.png | 77065.jpg
77065EN3-782 | Three Light Ceiling Flush Mount | Adaptability takes center stage with the Geary Collection. This series of traditional up-light pendants, semi-flush and flush-mount fixtures feature decoratively bowed arms and constructed of rectangular steel tubing. Geary is a true cross-collection piece, offered in four beautiful finishes Blacksmith, Brushed Nickel, Burnt Sienna and Heirloom Bronze. The Geary has a universal appeal matching 24 different Sea Gull Lighting interior collections. Offering subtle style with practical design, Geary is at home in almost any room. The fixtures have a fluid movement with a traditional look to complement a wide range of decor. | CEILING | Geary | Ceiling Lights | Heirloom Bronze | 782 | Steel |  |  |  | Satin Etched Glass | 3 Medium A19 9.3w |  | 3 | Yes | [14 empty] | 0 | [12 empty] | 56.98 | 113.96 | 170.94 | D:14 1/2'' H:6 1/2'' | 4.1 | 14.5 |  |  | 6.5 | Key Slots | [6 empty] | No |  | No | [25 empty] | 6.5 | Black/White |  | N/A | Hardwired | 0 | 0 | 0 | 1 | 1 | 0 | 0 | 0 | 0 | 0 | 0 | 785652044229 | 16.78 | 16.18 | 7 | 5.7 | 1.1 | 175 | Yes | [8 empty] | ETL Damp | cETL Damp | GEARY 3L LED FLUSH MOUNT-782 | Three Light Ceiling Flush Mount |  | 77065EN3-782.jpg | 77065.jpg
77065EN3-839 | Three Light Ceiling Flush Mount | Adaptability takes center stage with the Geary Collection. This series of traditional up-light pendants, semi-flush and flush-mount fixtures feature decoratively bowed arms and constructed of rectangular steel tubing. Geary is a true cross-collection piece, offered in four beautiful finishes Blacksmith, Brushed Nickel, Burnt Sienna and Heirloom Bronze. The Geary has a universal appeal matching 24 different Sea Gull Lighting interior collections. Offering subtle style with practical design, Geary is at home in almost any room. The fixtures have a fluid movement with a traditional look to complement a wide range of decor. | CEILING | Geary | Ceiling Lights | Blacksmith | 839 | Steel |  |  |  | Satin Etched Glass | 3 Medium A19 9.3w |  | 3 | Yes | [14 empty] | 0 | [12 empty] | 56.98 | 113.96 | 170.94 | D:14 1/2'' H:6 1/2'' | 4.1 | 14.5 |  |  | 6.5 | Key Slots | [6 empty] | No |  | No | [25 empty] | 6.5 | Black/White |  |  | Hardwired | 0 | 0 | 0 | 1 | 1 | 0 | 0 | 0 | 0 | 0 | 0 | 785652051913 | 17 | 17 | 8 | 7.2 | 1.338 | 175 | Yes | [8 empty] | C-UL-US Damp |  | GEARY 3L LED FLUSH MOUNT-839 | Three Light Ceiling Flush Mount |  | 77065EN3-839.jpg | 77065.jpg
77065EN3-962 | Three Light Ceiling Flush Mount | Adaptability takes center stage with the Geary Collection. This series of traditional up-light pendants, semi-flush and flush-mount fixtures feature decoratively bowed arms and constructed of rectangular steel tubing. Geary is a true cross-collection piece, offered in four beautiful finishes Blacksmith, Brushed Nickel, Burnt Sienna and Heirloom Bronze. The Geary has a universal appeal matching 24 different Sea Gull Lighting interior collections. Offering subtle style with practical design, Geary is at home in almost any room. The fixtures have a fluid movement with a traditional look to complement a wide range of decor. | CEILING | Geary | Ceiling Lights | Brushed Nickel | 962 | Steel |  |  |  | Satin Etched Glass | 3 Medium A19 9.3w |  | 3 | Yes | [14 empty] | 0 | [12 empty] | 56.98 | 113.96 | 170.94 | D:14 1/2'' H:6 1/2'' | 4.1 | 14.5 |  |  | 6.5 | Key Slots | [6 empty] | No |  | No | [25 empty] | 6.5 | Black/White |  | N/A | Hardwired | 0 | 0 | 0 | 1 | 1 | 0 | 0 | 0 | 0 | 0 | 0 | 785652044236 | 17 | 17 | 8 | 7.2 | 1.338 | 175 | Yes | [8 empty] | ETL Damp | cETL Damp | GEARY 3L LED FLUSH MOUNT-962 | Three Light Ceiling Flush Mount |  | 77065EN3-962.jpg | 77065.jpg
77065EN3-965 | Three Light Ceiling Flush Mount | Adaptability takes center stage with the Geary Collection. This series of traditional up-light pendants, semi-flush and flush-mount fixtures feature decoratively bowed arms and constructed of rectangular steel tubing. Geary is a true cross-collection piece, offered in four beautiful finishes Blacksmith, Brushed Nickel, Burnt Sienna and Heirloom Bronze. The Geary has a universal appeal matching 24 different Sea Gull Lighting interior collections. Offering subtle style with practical design, Geary is at home in almost any room. The fixtures have a fluid movement with a traditional look to complement a wide range of decor. | CEILING | Geary | Ceiling Lights | Antique Brushed Nickel | 965 | Steel | Satin Etched Glass | D:11.75" H:4.75" |  |  | 3 Medium A19 9.3w |  | 3 | Yes | [14 empty] | 0 | [12 empty] | 56.98 | 113.96 | 170.94 | D:14 1/2'' H:6 1/2'' | 4.1 | 14.5 |  |  | 6.5 | Key Slots | [6 empty] | No |  | No | [25 empty] | 6.5 | Black/White |  | N/A | Hardwired | 0 | 0 | 0 | 1 | 1 | 0 | 0 | 0 | 0 | 0 | 0 | 785652044243 | 17 | 17 | 8 | 7.2 | 1.338 | 175 | Yes | [8 empty] | ETL Damp | cETL Damp | GEARY 3L LED FLUSH MOUNT-965 | Three Light Ceiling Flush Mount |  | 77065EN3-965.jpg | 77065.jpg
77088-98 | Medium Two Light Ceiling Flush Mount | Modern styling and forward thinking represent the Centra collection by Sea Gull Lighting. Stunning in a Brushed Stainless finish with Satin White glass, Centra is designed to bring a modern sensibility to your hallways and foyers with a pendant / semi-flush fixture, small, medium, and large ceiling fixtures and a wall sconce to round out the collection. Incandescent, integrated LED, and ENERGY STAR-qualified LED lamping are all available. | CEILING | Centra | Ceiling Lights | Brushed Stainless | 98 | Steel |  |  |  | Satin White Glass | 2 Medium A19 75w |  | 2 | No | [14 empty] | 0 | [12 empty] | 69 | 138 | 207 | D:18'' H:4 1/2'' | 6.2 | 18 |  |  | 4.5 | Cap Nuts | [6 empty] | No |  | No | [25 empty] | 6.5 |  |  | N/A | Hardwired | 0 | 0 | 0 | 0 | 1 | 0 | 0 | 1 | 0 | 0 | 0 | 785652770982 | 20.25 | 20.125 | 8 | 8.55 | 1.887 | 175 | Yes | [8 empty] | UL Damp | cUL Damp | CENTRA 2L CEILING-98 | Medium Two Light Ceiling Flush Mount |  | 77088-98.jpg | 77088.jpg
77088EN3-98 | Medium Two Light Ceiling Flush Mount | Modern styling and forward thinking represent the Centra collection by Sea Gull Lighting. Stunning in a Brushed Stainless finish with Satin White glass, Centra is designed to bring a modern sensibility to your hallways and foyers with a pendant / semi-flush fixture, small, medium, and large ceiling fixtures and a wall sconce to round out the collection. Incandescent, integrated LED, and ENERGY STAR-qualified LED lamping are all available. | CEILING | Centra | Ceiling Lights | Brushed Stainless | 98 | Steel |  |  |  | Satin White Glass | 2 Medium A19 9.3w |  | 2 | Yes | [14 empty] | 0 | [12 empty] | 82.5 | 165 | 247.5 | D:18'' H:4 1/2'' | 6.2 | 18 |  |  | 4.5 | Key Slots | [6 empty] | No |  | No | [25 empty] | 6.5 | Black/White |  | N/A | Hardwired | 0 | 0 | 0 | 1 | 1 | 0 | 0 | 0 | 0 | 0 | 0 | 785652051937 | 20.25 | 20.125 | 8 | 8.55 | 1.887 | 175 | Yes | [8 empty] | C-UL-US Damp |  | CENTRA 2L CEILING-98 | Medium Two Light Ceiling Flush Mount |  | 77088EN3-98.jpg | 77088.jpg
7710402-715 | Two Light Semi-Flush Convertible Pendant | Named after the Italian word for “sphere,” the transitional Sfera collection by Sea Gull Lighting features detailed center bands and rounded, sweeping curves -- rustic with a modern inspiration. Offered in Autumn Bronze finish with several glass options – extraordinary painted Mercury glass and Café Tint glass, as well as a Smoky Amber glass for wall/bath fixtures only. The assortment includes six-light and four-light chandeliers, pendants in three sizes, both flush and semi-flush ceiling fixtures, as well as two-light, three-light and four-light wall/bath fixtures. Both incandescent lamping and ENERGY STAR-qualified LED lamping are available. Most of these fixtures easily convert to LED by purchasing LED replacement lamps sold separately. | CEILING | Sfera | Ceiling Lights | Autumn Bronze | 715 | Steel |  |  |  |  | 2 Medium A19 100w |  | 2 | No | [14 empty] | 0 | [12 empty] | 138.98 | 277.96 | 416.94 | D:13 1/2'' H:18 1/4'' O:164 1/2'' | 9.9 | 13.5 |  |  | 18.25 | Dual Mount |  | 16.25 | 164.5 |  |  |  | No |  | No | [20 empty] | D:5'' H:1 1/4'' Round |  |  |  |  | 168 | Brown | 144 |  | Hardwired | 0 | 0 | 0 | 0 | 1 | 0 | 0 | 1 | 1 | 0 | 0 | 785652240300 | 17.5 | 15 | 11.25 | 12.4 | 1.709 | 125 | Yes | [9 empty] | cETL Damp | SFERA 2L MERCURY CEILING-715 | Two Light Semi-Flush Convertible Pendant |  | 7710402-715.jpg | 7710402.jpg
7710402EN3-715 | Two Light Semi-Flush Convertible Pendant | Named after the Italian word for “sphere,” the transitional Sfera collection by Sea Gull Lighting features detailed center bands and rounded, sweeping curves -- rustic with a modern inspiration. Offered in Autumn Bronze finish with several glass options – extraordinary painted Mercury glass and Café Tint glass, as well as a Smoky Amber glass for wall/bath fixtures only. The assortment includes six-light and four-light chandeliers, pendants in three sizes, both flush and semi-flush ceiling fixtures, as well as two-light, three-light and four-light wall/bath fixtures. Both incandescent lamping and ENERGY STAR-qualified LED lamping are available. Most of these fixtures easily convert to LED by purchasing LED replacement lamps sold separately. | CEILING | Sfera | Ceiling Lights | Autumn Bronze | 715 | Steel |  |  |  |  | 2 Medium A19 9.3w |  | 2 | Yes | [14 empty] | 0 | [12 empty] | 144.98 | 289.96 | 434.94 | D:13 1/2'' H:18 1/4'' O:164 1/2'' | 9.9 | 13.5 |  |  | 18.25 | Dual Mount |  | 16.25 | 164.5 |  |  |  | No |  | No | [20 empty] | D:5'' H:1 1/4'' Round |  |  |  |  | 168 | Brown | 144 |  | Hardwired | 0 | 0 | 0 | 1 | 1 | 0 | 0 | 0 | 1 | 0 | 0 | 785652046902 | 17.5 | 15 | 11.25 | 12.4 | 1.709 | 125 | Yes | [9 empty] | cETL Damp | SFERA 2L MERCURY CEILING-715 | Two Light Semi-Flush Convertible Pendant |  | 7710402EN3-715.jpg | 7710402.jpg
7713002-845 | Two Light Semi-Flush Convertible Pendant | The subtle details of the Parkfield lighting collection by Sea Gull Lighting make this transitional design perfect for a wide range of décor. The four-sided, glass shades and the supporting sockets feature a graduated step detail which gives each fixture a slightly more masculine and tailored look. Available in both a casual Flemish Bronze finish with Crème Parchment glass or the elegantly modern Brushed Nickel finish with Opal Etched glass, the full lighting collection offers a nine-light or five-light chandelier, a three-light down chandelier; a two-light semi-flush mount; a three-light up pendant; and one-light, two-light, three-light and four-light bath fixture (all of which can mount up or down). Incandescent and ENERGY STAR-qualified LED lamping are available. | CEILING | Parkfield | Ceiling Lights | Flemish Bronze | 845 | Steel | Creme Parchment Glass | D:15" H:4.5" |  |  | 2 Medium A19 75w |  | 2 | No | [14 empty] | 0 | [12 empty] | 99.98 | 199.96 | 299.94 | D:15'' H:13 3/4'' O:51 1/2'' | 6 | 15 |  |  | 13.75 | Dual Mount |  | 11.75 | 51.5 |  |  |  | No |  | No | [20 empty] | D:5'' H:5/8'' Round |  |  |  |  | 72 | Brown | 36 |  | Hardwired | 0 | 0 | 0 | 0 | 1 | 0 | 0 | 1 | 1 | 0 | 0 | 785652274909 | 18 | 18 | 12.5 | 8.5 | 2.344 | 250 | Yes | [9 empty] | cETL Damp | PARKFIELD 2L CEILING-845 | Two Light Semi-Flush Convertible Pendant |  | 7713002-845.jpg | 7713002.jpg
7713002-962 | Two Light Semi-Flush Convertible Pendant | The subtle details of the Parkfield lighting collection by Sea Gull Lighting make this transitional design perfect for a wide range of décor. The four-sided, glass shades and the supporting sockets feature a graduated step detail which gives each fixture a slightly more masculine and tailored look. Available in both a casual Flemish Bronze finish with Crème Parchment glass or the elegantly modern Brushed Nickel finish with Opal Etched glass, the full lighting collection offers a nine-light or five-light chandelier, a three-light down chandelier; a two-light semi-flush mount; a three-light up pendant; and one-light, two-light, three-light and four-light bath fixture (all of which can mount up or down). Incandescent and ENERGY STAR-qualified LED lamping are available. | CEILING | Parkfield | Ceiling Lights | Brushed Nickel | 962 | Steel | Etched / White Inside Glass | D:15" H:4.5" |  |  | 2 Medium A19 75w |  | 2 | No | [14 empty] | 0 | [12 empty] | 99.98 | 199.96 | 299.94 | D:15'' H:13 3/4'' O:51 1/2'' | 6 | 15 |  |  | 13.75 | Dual Mount |  | 11.75 | 51.5 |  |  |  | No |  | No | [20 empty] | D:5'' H:5/8'' Round |  |  |  |  | 72 | Clear | 36 |  | Hardwired | 0 | 0 | 0 | 0 | 1 | 0 | 0 | 1 | 1 | 0 | 0 | 785652274916 | 18 | 12.58 | 12.5 | 8.7 | 1.638 | 175 | Yes | [9 empty] | cETL Damp | PARKFIELD 2L CEILING-962 | Two Light Semi-Flush Convertible Pendant |  | 7713002-962.jpg | 7713002.jpg
7713002EN3-845 | Two Light Semi-Flush Convertible Pendant | The subtle details of the Parkfield lighting collection by Sea Gull Lighting make this transitional design perfect for a wide range of décor. The four-sided, glass shades and the supporting sockets feature a graduated step detail which gives each fixture a slightly more masculine and tailored look. Available in both a casual Flemish Bronze finish with Crème Parchment glass or the elegantly modern Brushed Nickel finish with Opal Etched glass, the full lighting collection offers a nine-light or five-light chandelier, a three-light down chandelier; a two-light semi-flush mount; a three-light up pendant; and one-light, two-light, three-light and four-light bath fixture (all of which can mount up or down). Incandescent and ENERGY STAR-qualified LED lamping are available. | CEILING | Parkfield | Ceiling Lights | Flemish Bronze | 845 | Steel | Creme Parchment Glass | D:15" H:4.5" |  |  | 2 Medium A19 9.3w |  | 2 | Yes | [14 empty] | 0 | [12 empty] | 111.48 | 222.96 | 334.44 | D:15'' H:13 3/4'' O:51 1/2'' | 6 | 15 |  |  | 13.75 | Dual Mount |  | 11.75 | 51.5 |  |  |  | No |  | No | [20 empty] | D:5'' H:5/8'' Round |  |  |  |  | 72 | Brown | 36 |  | Hardwired | 0 | 0 | 0 | 1 | 1 | 0 | 0 | 0 | 1 | 0 | 0 | 785652051944 | 18 | 18 | 12.5 | 8.5 | 2.344 | 250 | Yes | [9 empty] | cETL Damp | PARKFIELD 2L CEILING-845 | Two Light Semi-Flush Convertible Pendant |  | 7713002EN3-845.jpg | 7713002.jpg
7713002EN3-962 | Two Light Semi-Flush Convertible Pendant | The subtle details of the Parkfield lighting collection by Sea Gull Lighting make this transitional design perfect for a wide range of décor. The four-sided, glass shades and the supporting sockets feature a graduated step detail which gives each fixture a slightly more masculine and tailored look. Available in both a casual Flemish Bronze finish with Crème Parchment glass or the elegantly modern Brushed Nickel finish with Opal Etched glass, the full lighting collection offers a nine-light or five-light chandelier, a three-light down chandelier; a two-light semi-flush mount; a three-light up pendant; and one-light, two-light, three-light and four-light bath fixture (all of which can mount up or down). Incandescent and ENERGY STAR-qualified LED lamping are available. | CEILING | Parkfield | Ceiling Lights | Brushed Nickel | 962 | Steel | Etched / White Inside Glass | D:15" H:4.5" |  |  | 2 Medium A19 9.3w |  | 2 | Yes | [14 empty] | 0 | [12 empty] | 111.48 | 222.96 | 334.44 | D:15'' H:13 3/4'' O:51 1/2'' | 6 | 15 |  |  | 13.75 | Dual Mount |  | 11.75 | 51.5 |  |  |  | No |  | No | [20 empty] | D:5'' H:5/8'' Round |  |  |  |  | 72 | Clear | 36 |  | Hardwired | 0 | 0 | 0 | 1 | 1 | 0 | 0 | 0 | 1 | 0 | 0 | 785652051951 | 18 | 12.58 | 12.5 | 8.7 | 1.638 | 175 | Yes | [9 empty] | cETL Damp | PARKFIELD 2L CEILING-962 | Two Light Semi-Flush Convertible Pendant |  | 7713002EN3-962.jpg | 7713002.jpg
7713202-715 | Two Light Semi-Flush Convertible Pendant | The soft curves give the transitional Metcalf lighting collection by Sea Gull Lighting its clean, subtle look. The modern silhouette of the Satin Etched glass shades reinforces the easy and casual lines of this design. Equally at home in a contemporary, urban setting or a transitional décor in the suburbs, the full lighting collection is offered in Autumn Bronze and Brushed Nickel finishes and is comprised of nine-, five- and three-light chandeliers; one- and three-light pendants, mini pendant, two-light semi-flush mount; and one-, two-, three- and four-light bath fixtures. Incandescent and ENERGY STAR-qualified LED lamping are available; all fixtures are California Title 24 compliant. | CEILING | Metcalf | Ceiling Lights | Autumn Bronze | 715 | Steel | Satin Etched Glass | D:15" H:5.75" |  |  | 2 Medium A19 75w |  | 2 | No | [14 empty] | 0 | [12 empty] | 89.48 | 178.96 | 268.44 | D:15'' H:16 1/4'' O:54 1/4'' | 5.6 | 15 |  |  | 16.25 | Dual Mount |  | 14.75 | 54.25 |  |  |  | No |  | No | [20 empty] | D:5 1/8'' H:1'' Round |  |  |  |  | 72 | Brown | 36 |  | Hardwired | 0 | 0 | 0 | 0 | 1 | 0 | 0 | 1 | 1 | 0 | 0 | 785652275227 | 18.5 | 18 | 10 | 7.9 | 1.927 | 175 | Yes | [9 empty] | cETL Damp | METCALF 2L CEILING-715 | Two Light Semi-Flush Convertible Pendant |  | 7713202-715.jpg | 7713202.jpg
7713202-962 | Two Light Semi-Flush Convertible Pendant | The soft curves give the transitional Metcalf lighting collection by Sea Gull Lighting its clean, subtle look. The modern silhouette of the Satin Etched glass shades reinforces the easy and casual lines of this design. Equally at home in a contemporary, urban setting or a transitional décor in the suburbs, the full lighting collection is offered in Autumn Bronze and Brushed Nickel finishes and is comprised of nine-, five- and three-light chandeliers; one- and three-light pendants, mini pendant, two-light semi-flush mount; and one-, two-, three- and four-light bath fixtures. Incandescent and ENERGY STAR-qualified LED lamping are available; all fixtures are California Title 24 compliant. | CEILING | Metcalf | Ceiling Lights | Brushed Nickel | 962 | Steel | Satin Etched Glass | D:15" H:5.75" |  |  | 2 Medium A19 75w |  | 2 | No | [14 empty] | 0 | [12 empty] | 89.48 | 178.96 | 268.44 | D:15'' H:16 1/4'' O:54 1/4'' | 5.6 | 15 |  |  | 16.25 | Dual Mount |  | 14.75 | 54.25 |  |  |  | No |  | No | [20 empty] | D:5 1/8'' H:1'' Round |  |  |  |  | 72 | Clear Silver | 36 |  | Hardwired | 0 | 0 | 0 | 0 | 1 | 0 | 0 | 1 | 1 | 0 | 0 | 785652275234 | 18.5 | 18 | 10 | 7.9 | 1.927 | 175 | Yes | [9 empty] | cETL Damp | METCALF 2L CEILING-962 | Two Light Semi-Flush Convertible Pendant |  | 7713202-962.jpg | 7713202.jpg
7713202EN3-715 | Two Light Semi-Flush Convertible Pendant | The soft curves give the transitional Metcalf lighting collection by Sea Gull Lighting its clean, subtle look. The modern silhouette of the Satin Etched glass shades reinforces the easy and casual lines of this design. Equally at home in a contemporary, urban setting or a transitional décor in the suburbs, the full lighting collection is offered in Autumn Bronze and Brushed Nickel finishes and is comprised of nine-, five- and three-light chandeliers; one- and three-light pendants, mini pendant, two-light semi-flush mount; and one-, two-, three- and four-light bath fixtures. Incandescent and ENERGY STAR-qualified LED lamping are available; all fixtures are California Title 24 compliant. | CEILING | Metcalf | Ceiling Lights | Autumn Bronze | 715 | Steel | Satin Etched Glass | D:15" H:5.75" |  |  | 2 Medium A19 9.3w |  | 2 | Yes | [14 empty] | 0 | [12 empty] | 99.98 | 199.96 | 299.94 | D:15'' H:16 1/4'' O:54 1/4'' | 5.6 | 15 |  |  | 16.25 | Dual Mount |  | 14.75 | 54.25 |  |  |  | No |  | No | [20 empty] | D:5 1/8'' H:1'' Round |  |  |  |  | 72 | Brown | 36 |  | Hardwired | 0 | 0 | 0 | 1 | 1 | 0 | 0 | 0 | 1 | 0 | 0 | 785652051968 | 18.5 | 18 | 10 | 7.9 | 1.927 | 175 | Yes | [9 empty] | cETL Damp | METCALF 2L CEILING-715 | Two Light Semi-Flush Convertible Pendant |  | 7713202EN3-715.jpg | 7713202.jpg
7713202EN3-962 | Two Light Semi-Flush Convertible Pendant | The soft curves give the transitional Metcalf lighting collection by Sea Gull Lighting its clean, subtle look. The modern silhouette of the Satin Etched glass shades reinforces the easy and casual lines of this design. Equally at home in a contemporary, urban setting or a transitional décor in the suburbs, the full lighting collection is offered in Autumn Bronze and Brushed Nickel finishes and is comprised of nine-, five- and three-light chandeliers; one- and three-light pendants, mini pendant, two-light semi-flush mount; and one-, two-, three- and four-light bath fixtures. Incandescent and ENERGY STAR-qualified LED lamping are available; all fixtures are California Title 24 compliant. | CEILING | Metcalf | Ceiling Lights | Brushed Nickel | 962 | Steel | Satin Etched Glass | D:15" H:5.75" |  |  | 2 Medium A19 9.3w |  | 2 | Yes | [14 empty] | 0 | [12 empty] | 99.98 | 199.96 | 299.94 | D:15'' H:16 1/4'' O:54 1/4'' | 5.6 | 15 |  |  | 16.25 | Dual Mount |  | 14.75 | 54.25 |  |  |  | No |  | No | [20 empty] | D:5 1/8'' H:1'' Round |  |  |  |  | 72 | Clear Silver | 36 |  | Hardwired | 0 | 0 | 0 | 1 | 1 | 0 | 0 | 0 | 1 | 0 | 0 | 785652051975 | 18.5 | 18 | 10 | 7.9 | 1.927 | 175 | Yes | [9 empty] | cETL Damp | METCALF 2L CEILING-962 | Two Light Semi-Flush Convertible Pendant |  | 7713202EN3-962.jpg | 7713202.jpg
7713402-05 | Two Light Semi-Flush Convertible Pendant | The modern Englehorn collection by Sea Gull Lighting brings a heightened sense of beauty through the use of dramatic and flawless optic crystal. Even with the crystal’s delicate appearance, the overall design makes a strong statement. Offered in a Chrome finish with Etched White glass. The assortment includes nine-light, five-light, and three-light chandeliers, three-light and mini-pendants, two-light semi-flush mount, as well as one-light, two-light, three-light and four-light wall/bath fixtures. Incandescent and ENERGY STAR-qualified LED lamping are available; all fixtures are California Title 24 compliant. | CEILING | Englehorn | Ceiling Lights | Chrome / Optic Crystal | 05 / 602 | Steel | Etched / White Inside Glass | D:16" H:6" | D:16" |  | 2 Medium A19 100w |  | 2 | No | [14 empty] | 0 | [12 empty] | 106.45 | 212.9 | 319.35 | D:16'' H:16 3/4'' O:55 1/4'' | 8.6 | 16 |  |  | 16.75 | Dual Mount |  | 14.5 | 55.25 |  |  |  | No |  | No | [20 empty] | D:5'' H:1 1/8'' Round |  |  |  |  | 120 | Clear | 36 |  | Hardwired | 0 | 0 | 0 | 0 | 1 | 0 | 0 | 1 | 1 | 0 | 0 | 785652246937 | 18 | 18 | 11.4 | 10.5 | 2.138 | 175 | Yes | [8 empty] | ETL Dry |  | ENGLEHORN 2L CEILING-05 | Two Light Semi-Flush Convertible Pendant |  | 7713402-05.jpg | 7713402.jpg
7713402EN3-05 | Two Light Semi-Flush Convertible Pendant | The modern Englehorn collection by Sea Gull Lighting brings a heightened sense of beauty through the use of dramatic and flawless optic crystal. Even with the crystal’s delicate appearance, the overall design makes a strong statement. Offered in a Chrome finish with Etched White glass. The assortment includes nine-light, five-light, and three-light chandeliers, three-light and mini-pendants, two-light semi-flush mount, as well as one-light, two-light, three-light and four-light wall/bath fixtures. Incandescent and ENERGY STAR-qualified LED lamping are available; all fixtures are California Title 24 compliant. | CEILING | Englehorn | Ceiling Lights | Chrome / Optic Crystal | 05 / 602 | Steel | Etched / White Inside Glass | D:16" H:6" | D:16" |  | 2 Medium A19 9.3w |  | 2 | Yes | [14 empty] | 0 | [12 empty] | 122.98 | 245.96 | 368.94 | D:16'' H:16 3/4'' O:55 1/4'' | 8.6 | 16 |  |  | 16.75 | Dual Mount |  | 14.5 | 55.25 |  |  |  | No |  | No | [20 empty] | D:5'' H:1 1/8'' Round |  |  |  |  | 120 | Clear | 36 |  | Hardwired | 0 | 0 | 0 | 1 | 1 | 0 | 0 | 0 | 1 | 0 | 0 | 785652051982 | 18 | 18 | 11.4 | 10.5 | 2.138 | 175 | Yes | [8 empty] | C-UL-US Dry |  | ENGLEHORN 2L CEILING-05 | Two Light Semi-Flush Convertible Pendant |  | 7713402EN3-05.jpg | 7713402.jpg
7713702-778 | Two Light Semi-Flush Mount | Ellis Harper has an Arts and Crafts pedigree with a Modernist twist. The array of fixtures showcases Sea Gull's commitment to high style with robust construction and craftsmanship at an exceptional price. The subtle detail allows this transitional design to easily fit into any décor. The sleek, geometric arms and square Satin Etched glass shades add touches of elegance to its streamlined profile. The assortment includes: four- and eight-light chandeliers, a six-light linear, one-light mini-pendant, and one-, two-, three- and four-light bath fixtures. All fixtures are offered in either a Brushed Nickel or Brushed Oil Rubbed Bronze. | LINE VOLTAGE PENDANT | Ellis Harper | Ceiling Lights | Brushed Oil Rubbed Bronze | 778 | Steel | Etched / White Inside Glass | L:11.75" W:11.75" H:3.75" |  |  | 2 Medium A19 75w |  | 2 | No | [14 empty] | 0 | [12 empty] | 47.98 | 95.96 | 143.94 | L:13'' W:13'' H:7 1/2'' | 7.26 |  | 13 | 13 | 7.5 | Cap Nuts | [6 empty] | No |  | No | [20 empty] | DP:5'' W:5'' H:1'' Square |  |  |  |  | 6.5 | Black/White |  |  | Hardwired | 0 | 0 | 0 | 0 | 1 | 0 | 0 | 1 | 0 | 0 | 0 | 785652069789 | 15.25 | 15.25 | 8.5 | 10 | 1.144 | 100 | Yes | [9 empty] | cETL Damp | ELLIS HARPER 2L SEMFLSH-778 | Two Light Semi-Flush Mount |  | 7713702EN3-778.jpg | 7713702.jpg
7713702-962 | Two Light Semi-Flush Mount | Ellis Harper has an Arts and Crafts pedigree with a Modernist twist. The array of fixtures showcases Sea Gull's commitment to high style with robust construction and craftsmanship at an exceptional price. The subtle detail allows this transitional design to easily fit into any décor. The sleek, geometric arms and square Satin Etched glass shades add touches of elegance to its streamlined profile. The assortment includes: four- and eight-light chandeliers, a six-light linear, one-light mini-pendant, and one-, two-, three- and four-light bath fixtures. All fixtures are offered in either a Brushed Nickel or Brushed Oil Rubbed Bronze. | LINE VOLTAGE PENDANT | Ellis Harper | Ceiling Lights | Brushed Nickel | 962 | Steel | Etched / White Inside Glass | L:11.75" W:11.75" H:3.75" |  |  | 2 Medium A19 75w |  | 2 | No | [14 empty] | 0 | [12 empty] | 47.98 | 95.96 | 143.94 | L:13'' W:13'' H:7 1/2'' | 7.26 |  | 13 | 13 | 7.5 | Cap Nuts | [6 empty] | No |  | No | [20 empty] | DP:5'' W:5'' H:1'' Square |  |  |  |  | 6.5 | Black/White |  |  | Hardwired | 0 | 0 | 0 | 0 | 1 | 0 | 0 | 1 | 0 | 0 | 0 | 785652069796 | 15.25 | 15.25 | 8.25 | 9.2 | 1.11 | 100 | Yes | [9 empty] | cETL Damp | ELLIS HARPER 2L SEMFLSH-962 | Two Light Semi-Flush Mount |  | 7713702EN3-962.jpg | 7713702.jpg
7713702EN3-778 | Two Light Semi-Flush Mount | Ellis Harper has an Arts and Crafts pedigree with a Modernist twist. The array of fixtures showcases Sea Gull's commitment to high style with robust construction and craftsmanship at an exceptional price. The subtle detail allows this transitional design to easily fit into any décor. The sleek, geometric arms and square Satin Etched glass shades add touches of elegance to its streamlined profile. The assortment includes: four- and eight-light chandeliers, a six-light linear, one-light mini-pendant, and one-, two-, three- and four-light bath fixtures. All fixtures are offered in either a Brushed Nickel or Brushed Oil Rubbed Bronze. | LINE VOLTAGE PENDANT | Ellis Harper | Ceiling Lights | Brushed Oil Rubbed Bronze | 778 | Steel | Etched / White Inside Glass | L:11.75" W:11.75" H:3.75" |  |  | 2 Medium A19 9.3w |  | 2 | Yes | [14 empty] | 0 | [12 empty] | 60.48 | 120.96 | 181.44 | L:13'' W:13'' H:7 1/2'' | 7.26 |  | 13 | 13 | 7.5 | Cap Nuts | [6 empty] | No |  | No | [20 empty] | DP:5'' W:5'' H:1'' Square |  |  |  |  | 6.5 | Black/White |  |  | Hardwired | 0 | 0 | 0 | 1 | 1 | 0 | 0 | 0 | 0 | 0 | 0 | 785652071553 | 15.15 | 15.25 | 8.5 | 10 | 1.136 | 100 | Yes | [9 empty] | cETL Damp | ELLIS HARPR 2L LED SEMFLSH-778 | Two Light Semi-Flush Mount |  | 7713702EN3-778.jpg | 7713702EN3.jpg
7713702EN3-962 | Two Light Semi-Flush Mount | Ellis Harper has an Arts and Crafts pedigree with a Modernist twist. The array of fixtures showcases Sea Gull's commitment to high style with robust construction and craftsmanship at an exceptional price. The subtle detail allows this transitional design to easily fit into any décor. The sleek, geometric arms and square Satin Etched glass shades add touches of elegance to its streamlined profile. The assortment includes: four- and eight-light chandeliers, a six-light linear, one-light mini-pendant, and one-, two-, three- and four-light bath fixtures. All fixtures are offered in either a Brushed Nickel or Brushed Oil Rubbed Bronze. | LINE VOLTAGE PENDANT | Ellis Harper | Ceiling Lights | Brushed Nickel | 962 | Steel | Etched / White Inside Glass | L:11.75" W:11.75" H:3.75" |  |  | 2 Medium A19 9.3w |  | 2 | Yes | [14 empty] | 0 | [12 empty] | 60.48 | 120.96 | 181.44 | L:13'' W:13'' H:7 1/2'' | 7.26 |  | 13 | 13 | 7.5 | Cap Nuts | [6 empty] | No |  | No | [20 empty] | DP:5'' W:5'' H:1'' Square |  |  |  |  | 6.5 | Black/White |  |  | Hardwired | 0 | 0 | 0 | 1 | 1 | 0 | 0 | 0 | 0 | 0 | 0 | 785652071560 | 15.25 | 15.25 | 8.25 | 9.2 | 1.11 | 100 | Yes | [9 empty] | cETL Damp | ELLIS HARPR 2L LED SEMFLSH-962 | Two Light Semi-Flush Mount |  | 7713702EN3-962.jpg | 7713702EN3.jpg
7714002-710 | Two Light Semi-Flush Convertible Pendant | The dazzling and timeless Carondelet lighting collection by Sea Gull Lighting features a cascade of faceted, linear glass crystals delivering the ultimate sparkle without the fuss of traditional crystal. The sleek, contemporary silhouette adds drama and excitement to any –room—without upstaging the beautiful furnishings and décor. With the option of Burnt Sienna or Antique Brushed Nickel finishes, the full lighting collection offers a six-light or four-light chandelier; one-light mini pendant; two-light flush mount and semi-flush mount; and one-light, two-light, three-light and four-light bath fixtures. Both incandescent lamping and ENERGY STAR-qualified LED lamping are available; all fixtures are California Title 24 compliant. | CEILING | Carondelet | Ceiling Lights | Burnt Sienna | 710 | Steel | Clear Beveled Glass | W:0.875" H:4.75" |  |  | 2 Medium A19 100w |  | 2 | No | [14 empty] | 0 | [12 empty] | 124.98 | 249.96 | 374.94 | D:10 5/8'' H:15 1/4'' O:137 1/4'' | 10.4 | 10.625 |  |  | 15.25 | Dual Mount |  | 13.25 | 137.25 |  |  |  | No |  | No | [20 empty] | D:9 3/4'' H:1'' Round |  |  |  |  | 144 | Brown | 120 |  | Hardwired | 0 | 0 | 0 | 0 | 1 | 0 | 0 | 1 | 1 | 0 | 0 | 785652260995 | 12.5 | 12.5 | 10.5 | 12.5 | 0.949 | 85 | Yes | [9 empty] | cETL Damp | CARONDELET 2L CEILING-710 | Two Light Semi-Flush Convertible Pendant |  | 7714002-710.jpg | 7714002.jpg
7714002-965 | Two Light Semi-Flush Convertible Pendant | The dazzling and timeless Carondelet lighting collection by Sea Gull Lighting features a cascade of faceted, linear glass crystals delivering the ultimate sparkle without the fuss of traditional crystal. The sleek, contemporary silhouette adds drama and excitement to any –room—without upstaging the beautiful furnishings and décor. With the option of Burnt Sienna or Antique Brushed Nickel finishes, the full lighting collection offers a six-light or four-light chandelier; one-light mini pendant; two-light flush mount and semi-flush mount; and one-light, two-light, three-light and four-light bath fixtures. Both incandescent lamping and ENERGY STAR-qualified LED lamping are available; all fixtures are California Title 24 compliant. | CEILING | Carondelet | Ceiling Lights | Antique Brushed Nickel | 965 | Steel | Clear Beveled Glass | W:0.875" H:4.75" |  |  | 2 Medium A19 100w |  | 2 | No | [14 empty] | 0 | [12 empty] | 124.98 | 249.96 | 374.94 | D:10 5/8'' H:15 1/4'' O:137 1/4'' | 10.4 | 10.625 |  |  | 15.25 | Dual Mount |  | 13.25 | 137.25 |  |  |  | No |  | No | [20 empty] | D:9 3/4'' H:1'' Round |  |  |  |  | 144 | Clear Silver | 120 |  | Hardwired | 0 | 0 | 0 | 0 | 1 | 0 | 0 | 1 | 1 | 0 | 0 | 785652276002 | 12.5 | 12.5 | 10.5 | 12.5 | 0.949 | 85 | Yes | [9 empty] | cETL Damp | CARONDELET 2L CEILING-965 | Two Light Semi-Flush Convertible Pendant |  | 7714002-965.jpg | 7714002.jpg
7714002EN3-710 | Two Light Semi-Flush Convertible Pendant | The dazzling and timeless Carondelet lighting collection by Sea Gull Lighting features a cascade of faceted, linear glass crystals delivering the ultimate sparkle without the fuss of traditional crystal. The sleek, contemporary silhouette adds drama and excitement to any –room—without upstaging the beautiful furnishings and décor. With the option of Burnt Sienna or Antique Brushed Nickel finishes, the full lighting collection offers a six-light or four-light chandelier; one-light mini pendant; two-light flush mount and semi-flush mount; and one-light, two-light, three-light and four-light bath fixtures. Both incandescent lamping and ENERGY STAR-qualified LED lamping are available; all fixtures are California Title 24 compliant. | CEILING | Carondelet | Ceiling Lights | Burnt Sienna | 710 | Steel | Clear Beveled Glass | W:0.875" H:4.75" |  |  | 2 Medium A19 9.3w |  | 2 | Yes | [14 empty] | 0 | [12 empty] | 136.98 | 273.96 | 410.94 | D:10 5/8'' H:15 1/4'' O:137 1/4'' | 10.4 | 10.625 |  |  | 15.25 | Dual Mount |  | 13.25 | 137.25 |  |  |  | No |  | No | [20 empty] | D:9 3/4'' H:1'' Round |  |  |  |  | 144 | Brown | 120 |  | Hardwired | 0 | 0 | 0 | 1 | 1 | 0 | 0 | 0 | 1 | 0 | 0 | 785652051999 | 12.5 | 12.5 | 10.5 | 12.5 | 0.949 | 85 | Yes | [9 empty] | cETL Damp | CARONDELET 2L CEILING-710 | Two Light Semi-Flush Convertible Pendant |  | 7714002EN3-710.jpg | 7714002.jpg
7714002EN3-965 | Two Light Semi-Flush Convertible Pendant | The dazzling and timeless Carondelet lighting collection by Sea Gull Lighting features a cascade of faceted, linear glass crystals delivering the ultimate sparkle without the fuss of traditional crystal. The sleek, contemporary silhouette adds drama and excitement to any –room—without upstaging the beautiful furnishings and décor. With the option of Burnt Sienna or Antique Brushed Nickel finishes, the full lighting collection offers a six-light or four-light chandelier; one-light mini pendant; two-light flush mount and semi-flush mount; and one-light, two-light, three-light and four-light bath fixtures. Both incandescent lamping and ENERGY STAR-qualified LED lamping are available; all fixtures are California Title 24 compliant. | CEILING | Carondelet | Ceiling Lights | Antique Brushed Nickel | 965 | Steel | Clear Beveled Glass | W:0.875" H:4.75" |  |  | 2 Medium A19 9.3w |  | 2 | Yes | [14 empty] | 0 | [12 empty] | 136.98 | 273.96 | 410.94 | D:10 5/8'' H:15 1/4'' O:137 1/4'' | 10.4 | 10.625 |  |  | 15.25 | Dual Mount |  | 13.25 | 137.25 |  |  |  | No |  | No | [20 empty] | D:9 3/4'' H:1'' Round |  |  |  |  | 144 | Clear Silver | 120 |  | Hardwired | 0 | 0 | 0 | 1 | 1 | 0 | 0 | 0 | 1 | 0 | 0 | 785652052002 | 12.5 | 12.5 | 10.5 | 12.5 | 0.949 | 85 | Yes | [9 empty] | cETL Damp | CARONDELET 2L CEILING-965 | Two Light Semi-Flush Convertible Pendant |  | 7714002EN3-965.jpg | 7714002.jpg
7714301-848 | One Light Semi-Flush Mount | Bronzeville brings a daring, upscale element of mid-century modern design to any space. Hand blown, Seeded Glass globes encircle warm, glowing, filament lamps, diffusing the light to create a serene ambiance of light and shadow. Available in two finishes. | CEILING | Bronzeville | Ceiling Lights | Satin Bronze | 848 | Steel | Clear Seeded Glass | D:3.875" H:4.125" |  |  | 1 Medium ST19 60w |  | 1 | No | [14 empty] | 0 | [12 empty] | 104.5 | 209 | 313.5 | D:15'' H:10 1/8'' | 8 | 15 |  |  | 10.125 | Cap Nuts | [6 empty] | No |  | No | [20 empty] | D:8 3/8'' H:1 5/8'' Round |  |  |  |  | 6.5 | Black/White |  |  | Hardwired | 0 | 0 | 0 | 0 | 1 | 0 | 0 | 0 | 0 | 0 | 0 | 785652079115 | [16 empty] | cETL Damp | BRONZEVILLE 1L SEMFLUSH-848 | One Light Semi-Flush Mount |  | 7714301-848.jpg | 7714301.jpg
7714301-962 | One Light Semi-Flush Mount | Bronzeville brings a daring, upscale element of mid-century modern design to any space. Hand blown, Seeded Glass globes encircle warm, glowing, filament lamps, diffusing the light to create a serene ambiance of light and shadow. Available in two finishes. | CEILING | Bronzeville | Ceiling Lights | Brushed Nickel | 962 | Steel | Clear Seeded Glass | D:3.875" H:4.125" |  |  | 1 Medium ST19 60w |  | 1 | No | [14 empty] | 0 | [12 empty] | 104.5 | 209 | 313.5 | D:15'' H:10 1/8'' | 8 | 15 |  |  | 10.125 | Cap Nuts | [6 empty] | No |  | No | [20 empty] | D:8 3/8'' H:1 5/8'' Round |  |  |  |  | 6.5 | Black/White |  |  | Hardwired | 0 | 0 | 0 | 0 | 1 | 0 | 0 | 0 | 0 | 0 | 0 | 785652079122 | [16 empty] | cETL Damp | BRONZEVILLE 1L SEMFLUSH-962 | One Light Semi-Flush Mount |  | 7714301-962.jpg | 7714301.jpg
7714502-782 | Two Light Ceiling Semi-Flush Mount | Influenced by the vintage industrial designs of early 20th Century America, the transitional Belton lighting collection by Sea Gull Lighting has Seeded glass shades that highlight the classic Edison bulbs. The rich Heirloom Bronze and Brushed Nickel finishes adds to the layer of retro design to the warm look. The assortment includes three- and five- down light chandeliers; five-light upright chandelier; a four-light island pendant; one-light pendant; one-light mini pendant; and one-, two-, three- and four-light bath fixtures. All fixtures are California Title 24 compliant and easily convert to LED by purchasing LED lamps sold separately. | CEILING | Belton | Ceiling Lights | Heirloom Bronze | 782 | Steel |  |  |  | Clear Seeded Glass | 2 Medium A19 75w |  | 2 | No | [14 empty] | 0 | [12 empty] | 82.98 | N/A | 248.94 | D:15'' H:10 3/8'' | 5.2 | 15 |  |  | 10.375 | Center Pipe | [6 empty] | No |  | No | [20 empty] | D:6'' H:1 5/8'' Round |  |  |  |  | 6.5 | Black/White |  |  | Hardwired | 0 | 0 | 0 | 0 | 1 | 0 | 0 | 1 | 0 | 0 | 0 | 785652060991 | 19 | 19 | 11 | 7.5 | 2.298 | 250 | Yes | [9 empty] | cETL Damp | BELTON 2L SEMI-FLUSH MOUNT-782 | Two Light Ceiling Semi-Flush Mount |  | 7714502-782.png | 7714502.jpg
7714502-962 | Two Light Ceiling Semi-Flush Mount | Influenced by the vintage industrial designs of early 20th Century America, the transitional Belton lighting collection by Sea Gull Lighting has Seeded glass shades that highlight the classic Edison bulbs. The rich Heirloom Bronze and Brushed Nickel finishes adds to the layer of retro design to the warm look. The assortment includes three- and five- down light chandeliers; five-light upright chandelier; a four-light island pendant; one-light pendant; one-light mini pendant; and one-, two-, three- and four-light bath fixtures. All fixtures are California Title 24 compliant and easily convert to LED by purchasing LED lamps sold separately. | CEILING | Belton | Ceiling Lights | Brushed Nickel | 962 | Steel |  |  |  | Clear Seeded Glass | 2 Medium A19 75w |  | 2 | No | [14 empty] | 0 | [12 empty] | 82.98 | N/A | 248.94 | D:15'' H:10 3/8'' | 5.2 | 15 |  |  | 10.375 | Center Pipe | [6 empty] | No |  | No | [20 empty] | D:6'' H:1 5/8'' Round |  |  |  |  | 6.5 | Black/White |  |  | Hardwired | 0 | 0 | 0 | 0 | 1 | 0 | 0 | 1 | 0 | 0 | 0 | 785652061004 | 19 | 19 | 11 | 8 | 2.298 | 250 | Yes | [9 empty] | cETL Damp | BELTON 2L SEMI-FLUSH MOUNT-962 | Two Light Ceiling Semi-Flush Mount |  | 7714502-962.png | 7714502.jpg
7715202-05 | Two Light Semi-Flush Convertible Pendant | With a simple, airy appearance, the Kerrville lighting collection by Sea Gull Lighting embraces its modern design roots while enhancing virtually any home’s decor. Tubular steel arms extend outward and curve to present beautiful tapered, Satin Etched glass shades. The collection has a Brushed Nickel, Burnt Sienna or Chrome finish and offers three-, five- and nine-light chandeliers, a one-light mini pendant, one- and three-light pendants, a two-light semi-flush mount which can convert to a pendant, and one-, two-, three- and four-light bath fixtures. Incandescent and ENERGY STAR-qualified LED lamping are available; all fixtures are California Title 24 compliant. | CEILING | Kerrville | Ceiling Lights | Chrome | 5 | Steel | Satin Etched Glass | D:15" H:5" |  |  | 2 Medium A19 100w |  | 2 | No | [14 empty] | 0 | [12 empty] | 74.98 | 149.96 | 224.94 | D:15'' H:10 1/2'' O:48 1/4'' | 6.6 | 15 |  |  | 10.5 | Center Lock-Up |  | 9 | 48.25 |  |  |  | No |  | No | [20 empty] | D:5'' H:3/4'' Round |  |  |  |  | 72 | Clear Silver | 36 |  | Hardwired | 0 | 0 | 0 | 0 | 1 | 0 | 0 | 1 | 1 | 0 | 0 | 785652059582 | 18 | 18 | 11 | 8.1 | 2.063 | 250 | Yes | [9 empty] | cETL Damp | KERRVILLE 2L CEILING-05 | Two Light Semi-Flush Convertible Pendant |  | 7715202-05.png | 7715202.jpg
7715202-782 | Two Light Semi-Flush Convertible Pendant | With a simple, airy appearance, the Kerrville lighting collection by Sea Gull Lighting embraces its modern design roots while enhancing virtually any home’s decor. Tubular steel arms extend outward and curve to present beautiful tapered, Satin Etched glass shades. The collection has a Brushed Nickel, Burnt Sienna or Chrome finish and offers three-, five- and nine-light chandeliers, a one-light mini pendant, one- and three-light pendants, a two-light semi-flush mount which can convert to a pendant, and one-, two-, three- and four-light bath fixtures. Incandescent and ENERGY STAR-qualified LED lamping are available; all fixtures are California Title 24 compliant. | CEILING | Kerrville | Ceiling Lights | Heirloom Bronze | 782 | Steel | Satin Etched Glass | D:15" H:5" |  |  | 2 Medium A19 100w |  | 2 | No | [14 empty] | 0 | [12 empty] | 74.98 | 149.96 | 224.94 | D:15'' H:10 1/2'' O:48 1/4'' | 6.6 | 15 |  |  | 10.5 | Center Lock-Up |  | 9 | 48.25 |  |  |  | No |  | No | [20 empty] | D:5'' H:3/4'' Round |  |  |  |  | 72 | Brown | 36 |  | Hardwired | 0 | 0 | 0 | 0 | 1 | 0 | 0 | 1 | 1 | 0 | 0 | 785652111785 | 18 | 18 | 11 | 8.3 | 2.063 | 175 | Yes | [9 empty] | cETL Damp | KERRVILLE 2L CEILING-782 | Two Light Semi-Flush Convertible Pendant |  | 7715202-782.jpg | 7715202.jpg
7715202-962 | Two Light Semi-Flush Convertible Pendant | With a simple, airy appearance, the Kerrville lighting collection by Sea Gull Lighting embraces its modern design roots while enhancing virtually any home’s decor. Tubular steel arms extend outward and curve to present beautiful tapered, Satin Etched glass shades. The collection has a Brushed Nickel, Burnt Sienna or Chrome finish and offers three-, five- and nine-light chandeliers, a one-light mini pendant, one- and three-light pendants, a two-light semi-flush mount which can convert to a pendant, and one-, two-, three- and four-light bath fixtures. Incandescent and ENERGY STAR-qualified LED lamping are available; all fixtures are California Title 24 compliant. | CEILING | Kerrville | Ceiling Lights | Brushed Nickel | 962 | Steel | Satin Etched Glass | D:15" H:5" |  |  | 2 Medium A19 100w |  | 2 | No | [14 empty] | 0 | [12 empty] | 74.98 | 149.96 | 224.94 | D:15'' H:10 1/2'' O:48 1/4'' | 6.6 | 15 |  |  | 10.5 | Center Lock-Up |  | 9 | 48.25 |  |  |  | No |  | No | [20 empty] | D:5'' H:3/4'' Round |  |  |  |  | 72 | Clear Silver | 36 |  | Hardwired | 0 | 0 | 0 | 0 | 1 | 0 | 0 | 1 | 1 | 0 | 0 | 785652111792 | 18 | 18 | 11 | 8.3 | 2.063 | 175 | Yes | [9 empty] | cETL Damp | KERRVILLE 2L CEILING-962 | Two Light Semi-Flush Convertible Pendant |  | 7715202-962.jpg | 7715202.jpg
7715202EN3-05 | Two Light Semi-Flush Convertible Pendant | With a simple, airy appearance, the Kerrville lighting collection by Sea Gull Lighting embraces its modern design roots while enhancing virtually any home’s decor. Tubular steel arms extend outward and curve to present beautiful tapered, Satin Etched glass shades. The collection has a Brushed Nickel, Burnt Sienna or Chrome finish and offers three-, five- and nine-light chandeliers, a one-light mini pendant, one- and three-light pendants, a two-light semi-flush mount which can convert to a pendant, and one-, two-, three- and four-light bath fixtures. Incandescent and ENERGY STAR-qualified LED lamping are available; all fixtures are California Title 24 compliant. | CEILING | Kerrville | Ceiling Lights | Chrome | 5 | Steel | Satin Etched Glass | D:15" H:5" |  |  | 2 Medium A19 9.3w |  | 2 | Yes | [14 empty] | 0 | [12 empty] | 86.98 | 173.96 | 260.94 | D:15'' H:10 1/2'' O:48 1/4'' | 6.6 | 15 |  |  | 10.5 | Center Lock-Up |  | 9 | 48.25 |  |  |  | No |  | No | [20 empty] | D:5'' H:3/4'' Round |  |  |  |  | 72 | Clear Silver | 36 |  | Hardwired | 0 | 0 | 0 | 1 | 1 | 0 | 0 | 0 | 1 | 0 | 0 | 785652060120 | 18 | 18 | 11 | 8.1 | 2.063 | 250 | Yes | [9 empty] | cETL Damp | KERRVILLE 2L CEILING-05 | Two Light Semi-Flush Convertible Pendant |  | 7715202EN3-05.png | 7715202EN3.jpg
7715202EN3-782 | Two Light Semi-Flush Convertible Pendant | With a simple, airy appearance, the Kerrville lighting collection by Sea Gull Lighting embraces its modern design roots while enhancing virtually any home’s decor. Tubular steel arms extend outward and curve to present beautiful tapered, Satin Etched glass shades. The collection has a Brushed Nickel, Burnt Sienna or Chrome finish and offers three-, five- and nine-light chandeliers, a one-light mini pendant, one- and three-light pendants, a two-light semi-flush mount which can convert to a pendant, and one-, two-, three- and four-light bath fixtures. Incandescent and ENERGY STAR-qualified LED lamping are available; all fixtures are California Title 24 compliant. | CEILING | Kerrville | Ceiling Lights | Heirloom Bronze | 782 | Steel | Satin Etched Glass | D:15" H:5" |  |  | 2 Medium A19 9.3w |  | 2 | Yes | [14 empty] | 0 | [12 empty] | 86.98 | 173.96 | 260.94 | D:15'' H:10 1/2'' O:48 1/4'' | 6.6 | 15 |  |  | 10.5 | Center Lock-Up |  | 9 | 48.25 |  |  |  | No |  | No | [20 empty] | D:5'' H:3/4'' Round |  |  |  |  | 72 | Brown | 36 |  | Hardwired | 0 | 0 | 0 | 1 | 1 | 0 | 0 | 0 | 1 | 0 | 0 | 785652052019 | 18 | 18 | 11 | 8.3 | 2.063 | 175 | Yes | [9 empty] | cETL Damp | KERRVILLE 2L CEILING-782 | Two Light Semi-Flush Convertible Pendant |  | 7715202EN3-782.jpg | 7715202.jpg
7715202EN3-962 | Two Light Semi-Flush Convertible Pendant | With a simple, airy appearance, the Kerrville lighting collection by Sea Gull Lighting embraces its modern design roots while enhancing virtually any home’s decor. Tubular steel arms extend outward and curve to present beautiful tapered, Satin Etched glass shades. The collection has a Brushed Nickel, Burnt Sienna or Chrome finish and offers three-, five- and nine-light chandeliers, a one-light mini pendant, one- and three-light pendants, a two-light semi-flush mount which can convert to a pendant, and one-, two-, three- and four-light bath fixtures. Incandescent and ENERGY STAR-qualified LED lamping are available; all fixtures are California Title 24 compliant. | CEILING | Kerrville | Ceiling Lights | Brushed Nickel | 962 | Steel | Satin Etched Glass | D:15" H:5" |  |  | 2 Medium A19 9.3w |  | 2 | Yes | [14 empty] | 0 | [12 empty] | 86.98 | 173.96 | 260.94 | D:15'' H:10 1/2'' O:48 1/4'' | 6.6 | 15 |  |  | 10.5 | Center Lock-Up |  | 9 | 48.25 |  |  |  | No |  | No | [20 empty] | D:5'' H:3/4'' Round |  |  |  |  | 72 | Clear Silver | 36 |  | Hardwired | 0 | 0 | 0 | 1 | 1 | 0 | 0 | 0 | 1 | 0 | 0 | 785652052026 | 18 | 18 | 11 | 8.3 | 2.063 | 175 | Yes | [9 empty] | cETL Damp | KERRVILLE 2L CEILING-962 | Two Light Semi-Flush Convertible Pendant |  | 7715202EN3-962.jpg | 7715202.jpg
7715502-962 | Two Light Semi-Flush Convertible Pendant | The Jourdanton lighting collection by Sea Gull Lighting features perforated metal outer shades with a classic Ogee design detail surrounding faux silk inner shades. Frosted glass diffusers evenly distribute the light, and the versatile Brushed Nickel finish highlights the transitional design. The collection includes a four-light island pendant, a three-light pendant, a four-light pendant, a one-light mini-pendant, and a two-light semi-flush mount that can convert into a chain hanging pendant. Incandescent and ENERGY STAR-qualified LED lamping are available. All fixtures are California Title 24 compliant. | CEILING | Jourdanton | Ceiling Lights | Brushed Nickel | 962 | Steel | Satin Etched Glass / Faux Silk Fabric | D:12.375" / D:13" H:5.75" |  |  | 2 Medium A19 60w |  | 2 | No | [14 empty] | 0 | [12 empty] | 149.98 | 299.96 | 449.94 | D:15'' H:13 1/2'' O:51 1/4'' | 7.1 | 15 |  |  | 13.5 | Center Lock-Up |  | 11.75 | 51.25 |  |  |  | No |  | No | [20 empty] | D:5'' H:1'' Round |  |  |  |  | 72 | Clear Silver | 36 |  | Hardwired | 0 | 0 | 0 | 0 | 1 | 0 | 0 | 1 | 1 | 0 | 0 | 785652107573 | 17.25 | 17.25 | 11.75 | 8.9 | 2.023 | 175 | Yes | [9 empty] | cETL Damp | JOURDANTON 2L CEILING-962 | Two Light Semi-Flush Convertible Pendant |  | 7715502-962.jpg | 7715502.jpg
7715502EN3-962 | Two Light Semi-Flush Convertible Pendant | The Jourdanton lighting collection by Sea Gull Lighting features perforated metal outer shades with a classic Ogee design detail surrounding faux silk inner shades. Frosted glass diffusers evenly distribute the light, and the versatile Brushed Nickel finish highlights the transitional design. The collection includes a four-light island pendant, a three-light pendant, a four-light pendant, a one-light mini-pendant, and a two-light semi-flush mount that can convert into a chain hanging pendant. Incandescent and ENERGY STAR-qualified LED lamping are available. All fixtures are California Title 24 compliant. | CEILING | Jourdanton | Ceiling Lights | Brushed Nickel | 962 | Steel | Satin Etched Glass / Stainless Stainless Steel | D:12.375" / D:15" H:6.75" |  |  | 2 Medium A19 9.3w |  | 2 | Yes | [14 empty] | 0 | [12 empty] | 162.48 | 324.96 | 487.44 | D:15'' H:6 3/4'' O:51 1/4'' | 7.1 | 15 |  |  | 6.75 | Center Lock-Up |  | 11.75 | 51.25 |  |  |  | No |  | No | [20 empty] | D:5'' H:1'' Round |  |  |  |  | 72 | Clear Silver | 36 |  | Hardwired | 0 | 0 | 0 | 1 | 1 | 0 | 0 | 0 | 1 | 0 | 0 | 785652046124 | 17.25 | 17.25 | 11.75 | 8.9 | 2.023 | 175 | Yes | [9 empty] | cETL Damp | JOURDANTON 2L CEILING-962 | Two Light Semi-Flush Convertible Pendant |  | 7715502EN3-962.jpg | 7715502.jpg
77160-05 | Two Light Semi-Flush Convertible Pendant | The Oslo lighting collection by Sea Gull Lighting is a sleek design, with smooth and clean lines. The Opal Etched glass adds to this collection's contemporary and minimalist character. Offered in Chrome, Brushed Nickel and textured Blacksmith finishes, the collection includes nine-, five-, and three-light chandeliers, pendants in four sizes, both flush and semi-flush ceiling fixtures, as well as one-, two-, three- and four-light wall/bath fixtures. Both incandescent lamping and ENERGY STAR-qualified LED lamping are available. All fixtures are California Title 24 compliant. | CEILING | Oslo | Ceiling Lights | Chrome | 5 | Steel | Etched / White Inside Glass | D:12.5" H:5.125" |  |  | 2 Medium A19 100w |  | 2 | No | [14 empty] | 0 | [12 empty] | 74.98 | 149.96 | 224.94 | W:13 1/2'' H:11 1/4'' O:133 1/2'' | 5.7 |  |  | 13.5 | 11.25 | Dual Mount |  | 10 | 133.5 |  |  |  | No |  | No | [20 empty] | D:5 1/2'' H:13/16'' Round |  |  |  |  | 144 | Clear Silver | 120 | N/A |  | 0 | 0 | 0 | 0 | 1 | 0 | 0 | 1 | 1 | 0 | 0 | 785652171550 | 16.125 | 16.125 | 9.25 | 7.1 | 1.392 | 175 | Yes | [9 empty] | cETL Dry | OSLO 2L CEILING-05 | Two Light Semi-Flush Convertible Pendant |  | 77160-05.jpg | 77160.jpg
77160-710 | Two Light Semi-Flush Convertible Pendant | The Oslo lighting collection by Sea Gull Lighting is a sleek design, with smooth and clean lines. The Opal Etched glass adds to this collection's contemporary and minimalist character. Offered in Chrome, Brushed Nickel and textured Blacksmith finishes, the collection includes nine-, five-, and three-light chandeliers, pendants in four sizes, both flush and semi-flush ceiling fixtures, as well as one-, two-, three- and four-light wall/bath fixtures. Both incandescent lamping and ENERGY STAR-qualified LED lamping are available. All fixtures are California Title 24 compliant. | CEILING | Oslo | Ceiling Lights | Burnt Sienna | 710 | Steel | Etched / White Inside Glass | D:13.5" H:5.125" |  |  | 2 Medium A19 100w |  | 2 | No | [14 empty] | 0 | [12 empty] | 74.45 | 148.9 | 223.35 | D:13 1/2'' H:11 1/4'' O:133 1/2'' | 5.7 | 13.5 |  |  | 11.25 | Dual Mount |  | 10 | 133.5 |  |  |  | No |  | No | [20 empty] | D:5 1/2'' H:13/16'' Round |  |  |  |  | 144 | Brown | 120 |  |  | 0 | 0 | 0 | 0 | 1 | 0 | 0 | 1 | 1 | 0 | 0 | 785652077890 | 16.125 | 16.125 | 9.25 | 7.1 | 1.392 | 150 | Yes | [9 empty] | cETL Dry | OSLO 2L CEILING-710 | Two Light Semi-Flush Convertible Pendant |  | 77160-710.jpg | 77160.jpg
77160-839 | Two Light Semi-Flush Convertible Pendant | The Oslo lighting collection by Sea Gull Lighting is a sleek design, with smooth and clean lines. The Opal Etched glass adds to this collection's contemporary and minimalist character. Offered in Chrome, Brushed Nickel and textured Blacksmith finishes, the collection includes nine-, five-, and three-light chandeliers, pendants in four sizes, both flush and semi-flush ceiling fixtures, as well as one-, two-, three- and four-light wall/bath fixtures. Both incandescent lamping and ENERGY STAR-qualified LED lamping are available. All fixtures are California Title 24 compliant. | CEILING | Oslo | Ceiling Lights | Blacksmith | 839 | Steel | Etched / White Inside Glass | D:13.5" H:5.125" |  |  | 2 Medium A19 100w |  | 2 | No | [14 empty] | 0 | [12 empty] | 74.98 | 149.96 | 224.94 | D:13 1/2'' H:11 1/4'' O:133 1/2'' | 5.7 | 13.5 |  |  | 11.25 | Dual Mount |  | 10 | 133.5 |  |  |  | No |  | No | [20 empty] | D:5 1/2'' H:13/16'' Round |  |  |  |  | 144 | Brown | 120 | N/A |  | 0 | 0 | 0 | 0 | 1 | 0 | 0 | 1 | 1 | 0 | 0 | 785652171628 | 16.125 | 16.125 | 9.25 | 7.1 | 1.392 | 175 | Yes | [9 empty] | cETL Dry | OSLO 2L CEILING-839 | Two Light Semi-Flush Convertible Pendant |  | 77160-839.jpg | 77160.jpg
77160-962 | Two Light Semi-Flush Convertible Pendant | The Oslo lighting collection by Sea Gull Lighting is a sleek design, with smooth and clean lines. The Opal Etched glass adds to this collection's contemporary and minimalist character. Offered in Chrome, Brushed Nickel and textured Blacksmith finishes, the collection includes nine-, five-, and three-light chandeliers, pendants in four sizes, both flush and semi-flush ceiling fixtures, as well as one-, two-, three- and four-light wall/bath fixtures. Both incandescent lamping and ENERGY STAR-qualified LED lamping are available. All fixtures are California Title 24 compliant. | CEILING | Oslo | Ceiling Lights | Brushed Nickel | 962 | Steel | Etched / White Inside Glass | D:12.5" H:5.125" |  |  | 2 Medium A19 100w |  | 2 | No | [14 empty] | 0 | [12 empty] | 72.98 | 145.96 | 218.94 | W:13 1/2'' H:11 1/4'' O:133 1/2'' | 5.7 |  |  | 13.5 | 11.25 | Dual Mount |  | 10 | 133.5 |  |  |  | No |  | No | [20 empty] | D:5 1/2'' H:13/16'' Round |  |  |  |  | 144 | Clear Silver | 120 |  | Hardwired | 0 | 0 | 0 | 0 | 1 | 0 | 0 | 1 | 1 | 0 | 0 | 785652003042 | 16.125 | 16.125 | 9.25 | 7.1 | 1.392 | 175 | Yes | [9 empty] | cETL Dry | OSLO 2L CEILING-962 | Two Light Semi-Flush Convertible Pendant |  | 77160-962.jpg | 77160.jpg
77160EN3-05 | Two Light Semi-Flush Convertible Pendant | The Oslo lighting collection by Sea Gull Lighting is a sleek design, with smooth and clean lines. The Opal Etched glass adds to this collection's contemporary and minimalist character. Offered in Chrome, Brushed Nickel and textured Blacksmith finishes, the collection includes nine-, five-, and three-light chandeliers, pendants in four sizes, both flush and semi-flush ceiling fixtures, as well as one-, two-, three- and four-light wall/bath fixtures. Both incandescent lamping and ENERGY STAR-qualified LED lamping are available. All fixtures are California Title 24 compliant. | CEILING | Oslo | Ceiling Lights | Chrome | 5 | Steel | Etched / White Inside Glass | D:12.5" H:5.125" |  |  | 2 Medium A19 9.3w |  | 2 | Yes | [14 empty] | 0 | [12 empty] | 86.98 | 173.96 | 260.94 | D:13 1/2'' H:11 1/4'' O:133 1/2'' | 5.7 | 13.5 |  |  | 11.25 | Dual Mount |  | 10 | 133.5 |  |  |  | No |  | No | [20 empty] | D:5 1/2'' H:13/16'' Round |  |  |  |  | 144 | Clear Silver | 120 |  | Hardwired | 0 | 0 | 0 | 1 | 1 | 0 | 0 | 0 | 1 | 0 | 0 | 785652052033 | 16.5 | 16.5 | 9.875 | 7.6 | 1.556 | 175 | Yes | [9 empty] | cETL Dry | OSLO 2L CEILING-05 | Two Light Semi-Flush Convertible Pendant |  | 77160EN3-05.jpg | 77160.jpg
77160EN3-710 | Two Light Semi-Flush Convertible Pendant | The Oslo lighting collection by Sea Gull Lighting is a sleek design, with smooth and clean lines. The Opal Etched glass adds to this collection's contemporary and minimalist character. Offered in Chrome, Brushed Nickel and textured Blacksmith finishes, the collection includes nine-, five-, and three-light chandeliers, pendants in four sizes, both flush and semi-flush ceiling fixtures, as well as one-, two-, three- and four-light wall/bath fixtures. Both incandescent lamping and ENERGY STAR-qualified LED lamping are available. All fixtures are California Title 24 compliant. | CEILING | Oslo | Ceiling Lights | Burnt Sienna | 710 | Steel | Etched / White Inside Glass | D:12.5" H:5.125" |  |  | 2 Medium A19 9.3w |  | 2 | Yes | [14 empty] | 0 | [12 empty] | 83.45 | 166.9 | 250.35 | D:13 1/2'' H:11 1/4'' O:133 1/2'' | 5.7 | 13.5 |  |  | 11.25 | Dual Mount |  | 10 | 133.5 |  |  |  | No |  | No | [20 empty] | D:5 1/2'' H:13/16'' Round |  |  |  |  | 144 | Brown | 120 |  | Hardwired | 0 | 0 | 0 | 1 | 1 | 0 | 0 | 0 | 1 | 0 | 0 | 785652082054 | 16.125 | 16.125 | 9.25 | 7.1 | 1.392 | 175 | Yes | [9 empty] | cETL Dry | OSLO 2L CEILING-710 | Two Light Semi-Flush Convertible Pendant |  | 77160EN3-710.jpg | 77160EN3.jpg
77160EN3-839 | Two Light Semi-Flush Convertible Pendant | The Oslo lighting collection by Sea Gull Lighting is a sleek design, with smooth and clean lines. The Opal Etched glass adds to this collection's contemporary and minimalist character. Offered in Chrome, Brushed Nickel and textured Blacksmith finishes, the collection includes nine-, five-, and three-light chandeliers, pendants in four sizes, both flush and semi-flush ceiling fixtures, as well as one-, two-, three- and four-light wall/bath fixtures. Both incandescent lamping and ENERGY STAR-qualified LED lamping are available. All fixtures are California Title 24 compliant. | CEILING | Oslo | Ceiling Lights | Blacksmith | 839 | Steel | Etched / White Inside Glass | D:12.5" H:5.125" |  |  | 2 Medium A19 9.3w |  | 2 | Yes | [14 empty] | 0 | [12 empty] | 86.98 | 173.96 | 260.94 | D:13 1/2'' H:11 1/4'' O:133 1/2'' | 5.7 | 13.5 |  |  | 11.25 | Dual Mount |  | 10 | 133.5 |  |  |  | No |  | No | [20 empty] | D:5 1/2'' H:13/16'' Round |  |  |  |  | 144 | Brown | 120 |  | Hardwired | 0 | 0 | 0 | 1 | 1 | 0 | 0 | 0 | 1 | 0 | 0 | 785652052040 | 16.125 | 16.125 | 9.25 | 7.1 | 1.392 | 175 | Yes | [9 empty] | cETL Dry | OSLO 2L CEILING-839 | Two Light Semi-Flush Convertible Pendant |  | 77160EN3-839.jpg | 77160.jpg
77160EN3-962 | Two Light Semi-Flush Convertible Pendant | The Oslo lighting collection by Sea Gull Lighting is a sleek design, with smooth and clean lines. The Opal Etched glass adds to this collection's contemporary and minimalist character. Offered in Chrome, Brushed Nickel and textured Blacksmith finishes, the collection includes nine-, five-, and three-light chandeliers, pendants in four sizes, both flush and semi-flush ceiling fixtures, as well as one-, two-, three- and four-light wall/bath fixtures. Both incandescent lamping and ENERGY STAR-qualified LED lamping are available. All fixtures are California Title 24 compliant. | CEILING | Oslo | Ceiling Lights | Brushed Nickel | 962 | Steel | Etched / White Inside Glass | D:12.5" H:5.125" |  |  | 2 Medium A19 9.3w |  | 2 | Yes | [14 empty] | 0 | [12 empty] | 84.48 | 168.96 | 253.44 | D:13 1/2'' H:11 1/4'' O:133 1/2'' | 5.7 | 13.5 |  |  | 11.25 | Dual Mount |  | 10 | 133.5 |  |  |  | No |  | No | [20 empty] | D:5 1/2'' H:13/16'' Round |  |  |  |  | 144 | Clear Silver | 120 |  | Hardwired | 0 | 0 | 0 | 1 | 1 | 0 | 0 | 0 | 1 | 0 | 0 | 785652046421 | 16.125 | 16.125 | 9.25 | 7.1 | 1.392 | 175 | Yes | [9 empty] | cETL Dry | OSLO 2L CEILING-962 | Two Light Semi-Flush Convertible Pendant |  | 77160EN3-962.jpg | 77160.jpg
7716393S-05 | Small LED Ceiling Flush Mount | Adaptability takes center stage with the Geary Collection. This series of traditional up-light pendants, semi-flush and flush-mount fixtures feature decoratively bowed arms and constructed of rectangular steel tubing. Geary is a true cross-collection piece, offered in four beautiful finishes Blacksmith, Brushed Nickel, Burnt Sienna and Heirloom Bronze. The Geary has a universal appeal matching 24 different Sea Gull Lighting interior collections. Offering subtle style with practical design, Geary is at home in almost any room. The fixtures have a fluid movement with a traditional look to complement a wide range of decor. | CEILING | Geary | Ceiling Lights | Chrome | 5 | Steel |  |  |  | Satin Etched Glass |  |  | 1 | No | 1000 | 3000 | 90 | 14 | 120 | 19 - Integrated | MODS - Modules |  | 5 | 100 | LED | 14 | 14 | 50000 | 0 | [12 empty] | 31.48 | 62.96 | 94.44 | D:10 1/2'' H:5 1/2'' | 2.3 | 10.5 |  |  | 5.5 | Key Slots | [6 empty] | No |  | No | [25 empty] | 6.5 | Black/White |  |  | Hardwired | 0 | 0 | 0 | 0 | 1 | 0 | 0 | 0 | 0 | 0 | 0 | 785652064364 | 13.5 | 13.25 | 6.75 | 3.5 | 0.699 | 175 | Yes | [8 empty] | C-UL-US Damp |  | GEARY LED SM FLUSH MOUNT-05 | Small LED Ceiling Flush Mount |  | 7716393S-05.jpg | 77063.jpg
7716393S-710 | Small LED Ceiling Flush Mount | Adaptability takes center stage with the Geary Collection. This series of traditional up-light pendants, semi-flush and flush-mount fixtures feature decoratively bowed arms and constructed of rectangular steel tubing. Geary is a true cross-collection piece, offered in four beautiful finishes Blacksmith, Brushed Nickel, Burnt Sienna and Heirloom Bronze. The Geary has a universal appeal matching 24 different Sea Gull Lighting interior collections. Offering subtle style with practical design, Geary is at home in almost any room. The fixtures have a fluid movement with a traditional look to complement a wide range of decor. | CEILING | Geary | Ceiling Lights | Burnt Sienna | 710 | Steel |  |  |  | Amber Scavo Glass |  |  | 1 | No | 1000 | 3000 | 90 | 14 | 120 | 19 - Integrated | MODS - Modules |  | 5 | 100 | LED | 14 | 14 | 50000 | 0 | [12 empty] | 31.48 | 62.96 | 94.44 | D:10 1/2'' H:5 1/2'' | 2.3 | 10.5 |  |  | 5.5 | Key Slots | [6 empty] | No |  | No | [25 empty] | 6.5 | Black/White |  |  | Hardwired | 0 | 0 | 0 | 0 | 1 | 0 | 0 | 0 | 0 | 0 | 0 | 785652064371 | 13.5 | 13.25 | 6.75 | 3.5 | 0.699 | 175 | Yes | [8 empty] | C-UL-US Damp |  | GEARY LED SM FLUSH MOUNT-710 | Small LED Ceiling Flush Mount |  | 7716393S-710.jpg | 77063.jpg
7716393S-782 | Small LED Ceiling Flush Mount | Adaptability takes center stage with the Geary Collection. This series of traditional up-light pendants, semi-flush and flush-mount fixtures feature decoratively bowed arms and constructed of rectangular steel tubing. Geary is a true cross-collection piece, offered in four beautiful finishes Blacksmith, Brushed Nickel, Burnt Sienna and Heirloom Bronze. The Geary has a universal appeal matching 24 different Sea Gull Lighting interior collections. Offering subtle style with practical design, Geary is at home in almost any room. The fixtures have a fluid movement with a traditional look to complement a wide range of decor. | CEILING | Geary | Ceiling Lights | Heirloom Bronze | 782 | Steel |  |  |  | Satin Etched Glass |  |  | 1 | No | 1000 | 3000 | 90 | 14 | 120 | 19 - Integrated | MODS - Modules |  | 5 | 100 | LED | 14 | 14 | 50000 | 0 | [12 empty] | 31.48 | 62.96 | 94.44 | D:10 1/2'' H:5 1/2'' | 2.3 | 10.5 |  |  | 5.5 | Key Slots | [6 empty] | No |  | No | [25 empty] | 6.5 | Black/White |  |  | Hardwired | 0 | 0 | 0 | 0 | 1 | 0 | 0 | 0 | 0 | 0 | 0 | 785652064388 | 13.5 | 13.25 | 6.75 | 3.5 | 0.699 | 175 | Yes | [8 empty] | C-UL-US Damp |  | GEARY LED SM FLUSH MOUNT-782 | Small LED Ceiling Flush Mount |  | 7716393S-782.jpg | 77063.jpg
7716393S-839 | Small LED Ceiling Flush Mount | Adaptability takes center stage with the Geary Collection. This series of traditional up-light pendants, semi-flush and flush-mount fixtures feature decoratively bowed arms and constructed of rectangular steel tubing. Geary is a true cross-collection piece, offered in four beautiful finishes Blacksmith, Brushed Nickel, Burnt Sienna and Heirloom Bronze. The Geary has a universal appeal matching 24 different Sea Gull Lighting interior collections. Offering subtle style with practical design, Geary is at home in almost any room. The fixtures have a fluid movement with a traditional look to complement a wide range of decor. | CEILING | Geary | Ceiling Lights | Blacksmith | 839 | Steel |  |  |  | Satin Etched Glass |  |  | 1 | No | 1000 | 3000 | 90 | 14 | 120 | 19 - Integrated | MODS - Modules |  | 5 | 100 | LED | 14 | 14 | 50000 | 0 | [12 empty] | 31.48 | 62.96 | 94.44 | D:10 1/2'' H:5 1/2'' | 2.3 | 10.5 |  |  | 5.5 | Key Slots | [6 empty] | No |  | No | [25 empty] | 6.5 | Black/White |  |  | Hardwired | 0 | 0 | 0 | 0 | 1 | 0 | 0 | 0 | 0 | 0 | 0 | 785652064395 | 13.5 | 13.25 | 6.75 | 3.5 | 0.699 | 175 | Yes | [8 empty] | C-UL-US Damp |  | GEARY LED SM FLUSH MOUNT-839 | Small LED Ceiling Flush Mount |  | 7716393S-839.jpg | 77063.jpg
7716393S-962 | Small LED Ceiling Flush Mount | Adaptability takes center stage with the Geary Collection. This series of traditional up-light pendants, semi-flush and flush-mount fixtures feature decoratively bowed arms and constructed of rectangular steel tubing. Geary is a true cross-collection piece, offered in four beautiful finishes Blacksmith, Brushed Nickel, Burnt Sienna and Heirloom Bronze. The Geary has a universal appeal matching 24 different Sea Gull Lighting interior collections. Offering subtle style with practical design, Geary is at home in almost any room. The fixtures have a fluid movement with a traditional look to complement a wide range of decor. | CEILING | Geary | Ceiling Lights | Brushed Nickel | 962 | Steel |  |  |  | Satin Etched Glass |  |  | 1 | No | 1000 | 3000 | 90 | 14 | 120 | 19 - Integrated | MODS - Modules |  | 5 | 100 | LED | 14 | 14 | 50000 | 0 | [12 empty] | 31.48 | 62.96 | 94.44 | D:10 1/2'' H:5 1/2'' | 2.3 | 10.5 |  |  | 5.5 | Key Slots | [6 empty] | No |  | No | [25 empty] | 6.5 | Black/White |  |  | Hardwired | 0 | 0 | 0 | 0 | 1 | 0 | 0 | 0 | 0 | 0 | 0 | 785652064401 | 13.5 | 13.25 | 6.75 | 3.5 | 0.699 | 175 | Yes | [8 empty] | C-UL-US Damp |  | GEARY LED SM FLUSH MOUNT-962 | Small LED Ceiling Flush Mount |  | 7716393S-962.jpg | 77063.jpg
77164-820 | Two Light Ceiling Flush Mount | The Del Prato collection by Sea Gull Lighting has a rustic transitional style making it a great choice for all décor styles. Sweeping curves add interest without complication. Coordinate Del Prato in the Chestnut Bronze finish with earth tone walls for an added level of sophistication. The Seeded, Acid-Etched glass shades with a Café Tint contribute to the overall impact as well. The assortment includes nine-light and five-light chandeliers, pendants in five sizes, both flush and semi-flush ceiling fixtures, as well as one-light, two-light, three-light and four-light wall/bath fixtures. Most of these fixtures easily convert to LED by purchasing LED replacement lamps sold separately. | CEILING | Del Prato | Ceiling Lights | Chestnut Bronze | 820 | Steel |  |  |  | Etched Cafe Tint Glass | 2 Medium A19 60w |  | 2 | No | [14 empty] | 0 | [12 empty] | 27 | 54 | 81 | D:12 1/2'' H:5 1/2'' | 3.2 | 12.5 |  |  | 5.5 | Key Slots | [6 empty] | No |  | No | [25 empty] | 6.5 | Black/White |  |  | Hardwired | 0 | 0 | 0 | 0 | 1 | 0 | 0 | 1 | 0 | 0 | 0 | 785652075964 | 14 | 14 | 7 | 4.3 | 0.794 | 175 | Yes | [8 empty] | UL Damp | cUL Damp | DEL PRATO 2L CEILING-820 | Two Light Ceiling Flush Mount |  | 77164-820.jpg | 77164.jpg
7716493S-05 | Medium LED Ceiling Flush Mount | Adaptability takes center stage with the Geary Collection. This series of traditional up-light pendants, semi-flush and flush-mount fixtures feature decoratively bowed arms and constructed of rectangular steel tubing. Geary is a true cross-collection piece, offered in four beautiful finishes Blacksmith, Brushed Nickel, Burnt Sienna and Heirloom Bronze. The Geary has a universal appeal matching 24 different Sea Gull Lighting interior collections. Offering subtle style with practical design, Geary is at home in almost any room. The fixtures have a fluid movement with a traditional look to complement a wide range of decor. | CEILING | Geary | Ceiling Lights | Chrome | 5 | Steel |  |  |  | Satin Etched Glass |  |  | 1 | No | 1000 | 3000 | 90 | 14 | 120 | 19 - Integrated | MODS - Modules |  | 5 | 100 | LED | 14 | 14 | 50000 | 0 | [12 empty] | 38.98 | 77.96 | 116.94 | D:12 1/2'' H:5 1/2'' | 3.2 | 12.5 |  |  | 5.5 | Key Slots | [6 empty] | No |  | No | [25 empty] | 6.5 | Black/White |  |  | Hardwired | 0 | 0 | 0 | 0 | 1 | 0 | 0 | 0 | 0 | 0 | 0 | 785652064425 | 15.25 | 15 | 7.25 | 4.3 | 0.96 | 175 | Yes | [8 empty] | UL Damp | cUL Damp | GEARY LED MD FLUSH MOUNT-05 | Medium LED Ceiling Flush Mount |  | 7716493S-05.jpg | 77064.jpg
7716493S-710 | Medium LED Ceiling Flush Mount | Adaptability takes center stage with the Geary Collection. This series of traditional up-light pendants, semi-flush and flush-mount fixtures feature decoratively bowed arms and constructed of rectangular steel tubing. Geary is a true cross-collection piece, offered in four beautiful finishes Blacksmith, Brushed Nickel, Burnt Sienna and Heirloom Bronze. The Geary has a universal appeal matching 24 different Sea Gull Lighting interior collections. Offering subtle style with practical design, Geary is at home in almost any room. The fixtures have a fluid movement with a traditional look to complement a wide range of decor. | CEILING | Geary | Ceiling Lights | Burnt Sienna | 710 | Steel |  |  |  | Amber Scavo Glass |  |  | 1 | No | 1000 | 3000 | 90 | 14 | 120 | 19 - Integrated | MODS - Modules |  | 5 | 100 | LED | 14 | 14 | 50000 | 0 | [12 empty] | 38.98 | 77.96 | 116.94 | D:12 1/2'' H:5 1/2'' | 3.2 | 12.5 |  |  | 5.5 | Key Slots | [6 empty] | No |  | No | [25 empty] | 6.5 | Black/White |  |  | Hardwired | 0 | 0 | 0 | 0 | 1 | 0 | 0 | 0 | 0 | 0 | 0 | 785652064432 | 15.25 | 15 | 7.25 | 4.1 | 0.96 | 175 | Yes | [8 empty] | UL Damp | cUL Damp | GEARY LED MD FLUSH MOUNT-710 | Medium LED Ceiling Flush Mount |  | 7716493S-710.jpg | 77064.jpg
7716493S-782 | Medium LED Ceiling Flush Mount | Adaptability takes center stage with the Geary Collection. This series of traditional up-light pendants, semi-flush and flush-mount fixtures feature decoratively bowed arms and constructed of rectangular steel tubing. Geary is a true cross-collection piece, offered in four beautiful finishes Blacksmith, Brushed Nickel, Burnt Sienna and Heirloom Bronze. The Geary has a universal appeal matching 24 different Sea Gull Lighting interior collections. Offering subtle style with practical design, Geary is at home in almost any room. The fixtures have a fluid movement with a traditional look to complement a wide range of decor. | CEILING | Geary | Ceiling Lights | Heirloom Bronze | 782 | Steel |  |  |  | Satin Etched Glass |  |  | 1 | No | 1000 | 3000 | 90 | 14 | 120 | 19 - Integrated | MODS - Modules |  | 5 | 100 | LED | 14 | 14 | 50000 | 0 | [12 empty] | 38.98 | 77.96 | 116.94 | D:12 1/2'' H:5 1/2'' | 3.2 | 12.5 |  |  | 5.5 | Key Slots | [6 empty] | No |  | No | [25 empty] | 6.5 | Black/White |  |  | Hardwired | 0 | 0 | 0 | 0 | 1 | 0 | 0 | 0 | 0 | 0 | 0 | 785652064449 | 15.25 | 15 | 7.25 | 4.1 | 0.96 | 175 | Yes | [8 empty] | UL Damp | cUL Damp | GEARY LED MD FLUSH MOUNT-782 | Medium LED Ceiling Flush Mount |  | 7716493S-782.jpg | 77064.jpg
7716493S-839 | Medium LED Ceiling Flush Mount | Adaptability takes center stage with the Geary Collection. This series of traditional up-light pendants, semi-flush and flush-mount fixtures feature decoratively bowed arms and constructed of rectangular steel tubing. Geary is a true cross-collection piece, offered in four beautiful finishes Blacksmith, Brushed Nickel, Burnt Sienna and Heirloom Bronze. The Geary has a universal appeal matching 24 different Sea Gull Lighting interior collections. Offering subtle style with practical design, Geary is at home in almost any room. The fixtures have a fluid movement with a traditional look to complement a wide range of decor. | CEILING | Geary | Ceiling Lights | Blacksmith | 839 | Steel |  |  |  | Satin Etched Glass |  |  | 1 | No | 1000 | 3000 | 90 | 14 | 120 | 19 - Integrated | MODS - Modules |  | 5 | 100 | LED | 14 | 14 | 50000 | 0 | [12 empty] | 38.98 | 77.96 | 116.94 | D:12 1/2'' H:5 1/2'' | 3.2 | 12.5 |  |  | 5.5 | Key Slots | [6 empty] | No |  | No | [25 empty] | 6.5 | Black/White |  |  | Hardwired | 0 | 0 | 0 | 0 | 1 | 0 | 0 | 0 | 0 | 0 | 0 | 785652064456 | 15.25 | 15 | 7.25 | 4.3 | 0.96 | 175 | Yes | [8 empty] | UL Damp | cUL Damp | GEARY LED MD FLUSH MOUNT-839 | Medium LED Ceiling Flush Mount |  | 7716493S-839.jpg | 77064.jpg
7716493S-962 | Medium LED Ceiling Flush Mount | Adaptability takes center stage with the Geary Collection. This series of traditional up-light pendants, semi-flush and flush-mount fixtures feature decoratively bowed arms and constructed of rectangular steel tubing. Geary is a true cross-collection piece, offered in four beautiful finishes Blacksmith, Brushed Nickel, Burnt Sienna and Heirloom Bronze. The Geary has a universal appeal matching 24 different Sea Gull Lighting interior collections. Offering subtle style with practical design, Geary is at home in almost any room. The fixtures have a fluid movement with a traditional look to complement a wide range of decor. | CEILING | Geary | Ceiling Lights | Brushed Nickel | 962 | Steel |  |  |  | Satin Etched Glass |  |  | 1 | No | 1000 | 3000 | 90 | 14 | 120 | 19 - Integrated | MODS - Modules |  | 5 | 100 | LED | 14 | 14 | 50000 | 0 | [12 empty] | 38.98 | 77.96 | 116.94 | D:12 1/2'' H:5 1/2'' | 3.2 | 12.5 |  |  | 5.5 | Key Slots | [6 empty] | No |  | No | [25 empty] | 6.5 | Black/White |  |  | Hardwired | 0 | 0 | 0 | 0 | 1 | 0 | 0 | 0 | 0 | 0 | 0 | 785652064463 | 15.25 | 15 | 7.25 | 4.3 | 0.96 | 175 | Yes | [8 empty] | UL Damp | cUL Damp | GEARY LED MD FLUSH MOUNT-962 | Medium LED Ceiling Flush Mount |  | 7716493S-962.jpg | 77064.jpg
77164EN3-820 | Two Light Ceiling Flush Mount | The Del Prato collection by Sea Gull Lighting has a rustic transitional style making it a great choice for all décor styles. Sweeping curves add interest without complication. Coordinate Del Prato in the Chestnut Bronze finish with earth tone walls for an added level of sophistication. The Seeded, Acid-Etched glass shades with a Café Tint contribute to the overall impact as well. The assortment includes nine-light and five-light chandeliers, pendants in five sizes, both flush and semi-flush ceiling fixtures, as well as one-light, two-light, three-light and four-light wall/bath fixtures. Most of these fixtures easily convert to LED by purchasing LED replacement lamps sold separately. | CEILING | Del Prato | Ceiling Lights | Chestnut Bronze | 820 | Steel |  |  |  | Etched Cafe Tint Glass | 2 Medium A19 9.3w |  | 2 | Yes | [14 empty] | 0 | [12 empty] | 35.6 | 71.2 | 106.8 | D:12 1/2'' H:5 1/2'' | 3.2 | 12.5 |  |  | 5.5 | Key Slots | [6 empty] | No |  | No | [25 empty] | 6.5 | Black/White |  |  | Hardwired | 0 | 0 | 0 | 1 | 1 | 0 | 0 | 0 | 0 | 0 | 0 | 785652055614 | 14 | 14 | 7 | 4.3 | 0.794 | 175 | Yes | [8 empty] | UL Damp | cUL Damp | DEL PRATO 2L CEILING-820 | Two Light Ceiling Flush Mount |  | 77164EN3-820.jpg | 77164.jpg
7716502-710 | Small Two Light Semi-Flush Convertible Pendant | Adaptability takes center stage with the Geary Collection. This series of traditional up-light pendants, semi-flush and flush-mount fixtures feature decoratively bowed arms and constructed of rectangular steel tubing. Geary is a true cross-collection piece, offered in four beautiful finishes Blacksmith, Brushed Nickel, Burnt Sienna and Heirloom Bronze. The Geary has a universal appeal matching 24 different Sea Gull Lighting interior collections. Offering subtle style with practical design, Geary is at home in almost any room. The fixtures have a fluid movement with a traditional look to complement a wide range of decor. | CEILING | Geary | Ceiling Lights | Burnt Sienna | 710 | Steel | Satin Etched Glass | D:13" H:4.25" |  |  | 2 Medium A19 100w |  | 2 | No | [14 empty] | 0 | [12 empty] | 49.95 | 99.9 | 149.85 | D:13 7/8'' H:12 3/8'' O:50 1/4'' | 5.2 | 13.875 |  |  | 12.375 | Dual Mount |  | 11.375 | 50.25 |  |  |  | No |  | No | [20 empty] | D:4 7/8'' H:3/4'' Round |  |  |  |  | 72 | Brown | 36 |  | Hardwired | 0 | 0 | 0 | 0 | 1 | 0 | 0 | 1 | 1 | 0 | 0 | 785652001499 | 16 | 15.75 | 11 | 7.1 | 1.604 | 175 | Yes | [9 empty] | cETL Damp | GEARY 2L CEILING-710 | Small Two Light Semi-Flush Convertible Pendant |  | 7716502-710.png | 7716502.jpg
7716502-782 | Small Two Light Semi-Flush Convertible Pendant | Adaptability takes center stage with the Geary Collection. This series of traditional up-light pendants, semi-flush and flush-mount fixtures feature decoratively bowed arms and constructed of rectangular steel tubing. Geary is a true cross-collection piece, offered in four beautiful finishes Blacksmith, Brushed Nickel, Burnt Sienna and Heirloom Bronze. The Geary has a universal appeal matching 24 different Sea Gull Lighting interior collections. Offering subtle style with practical design, Geary is at home in almost any room. The fixtures have a fluid movement with a traditional look to complement a wide range of decor. | CEILING | Geary | Ceiling Lights | Heirloom Bronze | 782 | Steel | Satin Etched Glass | D:13" H:4.25" |  |  | 2 Medium A19 100w |  | 2 | No | [14 empty] | 0 | [12 empty] | 49.95 | 99.9 | 149.85 | D:13 7/8'' H:12 3/8'' O:50 1/4'' | 5.2 | 13.875 |  |  | 12.375 | Dual Mount |  | 11.375 | 50.25 |  |  |  | No |  | No | [20 empty] | D:4 7/8'' H:3/4'' Round |  |  |  |  | 72 | Brown | 36 |  | Hardwired | 0 | 0 | 0 | 0 | 1 | 0 | 0 | 1 | 1 | 0 | 0 | 785652001086 | 16 | 16 | 11 | 6.6 | 1.63 | 175 | Yes | [9 empty] | cETL Damp | GEARY 2L CEILING-782 | Small Two Light Semi-Flush Convertible Pendant |  | 7716502-782.png | 7716502.jpg
7716502-839 | Small Two Light Semi-Flush Convertible Pendant | Adaptability takes center stage with the Geary Collection. This series of traditional up-light pendants, semi-flush and flush-mount fixtures feature decoratively bowed arms and constructed of rectangular steel tubing. Geary is a true cross-collection piece, offered in four beautiful finishes Blacksmith, Brushed Nickel, Burnt Sienna and Heirloom Bronze. The Geary has a universal appeal matching 24 different Sea Gull Lighting interior collections. Offering subtle style with practical design, Geary is at home in almost any room. The fixtures have a fluid movement with a traditional look to complement a wide range of decor. | CEILING | Geary | Ceiling Lights | Blacksmith | 839 | Steel | Satin Etched Glass | D:13" H:4.25" |  |  | 2 Medium A19 100w |  | 2 | No | [14 empty] | 0 | [12 empty] | 49.95 | 99.9 | 149.85 | D:13 7/8'' H:12 3/8'' O:50 1/4'' | 5.2 | 13.875 |  |  | 12.375 | Dual Mount |  | 11.375 | 50.25 |  |  |  | No |  | No | [20 empty] | D:4 7/8'' H:3/4'' Round |  |  |  |  | 72 | Black | 36 |  | Hardwired | 0 | 0 | 0 | 0 | 1 | 0 | 0 | 1 | 1 | 0 | 0 | 785652001505 | 16 | 16 | 11 | 7 | 1.63 | 175 | Yes | [9 empty] | cETL Damp | GEARY 2L CEILING-839 | Small Two Light Semi-Flush Convertible Pendant |  | 7716502-839.png | 7716502.jpg
7716502-962 | Small Two Light Semi-Flush Convertible Pendant | Adaptability takes center stage with the Geary Collection. This series of traditional up-light pendants, semi-flush and flush-mount fixtures feature decoratively bowed arms and constructed of rectangular steel tubing. Geary is a true cross-collection piece, offered in four beautiful finishes Blacksmith, Brushed Nickel, Burnt Sienna and Heirloom Bronze. The Geary has a universal appeal matching 24 different Sea Gull Lighting interior collections. Offering subtle style with practical design, Geary is at home in almost any room. The fixtures have a fluid movement with a traditional look to complement a wide range of decor. | CEILING | Geary | Ceiling Lights | Brushed Nickel | 962 | Steel | Satin Etched Glass | D:13" H:4.25" |  |  | 2 Medium A19 100w |  | 2 | No | [14 empty] | 0 | [12 empty] | 49.95 | 99.9 | 149.85 | D:13 7/8'' H:12 3/8'' O:50 1/4'' | 5.2 | 13.875 |  |  | 12.375 | Dual Mount |  | 11.375 | 50.25 |  |  |  | No |  | No | [20 empty] | D:4 7/8'' H:3/4'' Round |  |  |  |  | 72 | Clear Silver | 36 |  | Hardwired | 0 | 0 | 0 | 0 | 1 | 0 | 0 | 1 | 1 | 0 | 0 | 785652001512 | 16 | 16 | 11 | 6.6 | 1.63 | 175 | Yes | [9 empty] | cETL Damp | GEARY 2L CEILING-962 | Small Two Light Semi-Flush Convertible Pendant |  | 7716502-962.png | 7716502.jpg
7716502EN3-710 | Small Two Light Semi-Flush Convertible Pendant | Adaptability takes center stage with the Geary Collection. This series of traditional up-light pendants, semi-flush and flush-mount fixtures feature decoratively bowed arms and constructed of rectangular steel tubing. Geary is a true cross-collection piece, offered in four beautiful finishes Blacksmith, Brushed Nickel, Burnt Sienna and Heirloom Bronze. The Geary has a universal appeal matching 24 different Sea Gull Lighting interior collections. Offering subtle style with practical design, Geary is at home in almost any room. The fixtures have a fluid movement with a traditional look to complement a wide range of decor. | CEILING | Geary | Ceiling Lights | Burnt Sienna | 710 | Steel | Satin Etched Glass | D:13" H:4.25" |  |  | 2 Medium A19 9.3w |  | 2 | Yes | [14 empty] | 0 | [12 empty] | 62.98 | 125.96 | 188.94 | D:13 7/8'' H:12 3/8'' O:50 1/4'' | 5.2 | 13.875 |  |  | 12.375 | Dual Mount |  | 11.375 | 50.25 |  |  |  | No |  | No | [20 empty] | D:4 7/8'' H:3/4'' Round |  |  |  |  | 72 | Brown | 36 |  | Hardwired | 0 | 0 | 0 | 1 | 1 | 0 | 0 | 0 | 1 | 0 | 0 | 785652060656 | 16 | 15.75 | 11 | 7.1 | 1.604 | 175 | Yes | [9 empty] | cETL Damp | GEARY 2L CEILING-710 | Small Two Light Semi-Flush Convertible Pendant |  | 7716502EN3-710.png | 7716502EN3.jpg
7716502EN3-782 | Small Two Light Semi-Flush Convertible Pendant | Adaptability takes center stage with the Geary Collection. This series of traditional up-light pendants, semi-flush and flush-mount fixtures feature decoratively bowed arms and constructed of rectangular steel tubing. Geary is a true cross-collection piece, offered in four beautiful finishes Blacksmith, Brushed Nickel, Burnt Sienna and Heirloom Bronze. The Geary has a universal appeal matching 24 different Sea Gull Lighting interior collections. Offering subtle style with practical design, Geary is at home in almost any room. The fixtures have a fluid movement with a traditional look to complement a wide range of decor. | CEILING | Geary | Ceiling Lights | Heirloom Bronze | 782 | Steel | Satin Etched Glass | D:13" H:4.25" |  |  | 2 Medium A19 9.3w |  | 2 | Yes | [14 empty] | 0 | [12 empty] | 62.98 | 125.96 | 188.94 | D:13 7/8'' H:12 3/8'' O:50 1/4'' | 5.2 | 13.875 |  |  | 12.375 | Dual Mount |  | 11.375 | 50.25 |  |  |  | No |  | No | [20 empty] | D:4 7/8'' H:3/4'' Round |  |  |  |  | 72 | Brown | 36 |  | Hardwired | 0 | 0 | 0 | 1 | 1 | 0 | 0 | 0 | 1 | 0 | 0 | 785652060663 | 16 | 16 | 11 | 6.6 | 1.63 | 175 | Yes | [9 empty] | cETL Damp | GEARY 2L CEILING-782 | Small Two Light Semi-Flush Convertible Pendant |  | 7716502EN3-782.png | 7716502EN3.jpg
7716502EN3-839 | Small Two Light Semi-Flush Convertible Pendant | Adaptability takes center stage with the Geary Collection. This series of traditional up-light pendants, semi-flush and flush-mount fixtures feature decoratively bowed arms and constructed of rectangular steel tubing. Geary is a true cross-collection piece, offered in four beautiful finishes Blacksmith, Brushed Nickel, Burnt Sienna and Heirloom Bronze. The Geary has a universal appeal matching 24 different Sea Gull Lighting interior collections. Offering subtle style with practical design, Geary is at home in almost any room. The fixtures have a fluid movement with a traditional look to complement a wide range of decor. | CEILING | Geary | Ceiling Lights | Blacksmith | 839 | Steel | Satin Etched Glass | D:13" H:4.25" |  |  | 2 Medium A19 9.3w |  | 2 | Yes | [14 empty] | 0 | [12 empty] | 62.98 | 125.96 | 188.94 | D:13 7/8'' H:12 3/8'' O:50 1/4'' | 5.2 | 13.875 |  |  | 12.375 | Dual Mount |  | 11.375 | 50.25 |  |  |  | No |  | No | [20 empty] | D:4 7/8'' H:3/4'' Round |  |  |  |  | 72 | Black | 36 |  | Hardwired | 0 | 0 | 0 | 1 | 1 | 0 | 0 | 0 | 1 | 0 | 0 | 785652060670 | 16 | 16 | 11 | 7 | 1.63 | 175 | Yes | [9 empty] | cETL Damp | GEARY 2L CEILING-839 | Small Two Light Semi-Flush Convertible Pendant |  | 7716502EN3-839.png | 7716502EN3.jpg
7716502EN3-962 | Small Two Light Semi-Flush Convertible Pendant | Adaptability takes center stage with the Geary Collection. This series of traditional up-light pendants, semi-flush and flush-mount fixtures feature decoratively bowed arms and constructed of rectangular steel tubing. Geary is a true cross-collection piece, offered in four beautiful finishes Blacksmith, Brushed Nickel, Burnt Sienna and Heirloom Bronze. The Geary has a universal appeal matching 24 different Sea Gull Lighting interior collections. Offering subtle style with practical design, Geary is at home in almost any room. The fixtures have a fluid movement with a traditional look to complement a wide range of decor. | CEILING | Geary | Ceiling Lights | Brushed Nickel | 962 | Steel | Satin Etched Glass | D:13" H:4.25" |  |  | 2 Medium A19 9.3w |  | 2 | Yes | [14 empty] | 0 | [12 empty] | 62.98 | 125.96 | 188.94 | D:13 7/8'' H:12 3/8'' O:50 1/4'' | 5.2 | 13.875 |  |  | 12.375 | Dual Mount |  | 11.375 | 50.25 |  |  |  | No |  | No | [20 empty] | D:4 7/8'' H:3/4'' Round |  |  |  |  | 72 | Clear Silver | 36 |  | Hardwired | 0 | 0 | 0 | 1 | 1 | 0 | 0 | 0 | 1 | 0 | 0 | 785652060687 | 16 | 16 | 11 | 6.6 | 1.63 | 175 | Yes | [9 empty] | cETL Damp | GEARY 2L CEILING-962 | Small Two Light Semi-Flush Convertible Pendant |  | 7716502EN3-962.png | 7716502EN3.jpg
7716503-710 | Medium Three Light Semi-Flush Convertible Pendant | Adaptability takes center stage with the Geary Collection. This series of traditional up-light pendants, semi-flush and flush-mount fixtures feature decoratively bowed arms and constructed of rectangular steel tubing. Geary is a true cross-collection piece, offered in four beautiful finishes Blacksmith, Brushed Nickel, Burnt Sienna and Heirloom Bronze. The Geary has a universal appeal matching 24 different Sea Gull Lighting interior collections. Offering subtle style with practical design, Geary is at home in almost any room. The fixtures have a fluid movement with a traditional look to complement a wide range of decor. | CEILING | Geary | Ceiling Lights | Burnt Sienna | 710 | Steel | Satin Etched Glass | D:17.75" H:5.25" |  |  | 3 Medium A19 100w |  | 3 | No | [14 empty] | 0 | [12 empty] | 77.98 | 155.96 | 233.94 | D:18 5/8'' H:16 3/8'' O:54 1/4'' | 8 | 18.625 |  |  | 16.375 | Dual Mount |  | 14.875 | 54.25 |  |  |  | No |  | No | [20 empty] | D:4 7/8'' H:3/4'' Round |  |  |  |  | 72 | Brown | 36 |  | Hardwired | 0 | 0 | 0 | 0 | 1 | 0 | 0 | 1 | 1 | 0 | 0 | 785652001529 | 21.25 | 21 | 12.5 | 11 | 3.228 | 250 | Yes | [9 empty] | cETL Damp | GEARY 3L CEILING-710 | Medium Three Light Semi-Flush Convertible Pendant |  | 7716503-710.png | 7716503.jpg
7716503-782 | Medium Three Light Semi-Flush Convertible Pendant | Adaptability takes center stage with the Geary Collection. This series of traditional up-light pendants, semi-flush and flush-mount fixtures feature decoratively bowed arms and constructed of rectangular steel tubing. Geary is a true cross-collection piece, offered in four beautiful finishes Blacksmith, Brushed Nickel, Burnt Sienna and Heirloom Bronze. The Geary has a universal appeal matching 24 different Sea Gull Lighting interior collections. Offering subtle style with practical design, Geary is at home in almost any room. The fixtures have a fluid movement with a traditional look to complement a wide range of decor. | CEILING | Geary | Ceiling Lights | Heirloom Bronze | 782 | Steel | Satin Etched Glass | D:17.75" H:5.25" |  |  | 3 Medium A19 100w |  | 3 | No | [14 empty] | 0 | [12 empty] | 77.98 | 155.96 | 233.94 | D:18 5/8'' H:16 3/8'' O:54 1/4'' | 8 | 18.625 |  |  | 16.375 | Dual Mount |  | 14.875 | 54.25 |  |  |  | No |  | No | [20 empty] | D:4 7/8'' H:3/4'' Round |  |  |  |  | 72 | Brown | 36 |  | Hardwired | 0 | 0 | 0 | 0 | 1 | 0 | 0 | 1 | 1 | 0 | 0 | 785652001536 | 21.25 | 21 | 12.5 | 11 | 3.228 | 250 | Yes | [9 empty] | cETL Damp | GEARY 3L CEILING-782 | Medium Three Light Semi-Flush Convertible Pendant |  | 7716503-782.png | 7716503.jpg
7716503-839 | Medium Three Light Semi-Flush Convertible Pendant | Adaptability takes center stage with the Geary Collection. This series of traditional up-light pendants, semi-flush and flush-mount fixtures feature decoratively bowed arms and constructed of rectangular steel tubing. Geary is a true cross-collection piece, offered in four beautiful finishes Blacksmith, Brushed Nickel, Burnt Sienna and Heirloom Bronze. The Geary has a universal appeal matching 24 different Sea Gull Lighting interior collections. Offering subtle style with practical design, Geary is at home in almost any room. The fixtures have a fluid movement with a traditional look to complement a wide range of decor. | CEILING | Geary | Ceiling Lights | Blacksmith | 839 | Steel | Satin Etched Glass | D:17.75" H:5.25" |  |  | 3 Medium A19 100w |  | 3 | No | [14 empty] | 0 | [12 empty] | 77.98 | 155.96 | 233.94 | D:18 5/8'' H:16 3/8'' O:54 1/4'' | 8 | 18.625 |  |  | 16.375 | Dual Mount |  | 14.875 | 54.25 |  |  |  | No |  | No | [20 empty] | D:4 7/8'' H:3/4'' Round |  |  |  |  | 72 | Black | 36 |  | Hardwired | 0 | 0 | 0 | 0 | 1 | 0 | 0 | 1 | 1 | 0 | 0 | 785652001093 | 21.25 | 21 | 12.5 | 11 | 3.228 | 250 | Yes | [9 empty] | cETL Damp | GEARY 3L CEILING-839 | Medium Three Light Semi-Flush Convertible Pendant |  | 7716503-839.png | 7716503.jpg
7716503-962 | Medium Three Light Semi-Flush Convertible Pendant | Adaptability takes center stage with the Geary Collection. This series of traditional up-light pendants, semi-flush and flush-mount fixtures feature decoratively bowed arms and constructed of rectangular steel tubing. Geary is a true cross-collection piece, offered in four beautiful finishes Blacksmith, Brushed Nickel, Burnt Sienna and Heirloom Bronze. The Geary has a universal appeal matching 24 different Sea Gull Lighting interior collections. Offering subtle style with practical design, Geary is at home in almost any room. The fixtures have a fluid movement with a traditional look to complement a wide range of decor. | CEILING | Geary | Ceiling Lights | Brushed Nickel | 962 | Steel | Satin Etched Glass | D:17.75" H:5.25" |  |  | 3 Medium A19 100w |  | 3 | No | [14 empty] | 0 | [12 empty] | 77.98 | 155.96 | 233.94 | D:18 5/8'' H:16 3/8'' O:54 1/4'' | 8 | 18.625 |  |  | 16.375 | Dual Mount |  | 14.875 | 54.25 |  |  |  | No |  | No | [20 empty] | D:4 7/8'' H:3/4'' Round |  |  |  |  | 72 | Clear Silver | 36 |  | Hardwired | 0 | 0 | 0 | 0 | 1 | 0 | 0 | 1 | 1 | 0 | 0 | 785652001543 | 21.25 | 21 | 12.5 | 11 | 3.228 | 250 | Yes | [9 empty] | cETL Damp | GEARY 3L CEILING-962 | Medium Three Light Semi-Flush Convertible Pendant |  | 7716503-962.png | 7716503.jpg
7716503EN3-710 | Medium Three Light Semi-Flush Convertible Pendant | Adaptability takes center stage with the Geary Collection. This series of traditional up-light pendants, semi-flush and flush-mount fixtures feature decoratively bowed arms and constructed of rectangular steel tubing. Geary is a true cross-collection piece, offered in four beautiful finishes Blacksmith, Brushed Nickel, Burnt Sienna and Heirloom Bronze. The Geary has a universal appeal matching 24 different Sea Gull Lighting interior collections. Offering subtle style with practical design, Geary is at home in almost any room. The fixtures have a fluid movement with a traditional look to complement a wide range of decor. | CEILING | Geary | Ceiling Lights | Burnt Sienna | 710 | Steel | Satin Etched Glass | D:17.75" H:5.25" |  |  | 3 Medium A19 9.3w |  | 3 | Yes | [14 empty] | 0 | [12 empty] | 97.98 | 195.96 | 293.94 | D:18 5/8'' H:16 3/8'' O:54 1/4'' | 8 | 18.625 |  |  | 16.375 | Dual Mount |  | 14.875 | 54.25 |  |  |  | No |  | No | [20 empty] | D:4 7/8'' H:3/4'' Round |  |  |  |  | 72 | Brown | 36 |  | Hardwired | 0 | 0 | 0 | 1 | 1 | 0 | 0 | 0 | 1 | 0 | 0 | 785652060694 | 21.25 | 21 | 12.5 | 11 | 3.228 | 250 | Yes | [9 empty] | cETL Damp | GEARY 3L CEILING-710 | Medium Three Light Semi-Flush Convertible Pendant |  | 7716503EN3-710.png | 7716503EN3.jpg
7716503EN3-782 | Medium Three Light Semi-Flush Convertible Pendant | Adaptability takes center stage with the Geary Collection. This series of traditional up-light pendants, semi-flush and flush-mount fixtures feature decoratively bowed arms and constructed of rectangular steel tubing. Geary is a true cross-collection piece, offered in four beautiful finishes Blacksmith, Brushed Nickel, Burnt Sienna and Heirloom Bronze. The Geary has a universal appeal matching 24 different Sea Gull Lighting interior collections. Offering subtle style with practical design, Geary is at home in almost any room. The fixtures have a fluid movement with a traditional look to complement a wide range of decor. | CEILING | Geary | Ceiling Lights | Heirloom Bronze | 782 | Steel | Satin Etched Glass | D:17.75" H:5.25" |  |  | 3 Medium A19 9.3w |  | 3 | Yes | [14 empty] | 0 | [12 empty] | 97.98 | 195.96 | 293.94 | D:18 5/8'' H:16 3/8'' O:54 1/4'' | 8 | 18.625 |  |  | 16.375 | Dual Mount |  | 14.875 | 54.25 |  |  |  | No |  | No | [20 empty] | D:4 7/8'' H:3/4'' Round |  |  |  |  | 72 | Brown | 36 |  | Hardwired | 0 | 0 | 0 | 1 | 1 | 0 | 0 | 0 | 1 | 0 | 0 | 785652060700 | 21.25 | 21 | 12.5 | 11 | 3.228 | 250 | Yes | [9 empty] | cETL Damp | GEARY 3L CEILING-782 | Medium Three Light Semi-Flush Convertible Pendant |  | 7716503EN3-782.png | 7716503EN3.jpg
7716503EN3-839 | Medium Three Light Semi-Flush Convertible Pendant | Adaptability takes center stage with the Geary Collection. This series of traditional up-light pendants, semi-flush and flush-mount fixtures feature decoratively bowed arms and constructed of rectangular steel tubing. Geary is a true cross-collection piece, offered in four beautiful finishes Blacksmith, Brushed Nickel, Burnt Sienna and Heirloom Bronze. The Geary has a universal appeal matching 24 different Sea Gull Lighting interior collections. Offering subtle style with practical design, Geary is at home in almost any room. The fixtures have a fluid movement with a traditional look to complement a wide range of decor. | CEILING | Geary | Ceiling Lights | Blacksmith | 839 | Steel | Satin Etched Glass | D:17.75" H:5.25" |  |  | 3 Medium A19 9.3w |  | 3 | Yes | [14 empty] | 0 | [12 empty] | 97.98 | 195.96 | 293.94 | D:18 5/8'' H:16 3/8'' O:54 1/4'' | 8 | 18.625 |  |  | 16.375 | Dual Mount |  | 14.875 | 54.25 |  |  |  | No |  | No | [20 empty] | D:4 7/8'' H:3/4'' Round |  |  |  |  | 72 | Black | 36 |  | Hardwired | 0 | 0 | 0 | 1 | 1 | 0 | 0 | 0 | 1 | 0 | 0 | 785652060717 | 21.25 | 21 | 12.5 | 11 | 3.228 | 250 | Yes | [9 empty] | cETL Damp | GEARY 3L CEILING-839 | Medium Three Light Semi-Flush Convertible Pendant |  | 7716503EN3-839.png | 7716503EN3.jpg
7716503EN3-962 | Medium Three Light Semi-Flush Convertible Pendant | Adaptability takes center stage with the Geary Collection. This series of traditional up-light pendants, semi-flush and flush-mount fixtures feature decoratively bowed arms and constructed of rectangular steel tubing. Geary is a true cross-collection piece, offered in four beautiful finishes Blacksmith, Brushed Nickel, Burnt Sienna and Heirloom Bronze. The Geary has a universal appeal matching 24 different Sea Gull Lighting interior collections. Offering subtle style with practical design, Geary is at home in almost any room. The fixtures have a fluid movement with a traditional look to complement a wide range of decor. | CEILING | Geary | Ceiling Lights | Brushed Nickel | 962 | Steel | Satin Etched Glass | D:17.75" H:5.25" |  |  | 3 Medium A19 9.3w |  | 3 | Yes | [14 empty] | 0 | [12 empty] | 97.98 | 195.96 | 293.94 | D:18 5/8'' H:16 3/8'' O:54 1/4'' | 8 | 18.625 |  |  | 16.375 | Dual Mount |  | 14.875 | 54.25 |  |  |  | No |  | No | [20 empty] | D:4 7/8'' H:3/4'' Round |  |  |  |  | 72 | Clear Silver | 36 |  | Hardwired | 0 | 0 | 0 | 1 | 1 | 0 | 0 | 0 | 1 | 0 | 0 | 785652060724 | 21.25 | 21 | 12.5 | 11 | 3.228 | 250 | Yes | [9 empty] | cETL Damp | GEARY 3L CEILING-962 | Medium Three Light Semi-Flush Convertible Pendant |  | 7716503EN3-962.png | 7716503EN3.jpg
7716504-710 | Large Four Light Semi-Flush Convertible Pendant | Adaptability takes center stage with the Geary Collection. This series of traditional up-light pendants, semi-flush and flush-mount fixtures feature decoratively bowed arms and constructed of rectangular steel tubing. Geary is a true cross-collection piece, offered in four beautiful finishes Blacksmith, Brushed Nickel, Burnt Sienna and Heirloom Bronze. The Geary has a universal appeal matching 24 different Sea Gull Lighting interior collections. Offering subtle style with practical design, Geary is at home in almost any room. The fixtures have a fluid movement with a traditional look to complement a wide range of decor. | CEILING | Geary | Ceiling Lights | Burnt Sienna | 710 | Steel | Satin Etched Glass | D:24" H:6.75" |  |  | 4 Medium A19 100w |  | 4 | No | [14 empty] | 0 | [12 empty] | 146.48 | 292.96 | 439.44 | D:25'' H:18 1/2'' O:56 1/2'' | 13 | 25 |  |  | 18.5 | Dual Mount |  | 17 | 56.5 |  |  |  | No |  | No | [20 empty] | D:4 7/8'' H:3/4'' Round |  |  |  |  | 72 | Brown | 36 |  | Hardwired | 0 | 0 | 0 | 0 | 1 | 0 | 0 | 1 | 1 | 0 | 0 | 785652001550 | 27.75 | 27.5 | 14.25 | 21.2 | 6.293 | 250 | Yes | [9 empty] | cETL Damp | GEARY 4L CEILING-710 | Large Four Light Semi-Flush Convertible Pendant |  | 7716504-710.png | 7716504.jpg
7716504-782 | Large Four Light Semi-Flush Convertible Pendant | Adaptability takes center stage with the Geary Collection. This series of traditional up-light pendants, semi-flush and flush-mount fixtures feature decoratively bowed arms and constructed of rectangular steel tubing. Geary is a true cross-collection piece, offered in four beautiful finishes Blacksmith, Brushed Nickel, Burnt Sienna and Heirloom Bronze. The Geary has a universal appeal matching 24 different Sea Gull Lighting interior collections. Offering subtle style with practical design, Geary is at home in almost any room. The fixtures have a fluid movement with a traditional look to complement a wide range of decor. | CEILING | Geary | Ceiling Lights | Heirloom Bronze | 782 | Steel | Satin Etched Glass | D:24" H:6.75" |  |  | 4 Medium A19 100w |  | 4 | No | [14 empty] | 0 | [12 empty] | 146.48 | 292.96 | 439.44 | D:25'' H:18 1/2'' O:56 1/2'' | 13 | 25 |  |  | 18.5 | Dual Mount |  | 17 | 56.5 |  |  |  | No |  | No | [20 empty] | D:4 7/8'' H:3/4'' Round |  |  |  |  | 72 | Brown | 36 |  | Hardwired | 0 | 0 | 0 | 0 | 1 | 0 | 0 | 1 | 1 | 0 | 0 | 785652001567 | 27.75 | 27.5 | 14.25 | 21.2 | 6.293 | 250 | Yes | [9 empty] | cETL Damp | GEARY 4L CEILING-782 | Large Four Light Semi-Flush Convertible Pendant |  | 7716504-782.png | 7716504.jpg
7716504-839 | Large Four Light Semi-Flush Convertible Pendant | Adaptability takes center stage with the Geary Collection. This series of traditional up-light pendants, semi-flush and flush-mount fixtures feature decoratively bowed arms and constructed of rectangular steel tubing. Geary is a true cross-collection piece, offered in four beautiful finishes Blacksmith, Brushed Nickel, Burnt Sienna and Heirloom Bronze. The Geary has a universal appeal matching 24 different Sea Gull Lighting interior collections. Offering subtle style with practical design, Geary is at home in almost any room. The fixtures have a fluid movement with a traditional look to complement a wide range of decor. | CEILING | Geary | Ceiling Lights | Blacksmith | 839 | Steel | Satin Etched Glass | D:24" H:6.75" |  |  | 4 Medium A19 100w |  | 4 | No | [14 empty] | 0 | [12 empty] | 146.48 | 292.96 | 439.44 | D:25'' H:18 1/2'' O:56 1/2'' | 13 | 25 |  |  | 18.5 | Dual Mount |  | 17 | 56.5 |  |  |  | No |  | No | [20 empty] | D:4 7/8'' H:3/4'' Round |  |  |  |  | 72 | Black | 36 |  | Hardwired | 0 | 0 | 0 | 0 | 1 | 0 | 0 | 1 | 1 | 0 | 0 | 785652001574 | 27.75 | 27.5 | 14.25 | 21.2 | 6.293 | 250 | Yes | [9 empty] | cETL Damp | GEARY 4L CEILING-839 | Large Four Light Semi-Flush Convertible Pendant |  | 7716504-839.png | 7716504.jpg
7716504-962 | Large Four Light Semi-Flush Convertible Pendant | Adaptability takes center stage with the Geary Collection. This series of traditional up-light pendants, semi-flush and flush-mount fixtures feature decoratively bowed arms and constructed of rectangular steel tubing. Geary is a true cross-collection piece, offered in four beautiful finishes Blacksmith, Brushed Nickel, Burnt Sienna and Heirloom Bronze. The Geary has a universal appeal matching 24 different Sea Gull Lighting interior collections. Offering subtle style with practical design, Geary is at home in almost any room. The fixtures have a fluid movement with a traditional look to complement a wide range of decor. | CEILING | Geary | Ceiling Lights | Brushed Nickel | 962 | Steel | Satin Etched Glass | D:24" H:6.75" |  |  | 4 Medium A19 100w |  | 4 | No | [14 empty] | 0 | [12 empty] | 146.48 | 292.96 | 439.44 | D:25'' H:18 1/2'' O:56 1/2'' | 13 | 25 |  |  | 18.5 | Dual Mount |  | 17 | 56.5 |  |  |  | No |  | No | [20 empty] | D:4 7/8'' H:3/4'' Round |  |  |  |  | 72 | Clear Silver | 36 |  | Hardwired | 0 | 0 | 0 | 0 | 1 | 0 | 0 | 1 | 1 | 0 | 0 | 785652001581 | 27.75 | 27.5 | 14.25 | 21.2 | 6.293 | 250 | Yes | [9 empty] | cETL Damp | GEARY 4L CEILING-962 | Large Four Light Semi-Flush Convertible Pendant |  | 7716504-962.png | 7716504.jpg
7716504EN3-710 | Large Four Light Semi-Flush Convertible Pendant | Adaptability takes center stage with the Geary Collection. This series of traditional up-light pendants, semi-flush and flush-mount fixtures feature decoratively bowed arms and constructed of rectangular steel tubing. Geary is a true cross-collection piece, offered in four beautiful finishes Blacksmith, Brushed Nickel, Burnt Sienna and Heirloom Bronze. The Geary has a universal appeal matching 24 different Sea Gull Lighting interior collections. Offering subtle style with practical design, Geary is at home in almost any room. The fixtures have a fluid movement with a traditional look to complement a wide range of decor. | CEILING | Geary | Ceiling Lights | Burnt Sienna | 710 | Steel | Satin Etched Glass | D:24" H:6.75" |  |  | 4 Medium A19 9.3w |  | 4 | Yes | [14 empty] | 0 | [12 empty] | 169.98 | 339.96 | 509.94 | D:25'' H:18 1/2'' O:56 1/2'' | 13 | 25 |  |  | 18.5 | Dual Mount |  | 17 | 56.5 |  |  |  | No |  | No | [20 empty] | D:4 7/8'' H:3/4'' Round |  |  |  |  | 72 | Brown | 36 |  | Hardwired | 0 | 0 | 0 | 1 | 1 | 0 | 0 | 0 | 1 | 0 | 0 | 785652060731 | 27.75 | 27.5 | 14.25 | 21.2 | 6.293 | 250 | Yes | [9 empty] | cETL Damp | GEARY 4L CEILING-710 | Large Four Light Semi-Flush Convertible Pendant |  | 7716504EN3-710.png | 7716504EN3.jpg
7716504EN3-782 | Large Four Light Semi-Flush Convertible Pendant | Adaptability takes center stage with the Geary Collection. This series of traditional up-light pendants, semi-flush and flush-mount fixtures feature decoratively bowed arms and constructed of rectangular steel tubing. Geary is a true cross-collection piece, offered in four beautiful finishes Blacksmith, Brushed Nickel, Burnt Sienna and Heirloom Bronze. The Geary has a universal appeal matching 24 different Sea Gull Lighting interior collections. Offering subtle style with practical design, Geary is at home in almost any room. The fixtures have a fluid movement with a traditional look to complement a wide range of decor. | CEILING | Geary | Ceiling Lights | Heirloom Bronze | 782 | Steel | Satin Etched Glass | D:24" H:6.75" |  |  | 4 Medium A19 9.3w |  | 4 | Yes | [14 empty] | 0 | [12 empty] | 169.98 | 339.96 | 509.94 | D:25'' H:18 1/2'' O:56 1/2'' | 13 | 25 |  |  | 18.5 | Dual Mount |  | 17 | 56.5 |  |  |  | No |  | No | [20 empty] | D:4 7/8'' H:3/4'' Round |  |  |  |  | 72 | Brown | 36 |  | Hardwired | 0 | 0 | 0 | 1 | 1 | 0 | 0 | 0 | 1 | 0 | 0 | 785652060748 | 27.75 | 27.5 | 14.25 | 21.2 | 6.293 | 250 | Yes | [9 empty] | cETL Damp | GEARY 4L CEILING-782 | Large Four Light Semi-Flush Convertible Pendant |  | 7716504EN3-782.png | 7716504EN3.jpg
7716504EN3-839 | Large Four Light Semi-Flush Convertible Pendant | Adaptability takes center stage with the Geary Collection. This series of traditional up-light pendants, semi-flush and flush-mount fixtures feature decoratively bowed arms and constructed of rectangular steel tubing. Geary is a true cross-collection piece, offered in four beautiful finishes Blacksmith, Brushed Nickel, Burnt Sienna and Heirloom Bronze. The Geary has a universal appeal matching 24 different Sea Gull Lighting interior collections. Offering subtle style with practical design, Geary is at home in almost any room. The fixtures have a fluid movement with a traditional look to complement a wide range of decor. | CEILING | Geary | Ceiling Lights | Blacksmith | 839 | Steel | Satin Etched Glass | D:24" H:6.75" |  |  | 4 Medium A19 9.3w |  | 4 | Yes | [14 empty] | 0 | [12 empty] | 169.98 | 339.96 | 509.94 | D:25'' H:18 1/2'' O:56 1/2'' | 13 | 25 |  |  | 18.5 | Dual Mount |  | 17 | 56.5 |  |  |  | No |  | No | [20 empty] | D:4 7/8'' H:3/4'' Round |  |  |  |  | 72 | Black | 36 |  | Hardwired | 0 | 0 | 0 | 1 | 1 | 0 | 0 | 0 | 1 | 0 | 0 | 785652060755 | 27.75 | 27.5 | 14.25 | 21.2 | 6.293 | 250 | Yes | [9 empty] | cETL Damp | GEARY 4L CEILING-839 | Large Four Light Semi-Flush Convertible Pendant |  | 7716504EN3-839.png | 7716504EN3.jpg
7716504EN3-962 | Large Four Light Semi-Flush Convertible Pendant | Adaptability takes center stage with the Geary Collection. This series of traditional up-light pendants, semi-flush and flush-mount fixtures feature decoratively bowed arms and constructed of rectangular steel tubing. Geary is a true cross-collection piece, offered in four beautiful finishes Blacksmith, Brushed Nickel, Burnt Sienna and Heirloom Bronze. The Geary has a universal appeal matching 24 different Sea Gull Lighting interior collections. Offering subtle style with practical design, Geary is at home in almost any room. The fixtures have a fluid movement with a traditional look to complement a wide range of decor. | CEILING | Geary | Ceiling Lights | Brushed Nickel | 962 | Steel | Satin Etched Glass | D:24" H:6.75" |  |  | 4 Medium A19 9.3w |  | 4 | Yes | [14 empty] | 0 | [12 empty] | 169.98 | 339.96 | 509.94 | D:25'' H:18 1/2'' O:56 1/2'' | 13 | 25 |  |  | 18.5 | Dual Mount |  | 17 | 56.5 |  |  |  | No |  | No | [20 empty] | D:4 7/8'' H:3/4'' Round |  |  |  |  | 72 | Clear Silver | 36 |  | Hardwired | 0 | 0 | 0 | 1 | 1 | 0 | 0 | 0 | 1 | 0 | 0 | 785652060762 | 27.75 | 27.5 | 14.25 | 21.2 | 6.293 | 250 | Yes | [9 empty] | cETL Damp | GEARY 4L CEILING-962 | Large Four Light Semi-Flush Convertible Pendant |  | 7716504EN3-962.png | 7716504EN3.jpg
7716593S-05 | Large LED Ceiling Flush Mount | Adaptability takes center stage with the Geary Collection. This series of traditional up-light pendants, semi-flush and flush-mount fixtures feature decoratively bowed arms and constructed of rectangular steel tubing. Geary is a true cross-collection piece, offered in four beautiful finishes Blacksmith, Brushed Nickel, Burnt Sienna and Heirloom Bronze. The Geary has a universal appeal matching 24 different Sea Gull Lighting interior collections. Offering subtle style with practical design, Geary is at home in almost any room. The fixtures have a fluid movement with a traditional look to complement a wide range of decor. | CEILING | Geary | Ceiling Lights | Chrome | 5 | Steel |  |  |  | Satin Etched Glass |  |  | 2 | No | 2000 | 3000 | 90 | 28 | 120 | 19 - Integrated | MODS - Modules |  | 5 | 100 | LED | 28 | 28 | 50000 | 0 | [12 empty] | 57.98 | 115.96 | 173.94 | D:14 1/2'' H:6 1/2'' | 4.1 | 14.5 |  |  | 6.5 | Key Slots | [6 empty] | No |  | No | [25 empty] | 6.5 | Black/White |  |  | Hardwired | 0 | 0 | 0 | 0 | 1 | 0 | 0 | 0 | 0 | 0 | 0 | 785652064487 | 17 | 17 | 8 | 5.9 | 1.338 | 175 | Yes | [8 empty] | UL Damp | cUL Damp | GEARY LED LG FLUSH MOUNT-05 | Large LED Ceiling Flush Mount |  | 7716593S-05.jpg | 77065.jpg
7716593S-710 | Large LED Ceiling Flush Mount | Adaptability takes center stage with the Geary Collection. This series of traditional up-light pendants, semi-flush and flush-mount fixtures feature decoratively bowed arms and constructed of rectangular steel tubing. Geary is a true cross-collection piece, offered in four beautiful finishes Blacksmith, Brushed Nickel, Burnt Sienna and Heirloom Bronze. The Geary has a universal appeal matching 24 different Sea Gull Lighting interior collections. Offering subtle style with practical design, Geary is at home in almost any room. The fixtures have a fluid movement with a traditional look to complement a wide range of decor. | CEILING | Geary | Ceiling Lights | Burnt Sienna | 710 | Steel |  |  |  | Amber Scavo Glass |  |  | 2 | No | 2000 | 3000 | 90 | 28 | 120 | 19 - Integrated | MODS - Modules |  | 5 | 100 | LED | 28 | 28 | 50000 | 0 | [12 empty] | 57.98 | 115.96 | 173.94 | D:14 1/2'' H:6 1/2'' | 4.1 | 14.5 |  |  | 6.5 | Key Slots | [6 empty] | No |  | No | [25 empty] | 6.5 | Black/White |  |  | Hardwired | 0 | 0 | 0 | 0 | 1 | 0 | 0 | 0 | 0 | 0 | 0 | 785652064494 | 17 | 17 | 8 | 5.9 | 1.338 | 175 | Yes | [8 empty] | UL Damp | cUL Damp | GEARY LED LG FLUSH MOUNT-710 | Large LED Ceiling Flush Mount |  | 7716593S-710.jpg | 77065.jpg
7716593S-782 | Large LED Ceiling Flush Mount | Adaptability takes center stage with the Geary Collection. This series of traditional up-light pendants, semi-flush and flush-mount fixtures feature decoratively bowed arms and constructed of rectangular steel tubing. Geary is a true cross-collection piece, offered in four beautiful finishes Blacksmith, Brushed Nickel, Burnt Sienna and Heirloom Bronze. The Geary has a universal appeal matching 24 different Sea Gull Lighting interior collections. Offering subtle style with practical design, Geary is at home in almost any room. The fixtures have a fluid movement with a traditional look to complement a wide range of decor. | CEILING | Geary | Ceiling Lights | Heirloom Bronze | 782 | Steel |  |  |  | Satin Etched Glass |  |  | 2 | No | 2000 | 3000 | 90 | 28 | 120 | 19 - Integrated | MODS - Modules |  | 5 | 100 | LED | 28 | 28 | 50000 | 0 | [12 empty] | 57.98 | 115.96 | 173.94 | D:14 1/2'' H:6 1/2'' | 4.1 | 14.5 |  |  | 6.5 | Key Slots | [6 empty] | No |  | No | [25 empty] | 6.5 | Black/White |  |  | Hardwired | 0 | 0 | 0 | 0 | 1 | 0 | 0 | 0 | 0 | 0 | 0 | 785652064500 | 17 | 17 | 8 | 5.9 | 1.338 | 175 | Yes | [8 empty] | UL Damp | cUL Damp | GEARY LED LG FLUSH MOUNT-782 | Large LED Ceiling Flush Mount |  | 7716593S-782.jpg | 77065.jpg
7716593S-839 | Large LED Ceiling Flush Mount | Adaptability takes center stage with the Geary Collection. This series of traditional up-light pendants, semi-flush and flush-mount fixtures feature decoratively bowed arms and constructed of rectangular steel tubing. Geary is a true cross-collection piece, offered in four beautiful finishes Blacksmith, Brushed Nickel, Burnt Sienna and Heirloom Bronze. The Geary has a universal appeal matching 24 different Sea Gull Lighting interior collections. Offering subtle style with practical design, Geary is at home in almost any room. The fixtures have a fluid movement with a traditional look to complement a wide range of decor. | CEILING | Geary | Ceiling Lights | Blacksmith | 839 | Steel |  |  |  | Satin Etched Glass |  |  | 2 | No | 2000 | 3000 | 90 | 28 | 120 | 19 - Integrated | MODS - Modules |  | 5 | 100 | LED | 28 | 28 | 50000 | 0 | [12 empty] | 57.98 | 115.96 | 173.94 | D:14 1/2'' H:6 1/2'' | 4.1 | 14.5 |  |  | 6.5 | Key Slots | [6 empty] | No |  | No | [25 empty] | 6.5 | Black/White |  |  | Hardwired | 0 | 0 | 0 | 0 | 1 | 0 | 0 | 0 | 0 | 0 | 0 | 785652064517 | 17 | 17 | 8 | 5.9 | 1.338 | 175 | Yes | [8 empty] | UL Damp | cUL Damp | GEARY LED LG FLUSH MOUNT-839 | Large LED Ceiling Flush Mount |  | 7716593S-839.jpg | 77065.jpg
7716593S-962 | Large LED Ceiling Flush Mount | Adaptability takes center stage with the Geary Collection. This series of traditional up-light pendants, semi-flush and flush-mount fixtures feature decoratively bowed arms and constructed of rectangular steel tubing. Geary is a true cross-collection piece, offered in four beautiful finishes Blacksmith, Brushed Nickel, Burnt Sienna and Heirloom Bronze. The Geary has a universal appeal matching 24 different Sea Gull Lighting interior collections. Offering subtle style with practical design, Geary is at home in almost any room. The fixtures have a fluid movement with a traditional look to complement a wide range of decor. | CEILING | Geary | Ceiling Lights | Brushed Nickel | 962 | Steel |  |  |  | Satin Etched Glass |  |  | 2 | No | 2000 | 3000 | 90 | 28 | 120 | 19 - Integrated | MODS - Modules |  | 5 | 100 | LED | 28 | 28 | 50000 | 0 | [12 empty] | 57.98 | 115.96 | 173.94 | D:14 1/2'' H:6 1/2'' | 4.1 | 14.5 |  |  | 6.5 | Key Slots | [6 empty] | No |  | No | [25 empty] | 6.5 | Black/White |  |  | Hardwired | 0 | 0 | 0 | 0 | 1 | 0 | 0 | 0 | 0 | 0 | 0 | 785652064524 | 17 | 17 | 8 | 5.9 | 1.338 | 175 | Yes | [8 empty] | UL Damp | cUL Damp | GEARY LED LG FLUSH MOUNT-962 | Large LED Ceiling Flush Mount |  | 7716593S-962.jpg | 77065.jpg
7716602-782 | Two Light Semi-Flush Convertible Pendant | The subtle detail of the Bannock lighting collection by Sea Gull Lighting allows this transitional design to easily fit into any décor. The sleek, sweeping arms and Satin-Etched glass shades add touches of elegance to its streamlined profile. Equally at home in a contemporary, urban setting or a traditional décor in the suburbs, the full Bannock lighting collection is available in two beautiful finishes, Brushed Nickel and Heirloom Bronze. The Bannock collection includes three-, five- and nine-light chandeliers, one-light mini pendant, two-light semi-flush convertible pendant, and one-, two-, three- and four-light bath vanity fixtures. Incandescent and ENERGY STAR-qualified LED lamping are available; all fixtures are California Title 24 compliant. | CEILING | Bannock | Ceiling Lights | Heirloom Bronze | 782 | Steel | Satin Etched Glass | D:11.5" H:4.25" |  |  | 2 Medium A19 75w |  | 2 | No | [14 empty] | 0 | [12 empty] | 79.45 | 158.9 | 238.35 | D:13 1/2'' H:11 1/4'' O:49 1/2'' | 5.2 | 13.5 |  |  | 11.25 | Dual Mount |  | 10.5 | 49.5 |  |  |  | No |  | No | [20 empty] | D:5 1/4'' H:1 3/8'' Round |  |  |  |  | 72 | Brown | 36 |  | Hardwired | 0 | 0 | 0 | 0 | 1 | 0 | 0 | 1 | 1 | 0 | 0 | 785652001741 | 16.25 | 16.25 | 11.75 | 6.6 | 1.796 | 250 | Yes | [9 empty] | cETL Damp | BANNOCK 2L CEILING-782 | Two Light Semi-Flush Convertible Pendant |  | 7716602-782.jpg | 7716602.jpg
7716602-962 | Two Light Semi-Flush Convertible Pendant | The subtle detail of the Bannock lighting collection by Sea Gull Lighting allows this transitional design to easily fit into any décor. The sleek, sweeping arms and Satin-Etched glass shades add touches of elegance to its streamlined profile. Equally at home in a contemporary, urban setting or a traditional décor in the suburbs, the full Bannock lighting collection is available in two beautiful finishes, Brushed Nickel and Heirloom Bronze. The Bannock collection includes three-, five- and nine-light chandeliers, one-light mini pendant, two-light semi-flush convertible pendant, and one-, two-, three- and four-light bath vanity fixtures. Incandescent and ENERGY STAR-qualified LED lamping are available; all fixtures are California Title 24 compliant. | CEILING | Bannock | Ceiling Lights | Brushed Nickel | 962 | Steel | Satin Etched Glass | D:11.5" H:4.25" |  |  | 2 Medium A19 75w |  | 2 | No | [14 empty] | 0 | [12 empty] | 79.45 | 158.9 | 238.35 | D:13 1/2'' H:11 1/4'' O:49 1/2'' | 5.2 | 13.5 |  |  | 11.25 | Dual Mount |  | 10.5 | 49.5 |  |  |  | No |  | No | [20 empty] | D:5 1/4'' H:1 3/8'' Round |  |  |  |  | 72 | Brown | 36 |  | Hardwired | 0 | 0 | 0 | 0 | 1 | 0 | 0 | 1 | 1 | 0 | 0 | 785652001758 | 16.25 | 16.25 | 11.75 | 6.6 | 1.796 | 250 | Yes | [9 empty] | cETL Damp | BANNOCK 2L CEILING-962 | Two Light Semi-Flush Convertible Pendant |  | 7716602-962.jpg | 7716602.jpg
7716602EN3-782 | Two Light Semi-Flush Convertible Pendant | The subtle detail of the Bannock lighting collection by Sea Gull Lighting allows this transitional design to easily fit into any décor. The sleek, sweeping arms and Satin-Etched glass shades add touches of elegance to its streamlined profile. Equally at home in a contemporary, urban setting or a traditional décor in the suburbs, the full Bannock lighting collection is available in two beautiful finishes, Brushed Nickel and Heirloom Bronze. The Bannock collection includes three-, five- and nine-light chandeliers, one-light mini pendant, two-light semi-flush convertible pendant, and one-, two-, three- and four-light bath vanity fixtures. Incandescent and ENERGY STAR-qualified LED lamping are available; all fixtures are California Title 24 compliant. | CEILING | Bannock | Ceiling Lights | Heirloom Bronze | 782 | Steel | Satin Etched Glass | D:11.5" H:4.25" |  |  | 2 Medium A19 9.3w |  | 2 | Yes | [14 empty] | 0 | [12 empty] | 90.45 | 180.9 | 271.35 | D:13 1/2'' H:11 1/4'' O:49 1/2'' | 5.2 | 13.5 |  |  | 11.25 | Dual Mount |  | 10.5 | 49.5 |  |  |  | No |  | No | [20 empty] | D:5 1/4'' H:1 3/8'' Round |  |  |  |  | 72 | Brown | 36 |  | Hardwired | 0 | 0 | 0 | 1 | 1 | 0 | 0 | 0 | 1 | 0 | 0 | 785652052057 | 16.25 | 16.25 | 11.75 | 6.6 | 1.796 | 250 | Yes | [9 empty] | cETL Damp | BANNOCK 2L CEILING-782 | Two Light Semi-Flush Convertible Pendant |  | 7716602EN3-782.jpg | 7716602.jpg
7716602EN3-962 | Two Light Semi-Flush Convertible Pendant | The subtle detail of the Bannock lighting collection by Sea Gull Lighting allows this transitional design to easily fit into any décor. The sleek, sweeping arms and Satin-Etched glass shades add touches of elegance to its streamlined profile. Equally at home in a contemporary, urban setting or a traditional décor in the suburbs, the full Bannock lighting collection is available in two beautiful finishes, Brushed Nickel and Heirloom Bronze. The Bannock collection includes three-, five- and nine-light chandeliers, one-light mini pendant, two-light semi-flush convertible pendant, and one-, two-, three- and four-light bath vanity fixtures. Incandescent and ENERGY STAR-qualified LED lamping are available; all fixtures are California Title 24 compliant. | CEILING | Bannock | Ceiling Lights | Brushed Nickel | 962 | Steel | Satin Etched Glass | D:11.5" H:4.25" |  |  | 2 Medium A19 9.3w |  | 2 | Yes | [14 empty] | 0 | [12 empty] | 90.45 | 180.9 | 271.35 | D:13 1/2'' H:11 1/4'' O:49 1/2'' | 5.2 | 13.5 |  |  | 11.25 | Dual Mount |  | 10.5 | 49.5 |  |  |  | No |  | No | [20 empty] | D:5 1/4'' H:1 3/8'' Round |  |  |  |  | 72 | Clear Silver | 36 |  | Hardwired | 0 | 0 | 0 | 1 | 1 | 0 | 0 | 0 | 1 | 0 | 0 | 785652052064 | 16.25 | 16.25 | 11.75 | 6.6 | 1.796 | 250 | Yes | [9 empty] | cETL Damp | BANNOCK 2L CEILING-962 | Two Light Semi-Flush Convertible Pendant |  | 7716602EN3-962.jpg | 7716602.jpg
77174-962 | Two Light Semi-Flush Convertible Pendant | The aviation-inspired Brockton collection from Sea Gull Lighting will elevate your style quotient. The prominent design features flow together effortlessly, creating a profile with flair. With a truly transitional design, these pieces are equally at home in a traditional or contemporary setting. Offered in a Brush Nickel finish with White Alabaster glass shades or in a Burnt Sienna finish with Amber Scavo glass shades. The assortment includes nine-light, five-light and three-light chandeliers, pendants in four sizes, both flush and semi-flush ceiling fixtures, and one-light, two-light, and three-light wall/bath fixtures. Brockton features both incandescent and ENERGY STAR-qualified LED lighting fixtures; all fixtures are California Title 24 compliant. | CEILING | Brockton | Ceiling Lights | Brushed Nickel | 962 | Steel | Etched White Alabaster Glass | D:12" H:5.125" | D:12" |  | 2 Medium A19 100w |  | 2 | No | [14 empty] | 0 | [12 empty] | 79.5 | 159 | 238.5 | D:14 1/2'' H:15 3/4'' O:54 3/4'' | 6.3 | 14.5 |  |  | 15.75 | Dual Mount |  | 13.75 | 54.75 |  |  |  | No |  | No | [20 empty] | D:5 5/16'' H:2 3/4'' Round |  |  |  |  | 120 | Clear | 36 |  | Hardwired | 0 | 0 | 0 | 0 | 1 | 0 | 0 | 1 | 1 | 0 | 0 | 785652217319 | 17.25 | 17.25 | 12.75 | 8.4 | 2.196 | 250 | Yes | [8 empty] | UL Dry | cUL Dry | BROCKTON 2L CEILING-962 | Two Light Semi-Flush Convertible Pendant |  | 77174-962.jpg | 77174.jpg
77174EN3-962 | Two Light Semi-Flush Convertible Pendant | The aviation-inspired Brockton collection from Sea Gull Lighting will elevate your style quotient. The prominent design features flow together effortlessly, creating a profile with flair. With a truly transitional design, these pieces are equally at home in a traditional or contemporary setting. Offered in a Brush Nickel finish with White Alabaster glass shades or in a Burnt Sienna finish with Amber Scavo glass shades. The assortment includes nine-light, five-light and three-light chandeliers, pendants in four sizes, both flush and semi-flush ceiling fixtures, and one-light, two-light, and three-light wall/bath fixtures. Brockton features both incandescent and ENERGY STAR-qualified LED lighting fixtures; all fixtures are California Title 24 compliant. | CEILING | Brockton | Ceiling Lights | Brushed Nickel | 962 | Steel | Etched White Alabaster Glass | D:12" H:5.125" | D:12" |  | 2 Medium A19 9.3w |  | 2 | Yes | [14 empty] | 0 | [12 empty] | 88.5 | 177 | 265.5 | D:14 1/2'' H:15 3/4'' O:54 3/4'' | 6.3 | 14.5 |  |  | 15.75 | Dual Mount |  | 13.75 | 54.75 |  |  |  | No |  | No | [20 empty] | D:5 5/16'' H:2 3/4'' Round |  |  |  |  | 120 | Clear | 36 |  | Hardwired | 0 | 0 | 0 | 1 | 1 | 0 | 0 | 0 | 1 | 0 | 0 | 785652055645 | 17.25 | 17.25 | 12.75 | 8.4 | 2.196 | 250 | Yes | [8 empty] | UL Dry | cUL Dry | BROCKTON 2L CEILING-962 | Two Light Semi-Flush Convertible Pendant |  | 77174EN3-962.jpg | 77174.jpg
7724503-710 | Three Light Ceiling Convertible Pendant | The transitional styling of the Hanford lighting collection by Sea Gull Lighting is evident in its elegant symmetry articulated by long, sweeping arms. Tapered Etched glass shades produce a soft uplight and make Hanford complementary to a wide array of décor from traditional to contemporary. Offered in both Brushed Nickel and Burnt Sienna finishes, the collection includes five-, nine- and fifteen-light chandeliers, a three-light hall/foyer light, a one-light mini pendant, a three-light pendant, a three-light semi-flush mount which can convert into a pendant, and one-, two-, three- and four-light bath fixtures. Incandescent and ENERGY STAR-qualified LED lamping are available; all fixtures are California Title 24 compliant. | CEILING | Hanford | Ceiling Lights | Burnt Sienna | 710 | Steel | Satin Etched Glass | D:18.875" H:5.4375" |  |  | 3 Medium A19 100w |  | 3 | No | [14 empty] | 0 | [12 empty] | 136.98 | 273.96 | 410.94 | D:20 5/8'' H:14 1/4'' O:52 5/8'' | 13.8 | 20.625 |  |  | 14.25 | Center Lock-Up |  | 11.75 | 52.625 |  |  |  | No |  | No | [20 empty] | D:5'' H:7/8'' Round |  |  |  |  | 72 | Brown | 36 |  | Hardwired | 0 | 0 | 0 | 0 | 1 | 0 | 0 | 1 | 1 | 0 | 0 | 785652111143 | 23 | 22.75 | 12 | 17.3 | 3.634 | 175 | Yes | [9 empty] | cETL Damp | HANFORD 3L CEILING-710 | Three Light Ceiling Convertible Pendant |  | 7724503-710.jpg | 7724503.jpg
7724503-962 | Three Light Ceiling Convertible Pendant | The transitional styling of the Hanford lighting collection by Sea Gull Lighting is evident in its elegant symmetry articulated by long, sweeping arms. Tapered Etched glass shades produce a soft uplight and make Hanford complementary to a wide array of décor from traditional to contemporary. Offered in both Brushed Nickel and Burnt Sienna finishes, the collection includes five-, nine- and fifteen-light chandeliers, a three-light hall/foyer light, a one-light mini pendant, a three-light pendant, a three-light semi-flush mount which can convert into a pendant, and one-, two-, three- and four-light bath fixtures. Incandescent and ENERGY STAR-qualified LED lamping are available; all fixtures are California Title 24 compliant. | CEILING | Hanford | Ceiling Lights | Brushed Nickel | 962 | Steel | Satin Etched Glass | D:18.875" H:5.4375" |  |  | 3 Medium A19 100w |  | 3 | No | [14 empty] | 0 | [12 empty] | 136.98 | 273.96 | 410.94 | D:20 5/8'' H:14 1/4'' O:52 5/8'' | 13.8 | 20.625 |  |  | 14.25 | Center Lock-Up |  | 11.75 | 52.625 |  |  |  | No |  | No | [20 empty] | D:5'' H:7/8'' Round |  |  |  |  | 72 | Clear Silver | 36 |  | Hardwired | 0 | 0 | 0 | 0 | 1 | 0 | 0 | 1 | 1 | 0 | 0 | 785652111167 | 22.75 | 22.75 | 12 | 17.7 | 3.594 | 175 | Yes | [9 empty] | cETL Damp | HANFORD 3L CEILING-962 | Three Light Ceiling Convertible Pendant |  | 7724503-962.jpg | 7724503.jpg
7724503EN3-710 | Three Light Ceiling Convertible Pendant | The transitional styling of the Hanford lighting collection by Sea Gull Lighting is evident in its elegant symmetry articulated by long, sweeping arms. Tapered Etched glass shades produce a soft uplight and make Hanford complementary to a wide array of décor from traditional to contemporary. Offered in both Brushed Nickel and Burnt Sienna finishes, the collection includes five-, nine- and fifteen-light chandeliers, a three-light hall/foyer light, a one-light mini pendant, a three-light pendant, a three-light semi-flush mount which can convert into a pendant, and one-, two-, three- and four-light bath fixtures. Incandescent and ENERGY STAR-qualified LED lamping are available; all fixtures are California Title 24 compliant. | CEILING | Hanford | Ceiling Lights | Burnt Sienna | 710 | Steel | Satin Etched Glass | D:18.875" H:5.4375" |  |  | 3 Medium A19 9.3w |  | 3 | Yes | [14 empty] | 0 | [12 empty] | 149.98 | 299.96 | 449.94 | D:20 5/8'' H:14 1/4'' O:52 5/8'' | 13.8 | 20.625 |  |  | 14.25 | Center Lock-Up |  | 11.75 | 52.625 |  |  |  | No |  | No | [20 empty] | D:5'' H:7/8'' Round |  |  |  |  | 72 | Brown | 36 |  | Hardwired | 0 | 0 | 0 | 1 | 1 | 0 | 0 | 0 | 1 | 0 | 0 | 785652045820 | 23 | 22.75 | 12 | 17.3 | 3.634 | 175 | Yes | [9 empty] | cETL Damp | HANFORD 3L CEILING-710 | Three Light Ceiling Convertible Pendant |  | 7724503EN3-710.jpg | 7724503.jpg
7724503EN3-962 | Three Light Ceiling Convertible Pendant | The transitional styling of the Hanford lighting collection by Sea Gull Lighting is evident in its elegant symmetry articulated by long, sweeping arms. Tapered Etched glass shades produce a soft uplight and make Hanford complementary to a wide array of décor from traditional to contemporary. Offered in both Brushed Nickel and Burnt Sienna finishes, the collection includes five-, nine- and fifteen-light chandeliers, a three-light hall/foyer light, a one-light mini pendant, a three-light pendant, a three-light semi-flush mount which can convert into a pendant, and one-, two-, three- and four-light bath fixtures. Incandescent and ENERGY STAR-qualified LED lamping are available; all fixtures are California Title 24 compliant. | CEILING | Hanford | Ceiling Lights | Brushed Nickel | 962 | Steel | Satin Etched Glass | D:18.875" H:5.4375" |  |  | 3 Medium A19 9.3w |  | 3 | Yes | [14 empty] | 0 | [12 empty] | 149.98 | 299.96 | 449.94 | D:20 5/8'' H:14 1/4'' O:52 5/8'' | 13.8 | 20.625 |  |  | 14.25 | Center Lock-Up |  | 11.75 | 52.625 |  |  |  | No |  | No | [20 empty] | D:5'' H:7/8'' Round |  |  |  |  | 72 | Clear Silver | 36 |  | Hardwired | 0 | 0 | 0 | 1 | 1 | 0 | 0 | 0 | 1 | 0 | 0 | 785652045837 | 22.75 | 22.75 | 12 | 17.7 | 3.594 | 175 | Yes | [9 empty] | cETL Damp | HANFORD 3L CEILING-962 | Three Light Ceiling Convertible Pendant |  | 7724503EN3-962.jpg | 7724503.jpg
7724602-778 | Two Light Semi-Flush Convertible Pendant | The silhouette of the modern Alturas lighting collection by Sea Gull Lighting features an interlocking, spherical steel frame, which harkens back to the Unisphere constructed for the 1964 New York World's Fair. The minimalist Alturas Collection draws the eye to the soft, warm glow of the light emitted from the cylindrical Satin Etched glass shades. The full assortment includes three-, five- and nine-light chandeliers, a one-light mini pendant, a three-light pendant, a two-light semi flush which is convertible into a pendant, and one-, two-, three- and four-light bath fixtures. All fixtures are offered in Brushed Oil Rubbed Bronze, Brushed Nickel and Satin Bronze finishes, the bath fixtures are also offered in Chrome finish. Incandescent and ENERGY STAR-qualified LED lamping are available; all fixtures are California Title 24 compliant. | CEILING | Alturas | Ceiling Lights | Brushed Oil Rubbed Bronze | 778 | Steel | Etched / White Inside Glass | D:12" H:6" |  |  | 2 Medium A19 60w |  | 2 | No | [14 empty] | 0 | [12 empty] | 89.48 | 178.96 | 268.44 | D:14'' H:16 3/8'' O:53 5/8'' | 7 | 14 |  |  | 16.375 | Center Lock-Up |  | 14.875 | 53.625 |  |  |  | No |  | No | [20 empty] | D:5 1/8'' H:3/4'' Round |  |  |  |  | 72 | Brown | 36 |  | Hardwired | 0 | 0 | 0 | 0 | 1 | 0 | 0 | 1 | 1 | 0 | 0 | 785652067235 | 16.25 | 16 | 12.625 | 9.4 | 1.9 | 175 | Yes | [9 empty] | cETL Damp | ALTURAS 2L CEILING-778 | Two Light Semi-Flush Convertible Pendant |  | 7724602-778.png | 7724602.jpg
7724602-848 | Two Light Semi-Flush Convertible Pendant | The silhouette of the modern Alturas lighting collection by Sea Gull Lighting features an interlocking, spherical steel frame, which harkens back to the Unisphere constructed for the 1964 New York World's Fair. The minimalist Alturas Collection draws the eye to the soft, warm glow of the light emitted from the cylindrical Satin Etched glass shades. The full assortment includes three-, five- and nine-light chandeliers, a one-light mini pendant, a three-light pendant, a two-light semi flush which is convertible into a pendant, and one-, two-, three- and four-light bath fixtures. All fixtures are offered in Brushed Oil Rubbed Bronze, Brushed Nickel and Satin Bronze finishes, the bath fixtures are also offered in Chrome finish. Incandescent and ENERGY STAR-qualified LED lamping are available; all fixtures are California Title 24 compliant. | CEILING | Alturas | Ceiling Lights | Satin Bronze | 848 | Steel | Etched / White Inside Glass | D:12" H:6" |  |  | 2 Medium A19 60w |  | 2 | No | [14 empty] | 0 | [12 empty] | 89.48 | 178.96 | 268.44 | D:14'' H:16 3/8'' O:53 5/8'' | 7 | 14 |  |  | 16.375 | Center Lock-Up |  | 14.875 | 53.625 |  |  |  | No |  | No | [20 empty] | D:5 1/8'' H:3/4'' Round |  |  |  |  | 72 | Gold | 36 |  | Hardwired | 0 | 0 | 0 | 0 | 1 | 0 | 0 | 1 | 1 | 0 | 0 | 785652000652 | 16 | 16 | 12.75 | 9 | 1.889 | 175 | Yes | [9 empty] | cETL Damp | ALTURAS 2L CEILING-848 | Two Light Semi-Flush Convertible Pendant |  | 7724602-848.jpg | 7724602.jpg
7724602-962 | Two Light Semi-Flush Convertible Pendant | The silhouette of the modern Alturas lighting collection by Sea Gull Lighting features an interlocking, spherical steel frame, which harkens back to the Unisphere constructed for the 1964 New York World's Fair. The minimalist Alturas Collection draws the eye to the soft, warm glow of the light emitted from the cylindrical Satin Etched glass shades. The full assortment includes three-, five- and nine-light chandeliers, a one-light mini pendant, a three-light pendant, a two-light semi flush which is convertible into a pendant, and one-, two-, three- and four-light bath fixtures. All fixtures are offered in Brushed Oil Rubbed Bronze, Brushed Nickel and Satin Bronze finishes, the bath fixtures are also offered in Chrome finish. Incandescent and ENERGY STAR-qualified LED lamping are available; all fixtures are California Title 24 compliant. | CEILING | Alturas | Ceiling Lights | Brushed Nickel | 962 | Steel | Etched / White Inside Glass | D:12" H:6" |  |  | 2 Medium A19 60w |  | 2 | No | [14 empty] | 0 | [12 empty] | 95.48 | 190.96 | 286.44 | D:14'' H:16 3/8'' O:53 5/8'' | 7 | 14 |  |  | 16.375 | Center Lock-Up |  | 14.875 | 53.625 |  |  |  | No |  | No | [20 empty] | D:5 1/8'' H:3/4'' Round |  |  |  |  | 72 | Clear Silver | 36 |  | Hardwired | 0 | 0 | 0 | 0 | 1 | 0 | 0 | 1 | 1 | 0 | 0 | 785652108983 | 16 | 16 | 13 | 9.3 | 1.926 | 175 | Yes | [9 empty] | cETL Damp | ALTURAS 2L CEILING-962 | Two Light Semi-Flush Convertible Pendant |  | 7724602-962.jpg | 7724602.jpg
7724602EN3-778 | Two Light Semi-Flush Convertible Pendant | The silhouette of the modern Alturas lighting collection by Sea Gull Lighting features an interlocking, spherical steel frame, which harkens back to the Unisphere constructed for the 1964 New York World's Fair. The minimalist Alturas Collection draws the eye to the soft, warm glow of the light emitted from the cylindrical Satin Etched glass shades. The full assortment includes three-, five- and nine-light chandeliers, a one-light mini pendant, a three-light pendant, a two-light semi flush which is convertible into a pendant, and one-, two-, three- and four-light bath fixtures. All fixtures are offered in Brushed Oil Rubbed Bronze, Brushed Nickel and Satin Bronze finishes, the bath fixtures are also offered in Chrome finish. Incandescent and ENERGY STAR-qualified LED lamping are available; all fixtures are California Title 24 compliant. | CEILING | Alturas | Ceiling Lights | Brushed Oil Rubbed Bronze | 778 | Steel | Etched / White Inside Glass | D:12" H:6" |  |  | 2 Medium A19 9.3w |  | 2 | Yes | [14 empty] | 0 | [12 empty] | 99.98 | 199.96 | 299.94 | D:14'' H:16 3/8'' O:53 5/8'' | 7 | 14 |  |  | 16.375 | Center Lock-Up |  | 14.875 | 53.625 |  |  |  | No |  | No | [20 empty] | D:5 1/8'' H:3/4'' Round |  |  |  |  | 72 | Brown | 36 |  | Hardwired | 0 | 0 | 0 | 1 | 1 | 0 | 0 | 0 | 1 | 0 | 0 | 785652068133 | 16.25 | 16 | 12.625 | 9.4 | 1.9 | 175 | Yes | [9 empty] | cETL Damp | ALTURAS 2L LED CEILING-778 | Two Light Semi-Flush Convertible Pendant |  | 7724602EN3-778.png | 7724602.jpg
7724602EN3-848 | Two Light Semi-Flush Convertible Pendant | The silhouette of the modern Alturas lighting collection by Sea Gull Lighting features an interlocking, spherical steel frame, which harkens back to the Unisphere constructed for the 1964 New York World's Fair. The minimalist Alturas Collection draws the eye to the soft, warm glow of the light emitted from the cylindrical Satin Etched glass shades. The full assortment includes three-, five- and nine-light chandeliers, a one-light mini pendant, a three-light pendant, a two-light semi flush which is convertible into a pendant, and one-, two-, three- and four-light bath fixtures. All fixtures are offered in Brushed Oil Rubbed Bronze, Brushed Nickel and Satin Bronze finishes, the bath fixtures are also offered in Chrome finish. Incandescent and ENERGY STAR-qualified LED lamping are available; all fixtures are California Title 24 compliant. | CEILING | Alturas | Ceiling Lights | Satin Bronze | 848 | Steel | Etched / White Inside Glass | D:12" H:6" |  |  | 2 Medium A19 9.3w |  | 2 | Yes | [14 empty] | 0 | [12 empty] | 99.98 | 199.96 | 299.94 | D:14'' H:16 3/8'' O:53 5/8'' | 7 | 14 |  |  | 16.375 | Center Lock-Up |  | 14.875 | 53.625 |  |  |  | No |  | No | [20 empty] | D:5 1/8'' H:3/4'' Round |  |  |  |  | 72 | Gold | 36 |  | Hardwired | 0 | 0 | 0 | 1 | 1 | 0 | 0 | 0 | 1 | 0 | 0 | 785652052071 | 16 | 16 | 12.75 | 9 | 1.889 | 175 | Yes | [9 empty] | cETL Damp | ALTURAS 2L CEILING-848 | Two Light Semi-Flush Convertible Pendant |  | 7724602EN3-848.jpg | 7724602.jpg
7724602EN3-962 | Two Light Semi-Flush Convertible Pendant | The silhouette of the modern Alturas lighting collection by Sea Gull Lighting features an interlocking, spherical steel frame, which harkens back to the Unisphere constructed for the 1964 New York World's Fair. The minimalist Alturas Collection draws the eye to the soft, warm glow of the light emitted from the cylindrical Satin Etched glass shades. The full assortment includes three-, five- and nine-light chandeliers, a one-light mini pendant, a three-light pendant, a two-light semi flush which is convertible into a pendant, and one-, two-, three- and four-light bath fixtures. All fixtures are offered in Brushed Oil Rubbed Bronze, Brushed Nickel and Satin Bronze finishes, the bath fixtures are also offered in Chrome finish. Incandescent and ENERGY STAR-qualified LED lamping are available; all fixtures are California Title 24 compliant. | CEILING | Alturas | Ceiling Lights | Brushed Nickel | 962 | Steel | Etched / White Inside Glass | D:12" H:6" |  |  | 2 Medium A19 9.3w |  | 2 | Yes | [14 empty] | 0 | [12 empty] | 99.95 | 199.9 | 299.85 | D:14'' H:16 3/8'' O:53 5/8'' | 7 | 14 |  |  | 16.375 | Center Lock-Up |  | 14.875 | 53.625 |  |  |  | No |  | No | [20 empty] | D:5 1/8'' H:3/4'' Round |  |  |  |  | 72 | Clear Silver | 36 |  | Hardwired | 0 | 0 | 0 | 1 | 1 | 0 | 0 | 0 | 1 | 0 | 0 | 785652052088 | 16 | 16 | 13 | 9.3 | 1.926 | 175 | Yes | [9 empty] | cETL Damp | ALTURAS 2L CEILING-962 | Two Light Semi-Flush Convertible Pendant |  | 7724602EN3-962.jpg | 7724602.jpg
7724903-846 | Three Light Semi-Flush Mount | The transitional Socorro lighting collection by Sea Gull Lighting features a classic, barbed Quatrefoil profile - wholly updated by combining a distressed Cerused Oak finish on the decorative silhouette with the rich Stardust finish on the metal bobeches and decorative strapping to create undeniable rustic charm. While still offered in its original finish Stardust, the Socorro has been beautifully updated with our popular Washed Pine and Chrome finish to offer a modern take on this timeless industrial beauty. The collection includes a four-light mini-chandelier, medium and large six-light chandeliers, and four-light and six-light hall / foyer pendants. Incandescent candelabra base lamping. | CEILING | Socorro | Ceiling Lights | Stardust / Cerused Oak | 846 / 735 | Steel |  |  |  |  | 3 Candelabra Torpedo 60w |  | 3 | No | [14 empty] | 0 | [12 empty] | 104.5 | N/A | 313.5 | D:15 1/2'' H:15 1/2'' |  | 15.5 |  |  | 15.5 | Cap Nuts | [6 empty] | No |  | No | [20 empty] | D:5'' H:1 1/2'' Round |  |  |  |  | 6.5 | Black/White |  |  | Hardwired | 0 | 0 | 0 | 0 | 1 | 0 | 0 | 1 | 0 | 0 | 0 | 785652078040 | 20.5 | 20.5 | 21.5 | 10.7 | 5.229 | 250 | Yes | [9 empty] | cETL Damp | SOCORRO 3L SEMFLUSH-846 | Three Light Semi-Flush Mount |  | 7724903-846.jpg | 7724903.jpg
7724903EN-846 | Three Light Semi-Flush Mount | The transitional Socorro lighting collection by Sea Gull Lighting features a classic, barbed Quatrefoil profile - wholly updated by combining a distressed Cerused Oak finish on the decorative silhouette with the rich Stardust finish on the metal bobeches and decorative strapping to create undeniable rustic charm. While still offered in its original finish Stardust, the Socorro has been beautifully updated with our popular Washed Pine and Chrome finish to offer a modern take on this timeless industrial beauty. The collection includes a four-light mini-chandelier, medium and large six-light chandeliers, and four-light and six-light hall / foyer pendants. Incandescent candelabra base lamping. | CEILING | Socorro | Ceiling Lights | Stardust / Cerused Oak | 846 / 735 | Steel |  |  |  |  | 3 Candelabra Torpedo 3.5w |  | 3 | Yes | [14 empty] | 0 | [12 empty] | 122.5 | N/A | 367.5 | D:15 1/2'' H:15 1/2'' |  | 15.5 |  |  | 15.5 | Cap Nuts | [6 empty] | No |  | No | [20 empty] | D:5'' H:1 1/2'' Round |  |  |  |  | 6.5 | Black/White |  |  | Hardwired | 0 | 0 | 0 | 1 | 1 | 0 | 0 | 0 | 0 | 0 | 0 | 785652082221 | [16 empty] | cETL Damp | SOCORRO 3L SEMFLUSH-846 | Three Light Semi-Flush Mount |  | 7724903EN-846.jpg | 7724903EN.jpg
77262-710 | Two Light Flush / Semi-Flush Convertible | The sleek, fabric shades and smooth acrylic diffusers of the Dayna shade pendant collection by Sea Gull Lighting combine to create a warm glow. Finished-off with decorative metal finials to secure the White Acrylic diffusers in place, these fixtures convey a tailored look while creating both ambient and task lighting. The assortment includes two-light, three-light and four-light pendants and a two-light flush /semi-flush convertible all with classic drum shades, as well as a large four-light pendant with an angular trapezoidal shade, and all are offered in either Brushed Nickel or Burnt Sienna finishes with either Cream or Beige Faux Linen fabric shades. Both incandescent lamping and ENERGY STAR-qualified LED lamping are available; all fixtures are California Title 24 compliant. | CEILING | Dayna Shade Pendants | Ceiling Lights | Burnt Sienna | 710 | Steel | Linen Fabric | D:14" H:8.5" |  | White Acrylic | 2 Medium A19 100w |  | 2 | No | [14 empty] | 0 | [12 empty] | 99.95 | 199.9 | 299.85 | D:14'' H:8 1/2'' | 3.3 | 14 |  |  | 8.5 | Cap Nuts |  | 12.75 |  |  |  |  | No |  | No | [20 empty] | D:5'' H:1'' Round |  |  |  |  | 6.5 |  |  |  | Hardwired | 0 | 0 | 0 | 0 | 1 | 0 | 0 | 1 | 0 | 0 | 0 | 785652222610 | 15.5 | 15.58 | 12 | 5.9 | 1.677 | 250 | Yes | [8 empty] | UL Dry | cUL Dry | DAYNA 2L CEILING-710 | Two Light Flush / Semi-Flush Convertible |  | 77262-710.jpg | 77262.jpg
77262-962 | Two Light Flush / Semi-Flush Convertible | The sleek, fabric shades and smooth acrylic diffusers of the Dayna shade pendant collection by Sea Gull Lighting combine to create a warm glow. Finished-off with decorative metal finials to secure the White Acrylic diffusers in place, these fixtures convey a tailored look while creating both ambient and task lighting. The assortment includes two-light, three-light and four-light pendants and a two-light flush /semi-flush convertible all with classic drum shades, as well as a large four-light pendant with an angular trapezoidal shade, and all are offered in either Brushed Nickel or Burnt Sienna finishes with either Cream or Beige Faux Linen fabric shades. Both incandescent lamping and ENERGY STAR-qualified LED lamping are available; all fixtures are California Title 24 compliant. | CEILING | Dayna Shade Pendants | Ceiling Lights | Brushed Nickel | 962 | Steel | Faux Silk Fabric | D:14" H:8.5" |  | White Acrylic | 2 Medium A19 100w |  | 2 | No | [14 empty] | 0 | [12 empty] | 99.95 | 199.9 | 299.85 | D:14'' H:8 1/2'' | 3.3 | 14 |  |  | 8.5 | Cap Nuts |  | 12.75 |  |  |  |  | No |  | No | [20 empty] | D:5'' H:1'' Round |  |  |  |  | 6.5 |  |  |  | Hardwired | 0 | 0 | 0 | 0 | 1 | 0 | 0 | 1 | 0 | 0 | 0 | 785652222597 | 15.5 | 15.58 | 12 | 5.9 | 1.677 | 250 | Yes | [8 empty] | C-UL-US Dry |  | DAYNA 2L CEILING-962 | Two Light Flush / Semi-Flush Convertible |  | 77262-962.jpg | 77262.jpg
77262EN3-710 | Two Light Flush / Semi-Flush Convertible | The sleek, fabric shades and smooth acrylic diffusers of the Dayna shade pendant collection by Sea Gull Lighting combine to create a warm glow. Finished-off with decorative metal finials to secure the White Acrylic diffusers in place, these fixtures convey a tailored look while creating both ambient and task lighting. The assortment includes two-light, three-light and four-light pendants and a two-light flush /semi-flush convertible all with classic drum shades, as well as a large four-light pendant with an angular trapezoidal shade, and all are offered in either Brushed Nickel or Burnt Sienna finishes with either Cream or Beige Faux Linen fabric shades. Both incandescent lamping and ENERGY STAR-qualified LED lamping are available; all fixtures are California Title 24 compliant. | CEILING | Dayna Shade Pendants | Ceiling Lights | Burnt Sienna | 710 | Steel | Faux Silk Fabric | D:14" H:8.5" |  | White Acrylic | 2 Medium A19 9.3w |  | 2 | Yes | [14 empty] | 0 | [12 empty] | 112.98 | 225.96 | 338.94 | D:14'' H:8 1/2'' | 3.3 | 14 |  |  | 8.5 | Cap Nuts |  | 12.75 |  |  |  |  | No |  | No | [20 empty] | D:5'' H:1'' Round |  |  |  |  | 6.5 | Black/White |  |  | Hardwired | 0 | 0 | 0 | 1 | 1 | 0 | 0 | 0 | 0 | 0 | 0 | 785652052095 | 15.5 | 15.5 | 12 | 5.9 | 1.668 | 250 | Yes | [8 empty] | C-UL-US Dry |  | DAYNA 2L CEILING-710 | Two Light Flush / Semi-Flush Convertible |  | 77262EN3-710.jpg | 77262.jpg
77262EN3-962 | Two Light Flush / Semi-Flush Convertible | The sleek, fabric shades and smooth acrylic diffusers of the Dayna shade pendant collection by Sea Gull Lighting combine to create a warm glow. Finished-off with decorative metal finials to secure the White Acrylic diffusers in place, these fixtures convey a tailored look while creating both ambient and task lighting. The assortment includes two-light, three-light and four-light pendants and a two-light flush /semi-flush convertible all with classic drum shades, as well as a large four-light pendant with an angular trapezoidal shade, and all are offered in either Brushed Nickel or Burnt Sienna finishes with either Cream or Beige Faux Linen fabric shades. Both incandescent lamping and ENERGY STAR-qualified LED lamping are available; all fixtures are California Title 24 compliant. | CEILING | Dayna Shade Pendants | Ceiling Lights | Brushed Nickel | 962 | Steel | Faux Silk Fabric | D:14" H:8.5" |  | White Acrylic | 2 Medium A19 9.3w |  | 2 | Yes | [14 empty] | 0 | [12 empty] | 112.98 | 225.96 | 338.94 | D:14'' H:8 1/2'' | 3.3 | 14 |  |  | 8.5 | Cap Nuts |  | 12.75 |  |  |  |  | No |  | No | [20 empty] | D:5'' H:1'' Round |  |  |  |  | 6.5 | Black/White |  |  | Hardwired | 0 | 0 | 0 | 1 | 1 | 0 | 0 | 0 | 0 | 0 | 0 | 785652052101 | 15.5 | 15.8 | 12 | 5.9 | 1.701 | 250 | Yes | [8 empty] | C-UL-US Dry |  | DAYNA 2L CEILING-962 | Two Light Flush / Semi-Flush Convertible |  | 77262EN3-962.jpg | 77262.jpg
77263-710 | One Light Ceiling Flush Mount | Adaptability takes center stage with the Geary Collection. This series of traditional up-light pendants, semi-flush and flush-mount fixtures feature decoratively bowed arms and constructed of rectangular steel tubing. Geary is a true cross-collection piece, offered in four beautiful finishes Blacksmith, Brushed Nickel, Burnt Sienna and Heirloom Bronze. The Geary has a universal appeal matching 24 different Sea Gull Lighting interior collections. Offering subtle style with practical design, Geary is at home in almost any room. The fixtures have a fluid movement with a traditional look to complement a wide range of decor. | CEILING | Geary | Ceiling Lights | Burnt Sienna | 710 | Steel |  |  |  | Satin Etched Glass | 1 Medium A19 100w |  | 1 | No | [14 empty] | 0 | [12 empty] | 23.98 | 47.96 | 71.94 | D:10 1/2'' H:5 1/2'' | 2.5 | 10.5 |  |  | 5.5 | Key Slots | [6 empty] | No |  | No | [25 empty] | 6.5 |  |  | N/A | Hardwired | 0 | 0 | 0 | 0 | 1 | 0 | 0 | 1 | 0 | 0 | 0 | 785652244131 | 11 | 11 | 6.5 | 3.1 | 0.455 | 125 | Yes | [8 empty] | UL Damp | cUL Damp | GEARY 1L FLUSH MOUNT-710 | One Light Ceiling Flush Mount |  | 77263-710.jpg | 77263.jpg
7726393S-710 | Small LED Ceiling Flush Mount | Adaptability takes center stage with the Geary Collection. This series of traditional up-light pendants, semi-flush and flush-mount fixtures feature decoratively bowed arms and constructed of rectangular steel tubing. Geary is a true cross-collection piece, offered in four beautiful finishes Blacksmith, Brushed Nickel, Burnt Sienna and Heirloom Bronze. The Geary has a universal appeal matching 24 different Sea Gull Lighting interior collections. Offering subtle style with practical design, Geary is at home in almost any room. The fixtures have a fluid movement with a traditional look to complement a wide range of decor. | CEILING | Geary | Ceiling Lights | Burnt Sienna | 710 | Steel |  |  |  | Satin Etched Glass |  |  | 1 | No | 1000 | 3000 | 90 | 14 | 120 | 19 - Integrated | MODS - Modules |  | 5 | 100 | LED | 14 | 14 | 50000 | 0 | [12 empty] | 31.48 | 62.96 | 94.44 | D:10 1/2'' H:5 1/2'' | 2.3 | 10.5 |  |  | 5.5 | Key Slots | [6 empty] | No |  | No | [25 empty] | 6.5 |  |  |  | Hardwired | 0 | 0 | 0 | 0 | 1 | 0 | 0 | 0 | 0 | 0 | 0 | 785652064548 | 13.5 | 13.25 | 7 | 3.3 | 0.725 | 175 | Yes | [8 empty] | C-UL-US Damp |  | GEARY LED SM FLUSH MOUNT-710 | Small LED Ceiling Flush Mount |  | 7726393S-710.jpg | 77063.jpg
77263EN3-710 | One Light Ceiling Flush Mount | Adaptability takes center stage with the Geary Collection. This series of traditional up-light pendants, semi-flush and flush-mount fixtures feature decoratively bowed arms and constructed of rectangular steel tubing. Geary is a true cross-collection piece, offered in four beautiful finishes Blacksmith, Brushed Nickel, Burnt Sienna and Heirloom Bronze. The Geary has a universal appeal matching 24 different Sea Gull Lighting interior collections. Offering subtle style with practical design, Geary is at home in almost any room. The fixtures have a fluid movement with a traditional look to complement a wide range of decor. | CEILING | Geary | Ceiling Lights | Burnt Sienna | 710 | Steel |  |  |  | Satin Etched Glass | 1 Medium A19 9.3w |  | 1 | Yes | [14 empty] | 0 | [12 empty] | 28.98 | 57.96 | 86.94 | D:10 1/2'' H:5 1/2'' | 2.3 | 10.5 |  |  | 5.5 | Key Slots | [6 empty] | No |  | No | [25 empty] | 6.5 | Black/White |  |  | Hardwired | 0 | 0 | 0 | 1 | 1 | 0 | 0 | 0 | 0 | 0 | 0 | 785652052118 | 11 | 11 | 6.5 | 3.1 | 0.455 | 125 | Yes | [8 empty] | C-UL-US Damp |  | GEARY 1L LED FLUSH MOUNT-710 | One Light Ceiling Flush Mount |  | 77263EN3-710.jpg | 77263.jpg
77264-710 | Two Light Ceiling Flush Mount | Adaptability takes center stage with the Geary Collection. This series of traditional up-light pendants, semi-flush and flush-mount fixtures feature decoratively bowed arms and constructed of rectangular steel tubing. Geary is a true cross-collection piece, offered in four beautiful finishes Blacksmith, Brushed Nickel, Burnt Sienna and Heirloom Bronze. The Geary has a universal appeal matching 24 different Sea Gull Lighting interior collections. Offering subtle style with practical design, Geary is at home in almost any room. The fixtures have a fluid movement with a traditional look to complement a wide range of decor. | CEILING | Geary | Ceiling Lights | Burnt Sienna | 710 | Steel |  |  |  | Satin Etched Glass | 2 Medium A19 60w |  | 2 | No | [14 empty] | 0 | [12 empty] | 33.98 | 67.96 | 101.94 | D:13 1/4'' H:6 1/4'' | 3.2 | 13.25 |  |  | 6.25 | Key Slots | [6 empty] | No |  | No | [25 empty] | 6.5 |  |  |  | Hardwired | 0 | 0 | 0 | 0 | 1 | 0 | 0 | 1 | 0 | 0 | 0 | 785652244179 | 14 | 13.5 | 7 | 4.1 | 0.766 | 175 | Yes | [8 empty] | UL Damp | cUL Damp | GEARY 2L FLUSH MOUNT-710 | Two Light Ceiling Flush Mount |  | 77263-710.jpg | 77264.jpg
7726493S-710 | Medium LED Ceiling Flush Mount | Adaptability takes center stage with the Geary Collection. This series of traditional up-light pendants, semi-flush and flush-mount fixtures feature decoratively bowed arms and constructed of rectangular steel tubing. Geary is a true cross-collection piece, offered in four beautiful finishes Blacksmith, Brushed Nickel, Burnt Sienna and Heirloom Bronze. The Geary has a universal appeal matching 24 different Sea Gull Lighting interior collections. Offering subtle style with practical design, Geary is at home in almost any room. The fixtures have a fluid movement with a traditional look to complement a wide range of decor. | CEILING | Geary | Ceiling Lights | Burnt Sienna | 710 | Steel |  |  |  | Satin Etched Glass |  |  | 1 | No | 1000 | 3000 | 90 | 14 | 120 | 19 - Integrated | MODS - Modules |  | 5 | 100 | LED | 14 | 14 | 50000 | 0 | [12 empty] | 38.98 | 77.96 | 116.94 | D:12 1/2'' H:5 1/2'' | 3.2 | 12.5 |  |  | 5.5 | Key Slots | [6 empty] | No |  | No | [25 empty] | 6.5 |  |  |  | Hardwired | 0 | 0 | 0 | 0 | 1 | 0 | 0 | 0 | 0 | 0 | 0 | 785652064555 | 15.25 | 15 | 7 | 4 | 0.927 | 175 | Yes | [8 empty] | UL Damp | cUL Damp | GEARY LED MD FLUSH MOUNT-710 | Medium LED Ceiling Flush Mount |  | 7726493S-710.jpg | 77264.jpg
77264EN3-710 | Two Light Ceiling Flush Mount | Adaptability takes center stage with the Geary Collection. This series of traditional up-light pendants, semi-flush and flush-mount fixtures feature decoratively bowed arms and constructed of rectangular steel tubing. Geary is a true cross-collection piece, offered in four beautiful finishes Blacksmith, Brushed Nickel, Burnt Sienna and Heirloom Bronze. The Geary has a universal appeal matching 24 different Sea Gull Lighting interior collections. Offering subtle style with practical design, Geary is at home in almost any room. The fixtures have a fluid movement with a traditional look to complement a wide range of decor. | CEILING | Geary | Ceiling Lights | Burnt Sienna | 710 | Steel |  |  |  | Satin Etched Glass | 2 Medium A19 9.3w |  | 2 | Yes | [14 empty] | 0 | [12 empty] | 44.48 | 88.96 | 133.44 | D:12 1/2'' H:5 1/2'' | 3.2 | 12.5 |  |  | 5.5 | Key Slots | [6 empty] | No |  | No | [25 empty] | 6.5 | Black/White |  |  | Hardwired | 0 | 0 | 0 | 1 | 1 | 0 | 0 | 0 | 0 | 0 | 0 | 785652052125 | 14 | 13.5 | 7 | 4.1 | 0.766 | 175 | Yes | [8 empty] | C-UL-US Damp |  | GEARY 2L LED FLUSH MOUNT-710 | Two Light Ceiling Flush Mount |  | 77264EN3-710.jpg | 77264.jpg
77265-710 | Three Light Ceiling Flush Mount | Adaptability takes center stage with the Geary Collection. This series of traditional up-light pendants, semi-flush and flush-mount fixtures feature decoratively bowed arms and constructed of rectangular steel tubing. Geary is a true cross-collection piece, offered in four beautiful finishes Blacksmith, Brushed Nickel, Burnt Sienna and Heirloom Bronze. The Geary has a universal appeal matching 24 different Sea Gull Lighting interior collections. Offering subtle style with practical design, Geary is at home in almost any room. The fixtures have a fluid movement with a traditional look to complement a wide range of decor. | CEILING | Geary | Ceiling Lights | Burnt Sienna | 710 | Steel |  |  |  | Satin Etched Glass | 3 Medium A19 60w |  | 3 | No | [14 empty] | 0 | [12 empty] | 47.48 | 94.96 | 142.44 | D:15 1/4'' H:6 1/2'' | 4.1 | 15.25 |  |  | 6.5 | Key Slots | [6 empty] | No |  | No | [25 empty] | 6.5 |  |  |  | Hardwired | 0 | 0 | 0 | 0 | 1 | 0 | 0 | 1 | 0 | 0 | 0 | 785652244223 | 15 | 15 | 8.5 | 5.7 | 1.107 | 175 | Yes | [8 empty] | UL Damp | cUL Damp | GEARY 3L FLUSH MOUNT-710 | Three Light Ceiling Flush Mount |  | 77264-710.jpg | 77265.jpg
7726593S-710 | Large LED Ceiling Flush Mount | Adaptability takes center stage with the Geary Collection. This series of traditional up-light pendants, semi-flush and flush-mount fixtures feature decoratively bowed arms and constructed of rectangular steel tubing. Geary is a true cross-collection piece, offered in four beautiful finishes Blacksmith, Brushed Nickel, Burnt Sienna and Heirloom Bronze. The Geary has a universal appeal matching 24 different Sea Gull Lighting interior collections. Offering subtle style with practical design, Geary is at home in almost any room. The fixtures have a fluid movement with a traditional look to complement a wide range of decor. | CEILING | Geary | Ceiling Lights | Burnt Sienna | 710 | Steel |  |  |  | Satin Etched Glass |  |  | 2 | No | 2000 | 3000 | 90 | 28 | 120 | 19 - Integrated | MODS - Modules |  | 5 | 100 | LED | 28 | 28 | 50000 | 0 | [12 empty] | 57.98 | 115.96 | 173.94 | D:14 1/2'' H:6 1/2'' | 4.6 | 14.5 |  |  | 6.5 | Key Slots | [6 empty] | No |  | No | [25 empty] | 6.5 |  |  |  | Hardwired | 0 | 0 | 0 | 0 | 1 | 0 | 0 | 0 | 0 | 0 | 0 | 785652064562 | 17.25 | 17 | 8 | 5.9 | 1.358 | 175 | Yes | [8 empty] | UL Damp | cUL Damp | GEARY LED LG FLUSH MOUNT-710 | Large LED Ceiling Flush Mount |  | 7726593S-710.jpg | 77265.jpg
77265EN3-710 | Three Light Ceiling Flush Mount | Adaptability takes center stage with the Geary Collection. This series of traditional up-light pendants, semi-flush and flush-mount fixtures feature decoratively bowed arms and constructed of rectangular steel tubing. Geary is a true cross-collection piece, offered in four beautiful finishes Blacksmith, Brushed Nickel, Burnt Sienna and Heirloom Bronze. The Geary has a universal appeal matching 24 different Sea Gull Lighting interior collections. Offering subtle style with practical design, Geary is at home in almost any room. The fixtures have a fluid movement with a traditional look to complement a wide range of decor. | CEILING | Geary | Ceiling Lights | Burnt Sienna | 710 | Steel |  |  |  | Satin Etched Glass | 3 Medium A19 9.3w |  | 3 | Yes | [14 empty] | 0 | [12 empty] | 62.48 | 124.96 | 187.44 | D:14 1/2'' H:6 1/2'' | 4.1 | 14.5 |  |  | 6.5 | Key Slots | [6 empty] | No |  | No | [25 empty] | 6.5 | Black/White |  |  | Hardwired | 0 | 0 | 0 | 1 | 1 | 0 | 0 | 0 | 0 | 0 | 0 | 785652052132 | 15 | 15 | 8.5 | 5.7 | 1.107 | 175 | Yes | [8 empty] | C-UL-US Damp |  | GEARY 3L LED FLUSH MOUNT-710 | Three Light Ceiling Flush Mount |  | 77265EN3-710.jpg | 77265.jpg
7727802-839 | Two Light Ceiling Semi-Flush Mount | The Morill lighting collection by Sea Gull Lighting combines retro and industrial trends to make an impactful design statement. The warm, textured Blacksmith finish contrasts dramatically with the goblet-shaped, Clear Seeded glass shades which are especially dramatic when used with antique style Edison light bulbs, making the fixtures the perfect addition to any space. The rich Blacksmith finish adds another layer of retro design to the warm look. The assortment includes three-, five- and nine-light chandeliers; a three-light foyer pendant; a one-light sconce; and two-, three- and four-light bath vanity fixtures. All fixtures are California Title 24 compliant and easily convert to LED by purchasing LED lamps sold separately. | CEILING | Morill | Ceiling Lights | Blacksmith | 839 | Steel |  |  |  | Clear Seeded Glass | 2 Medium ST19 75w |  | 2 | No | [14 empty] | 0 | [12 empty] | 83.48 | 166.96 | 250.44 | D:15'' H:10 3/8'' | 5.2 | 15 |  |  | 10.375 | Center Pipe | [6 empty] | No |  | No | [20 empty] | D:6'' H:1 5/8'' Round |  |  |  |  | 6.5 | Black/White |  |  | Hardwired | 0 | 0 | 0 | 0 | 1 | 0 | 0 | 1 | 0 | 0 | 0 | 785652061011 | 19 | 18.5 | 11 | 8.4 | 2.238 | 250 | Yes | [9 empty] | cETL Damp | MORILL 2L SEMI-FLUSH MOUNT-839 | Two Light Ceiling Semi-Flush Mount |  | 7727802-839.jpg | 7727802.jpg
7728002-782 | Two Light Semi-Flush Convertible Pendant | The mid-century inspired Nance lighting collection by Sea Gull Lighting is a versatile transitional design which fits in a wide array of traditional or contemporary settings. The tapered, off-white, faux silk shades add warmth and sophistication. The large pendant and semi-flush faux silk drum shades are complemented nicely with Satin Etched Opal glass diffusers to soften the downlight. In either of the available Brushed Nickel or Heirloom Bronze finishes, all the Nance fixtures are timeless additions to any foyer, kitchen or dining area. The assortment includes three- five- and nine-light chandeliers; a one-light wall sconce; two- and three-light bath vanities and a two-light semi-flush convertible drum pendant. Incandescent and ENERGY STAR-qualified LED lamping are available; all fixtures are California Title 24 compliant. | CEILING | Nance | Ceiling Lights | Heirloom Bronze | 782 | Steel | Off-White Faux Silk Fabric | D:16.25" H:5" |  | Satin Etched Glass | 2 Medium A19 100w |  | 2 | No | [14 empty] | 0 | [12 empty] | 82.98 | 165.96 | 248.94 | D:16 1/4'' H:12'' | 6.2 | 16.25 |  |  | 12 | Dual Mount |  | 10.75 |  |  |  |  | No |  | No | [20 empty] | D:5'' H:1'' Round |  |  |  |  | 72 | Brown | 36 |  | Hardwired | 0 | 0 | 0 | 0 | 1 | 0 | 0 | 1 | 1 | 0 | 0 | 785652001987 | 18.25 | 18 | 9.75 | 7.8 | 1.854 | 175 | Yes | [8 empty] | ETL Damp | cETL Damp | NANCE 2L CEILING-782 | Two Light Semi-Flush Convertible Pendant |  | 7728002-782.jpg | 7728002.jpg
7728002-962 | Two Light Semi-Flush Convertible Pendant | The mid-century inspired Nance lighting collection by Sea Gull Lighting is a versatile transitional design which fits in a wide array of traditional or contemporary settings. The tapered, off-white, faux silk shades add warmth and sophistication. The large pendant and semi-flush faux silk drum shades are complemented nicely with Satin Etched Opal glass diffusers to soften the downlight. In either of the available Brushed Nickel or Heirloom Bronze finishes, all the Nance fixtures are timeless additions to any foyer, kitchen or dining area. The assortment includes three- five- and nine-light chandeliers; a one-light wall sconce; two- and three-light bath vanities and a two-light semi-flush convertible drum pendant. Incandescent and ENERGY STAR-qualified LED lamping are available; all fixtures are California Title 24 compliant. | CEILING | Nance | Ceiling Lights | Brushed Nickel | 962 | Steel | Off-White Faux Silk Fabric | D:16.25" H:5" |  | Satin Etched Glass | 2 Medium A19 100w |  | 2 | No | [14 empty] | 0 | [12 empty] | 82.98 | 165.96 | 248.94 | D:16 1/4'' H:12'' | 6.2 | 16.25 |  |  | 12 | Dual Mount |  | 10.75 |  |  |  |  | No |  | No | [20 empty] | D:5'' H:1'' Round |  |  |  |  | 72 | Clear Silver | 36 |  | Hardwired | 0 | 0 | 0 | 0 | 1 | 0 | 0 | 1 | 1 | 0 | 0 | 785652001994 | 18.5 | 18.5 | 9.75 | 7.8 | 1.931 | 175 | Yes | [8 empty] | ETL Damp | cETL Damp | NANCE 2L CEILING-962 | Two Light Semi-Flush Convertible Pendant |  | 7728002-962.jpg | 7728002.jpg
7728002EN3-782 | Two Light Semi-Flush Convertible Pendant | The mid-century inspired Nance lighting collection by Sea Gull Lighting is a versatile transitional design which fits in a wide array of traditional or contemporary settings. The tapered, off-white, faux silk shades add warmth and sophistication. The large pendant and semi-flush faux silk drum shades are complemented nicely with Satin Etched Opal glass diffusers to soften the downlight. In either of the available Brushed Nickel or Heirloom Bronze finishes, all the Nance fixtures are timeless additions to any foyer, kitchen or dining area. The assortment includes three- five- and nine-light chandeliers; a one-light wall sconce; two- and three-light bath vanities and a two-light semi-flush convertible drum pendant. Incandescent and ENERGY STAR-qualified LED lamping are available; all fixtures are California Title 24 compliant. | CEILING | Nance | Ceiling Lights | Heirloom Bronze | 782 | Steel | Off-White Faux Silk Fabric | D:16.25" H:5" |  | Satin Etched Glass | 2 Medium A19 9.3w |  | 2 | Yes | [14 empty] | 0 | [12 empty] | 94.48 | 188.96 | 283.44 | D:16 1/4'' H:12'' | 6.2 | 16.25 |  |  | 12 | Dual Mount |  | 10.75 |  |  |  |  | No |  | No | [20 empty] | D:5'' H:1'' Round |  |  |  |  | 72 | Brown | 36 |  | Hardwired | 0 | 0 | 0 | 1 | 1 | 0 | 0 | 0 | 1 | 0 | 0 | 785652046278 | 18.25 | 18 | 9.75 | 7.8 | 1.854 | 175 | Yes | [8 empty] | ETL Damp | cETL Damp | NANCE 2L CEILING-782 | Two Light Semi-Flush Convertible Pendant |  | 7728002EN3-782.jpg | 7728002.jpg
7728002EN3-962 | Two Light Semi-Flush Convertible Pendant | The mid-century inspired Nance lighting collection by Sea Gull Lighting is a versatile transitional design which fits in a wide array of traditional or contemporary settings. The tapered, off-white, faux silk shades add warmth and sophistication. The large pendant and semi-flush faux silk drum shades are complemented nicely with Satin Etched Opal glass diffusers to soften the downlight. In either of the available Brushed Nickel or Heirloom Bronze finishes, all the Nance fixtures are timeless additions to any foyer, kitchen or dining area. The assortment includes three- five- and nine-light chandeliers; a one-light wall sconce; two- and three-light bath vanities and a two-light semi-flush convertible drum pendant. Incandescent and ENERGY STAR-qualified LED lamping are available; all fixtures are California Title 24 compliant. | CEILING | Nance | Ceiling Lights | Brushed Nickel | 962 | Steel | Off-White Faux Silk Fabric | D:16.25" H:5" |  | Satin Etched Glass | 2 Medium A19 9.3w |  | 2 | Yes | [14 empty] | 0 | [12 empty] | 94.48 | 188.96 | 283.44 | D:16 1/4'' H:12'' | 6.2 | 16.25 |  |  | 12 | Dual Mount |  | 10.75 |  |  |  |  | No |  | No | [20 empty] | D:5'' H:1'' Round |  |  |  |  | 72 | Clear Silver | 36 |  | Hardwired | 0 | 0 | 0 | 1 | 1 | 0 | 0 | 0 | 1 | 0 | 0 | 785652046285 | 18.5 | 18.5 | 9.75 | 7.8 | 1.931 | 175 | Yes | [8 empty] | ETL Damp | cETL Damp | NANCE 2L CEILING-962 | Two Light Semi-Flush Convertible Pendant |  | 7728002EN3-962.jpg | 7728002.jpg
7728502-12 | Two Lgiht Semi-Flush Convertible Pendant | A distinctive mesh lampshade in the Gereon Collection harkens back to the industrial days of machine innovation, adding a rugged look of workmanship that transforms an interior's identity. At once stylistic and utilitarian, Gereon is available in a finely textured Black finish with medium base sockets. The muted glow of the bulbs beneath the mesh framing adds a rugged personality. The versatile Gereon fixtures are damp rated for covered outdoor installations as well. Available as a 1-light mini-pendant, 3-light and 4-light pendants, 2-light semi-flush ceiling mount, and 1-light wall sconce to adapt interior settings in a variety of ways. | CEILING | Gereon | Ceiling Lights | Black | 12 | Steel |  |  |  |  | 2 Medium ST19 60w |  | 2 | No | [14 empty] | 0 | [12 empty] | 114.48 | 228.96 | 343.44 | D:16'' H:11 3/4'' O:55'' | 5.8 | 16 |  |  | 11.75 | Dual Mount |  | 11 | 55 |  |  |  | No |  | No | [20 empty] | D:5'' H:3/4'' Round |  |  |  |  | 72 | Black |  |  | Hardwired | 0 | 0 | 0 | 0 | 1 | 0 | 0 | 1 | 0 | 0 | 0 | 785652061103 | 18.75 | 18.75 | 14.25 | 9.4 | 2.899 | 250 | Yes | [9 empty] | cETL Damp | GEREON 2L CEILING-12 | Two Lgiht Semi-Flush Convertible Pendant |  | 7728502-12.png | 7728502.jpg
7728502EN7-12 | Two Lgiht Semi-Flush Convertible Pendant | A distinctive mesh lampshade in the Gereon Collection harkens back to the industrial days of machine innovation, adding a rugged look of workmanship that transforms an interior's identity. At once stylistic and utilitarian, Gereon is available in a finely textured Black finish with medium base sockets. The muted glow of the bulbs beneath the mesh framing adds a rugged personality. The versatile Gereon fixtures are damp rated for covered outdoor installations as well. Available as a 1-light mini-pendant, 3-light and 4-light pendants, 2-light semi-flush ceiling mount, and 1-light wall sconce to adapt interior settings in a variety of ways. | CEILING | Gereon | Ceiling Lights | Black | 12 | Steel |  |  |  |  | 2 Medium A19 8.5w |  | 2 | Yes | [14 empty] | 0 | [12 empty] | 124.98 | 249.96 | 374.94 | D:16'' H:11 3/4'' O:55'' | 5.8 | 16 |  |  | 11.75 | Dual Mount |  | 11 | 55 |  |  |  | No |  | No | [20 empty] | D:5'' H:3/4'' Round |  |  |  |  | 72 | Black |  |  | Hardwired | 0 | 0 | 0 | 1 | 1 | 0 | 0 | 0 | 0 | 0 | 0 | 785652068812 | 18.75 | 18.75 | 14.25 | 9.4 | 2.899 | 250 | Yes | [9 empty] | cETL Damp | GEREON 2L LED CEILING-12 | Two Lgiht Semi-Flush Convertible Pendant |  | 7728502EN7-12.jpg | 7728502.jpg
7728602-802 | Two Lgiht Semi-Flush Convertible Pendant | Combine hanging art with light. Undulating with free-form hoops of welded cold-rolled steel, the Cowen Collection will redefine any room. As illumination escapes from the openings in the sculpted shade, the full menagerie comes together. The textured Obsidian Mist finish adds the final tactile element to this postmodern piece. The refined modern design comes to life with distressed gold metal accents. The Cowen collection is equally at home in a contemporary, urban setting or a traditional décor in the suburbs. The assortment includes one-light wall sconce; one-light mini-pendant; two-light semi-flush; three-light pendant; five-light island pendant and a six-light foyer light. All fixtures are California Title 24 compliant. | CEILING | Cowen | Ceiling Lights | Obsidian Mist | 802 | Steel |  |  |  |  | 2 Medium ST19 60w |  | 2 | No | [14 empty] | 0 | [12 empty] | 125.95 | 251.9 | 377.85 | D:16 5/8'' H:14'' O:53'' | 5.8 | 16.625 |  |  | 14 | Dual Mount |  | 12.625 | 53 |  |  |  | No |  | No | [20 empty] | D:5'' H:3/4'' Round |  |  |  |  | 72 | Black | 36 |  | Hardwired | 0 | 0 | 0 | 0 | 1 | 0 | 0 | 1 | 0 | 0 | 0 | 785652061172 | 19.5 | 19.5 | 15.5 | 14.5 | 3.411 | 175 | Yes | [9 empty] | cETL Damp | COWEN 2L CEILING-802 | Two Lgiht Semi-Flush Convertible Pendant |  | 7728602-802.png | 7728602.jpg
7728602EN7-802 | Two Lgiht Semi-Flush Convertible Pendant | Combine hanging art with light. Undulating with free-form hoops of welded cold-rolled steel, the Cowen Collection will redefine any room. As illumination escapes from the openings in the sculpted shade, the full menagerie comes together. The textured Obsidian Mist finish adds the final tactile element to this postmodern piece. The refined modern design comes to life with distressed gold metal accents. The Cowen collection is equally at home in a contemporary, urban setting or a traditional décor in the suburbs. The assortment includes one-light wall sconce; one-light mini-pendant; two-light semi-flush; three-light pendant; five-light island pendant and a six-light foyer light. All fixtures are California Title 24 compliant. | CEILING | Cowen | Ceiling Lights | Obsidian Mist | 802 | Steel |  |  |  |  | 2 Medium A19 8.5w |  | 2 | Yes | [14 empty] | 0 | [12 empty] | 144.98 | 289.96 | 434.94 | D:16 5/8'' H:14'' O:53'' | 5.8 | 16.625 |  |  | 14 | Dual Mount |  | 12.625 | 53 |  |  |  | No |  | No | [20 empty] | D:5'' H:3/4'' Round |  |  |  |  | 72 | Black | 36 |  | Hardwired | 0 | 0 | 0 | 1 | 1 | 0 | 0 | 0 | 0 | 0 | 0 | 785652068874 | 19.5 | 19.5 | 15.5 | 14.5 | 3.411 | 175 | Yes | [9 empty] | cETL Damp | COWEN 2L LED CEILING-802 | Two Lgiht Semi-Flush Convertible Pendant |  | 7728602EN7-802.jpg | 7728602.jpg
7728803-112 | Three Light Semi-Flush Mount |  | CEILING | Kemal | Ceiling Lights | Midnight Black | 112 | Steel | Etched / White Inside Glass | D:15.75" H:5.125" |  |  | 3 Medium A19 100w |  | 3 | No | [14 empty] | 0 | [12 empty] | 96.45 | 192.9 | 289.35 | D:16'' H:12 1/2'' | 9.5 | 16 |  |  | 12.5 | Cap Nuts | [6 empty] | No |  | No | [20 empty] | D:5'' H:7/8'' Round |  |  |  |  | 6.5 | Black/White |  |  | Hardwired | 0 | 0 | 0 | 0 | 1 | 0 | 0 | 1 | 0 | 0 | 0 | 785652079177 | [16 empty] | cETL Damp | CANFIELD 3L SEMI-FLUSH-112 | Three Light Semi-Flush Mount |  | 7728803-112.jpg | 7728803.jpg
7728803-710 | Three Light Semi-Flush Mount | Behind every seemingly simple design lies unerring attention to restraint and obsessive attention to the tiniest details. The Canfield collection by Sea Gull Lighting draws on the modernist traditions of "less is more". Essential functional elements dictate the aesthetics, and clean lines prevail. Layers of intricately finished hand-brushed steel progress vertically to the soft glow of light diffused through finely etched glass diffusors. Canfield offers a "whole home" lighting solution; offering lighting in every imaginable category from the auspicious 15 light 3-tier chandelier, to the concise mini-pendant and one-light sconces. The collection is available in hand brushed Burnt Sienna for a warm, tactile, almost Craftsman design style, or a brushed nickel to emphasize the more architectural elements of your interior. | CEILING | Canfield | Ceiling Lights | Burnt Sienna | 710 | Steel | Etched / White Inside Glass | D:15.75" H:5.125" |  |  | 3 Medium A19 100w |  | 3 | No | [14 empty] | 0 | [12 empty] | 99.98 | 199.96 | 299.94 | D:16'' H:12 1/2'' | 9.5 | 16 |  |  | 12.5 | Cap Nuts | [6 empty] | No |  | No | [20 empty] | D:5'' H:7/8'' Round |  |  |  |  | 6.5 | Black/White |  |  | Hardwired | 0 | 0 | 0 | 0 | 1 | 0 | 0 | 1 | 0 | 0 | 0 | 785652059940 | 19 | 18.5 | 12.5 | 10.5 | 2.543 | 175 | Yes | [9 empty] | cETL Damp | CANFIELD 3L SEMI-FLUSH-710 | Three Light Semi-Flush Mount |  | 7728803-710.png | 7728803.jpg
7728803-962 | Three Light Semi-Flush Mount | Behind every seemingly simple design lies unerring attention to restraint and obsessive attention to the tiniest details. The Canfield collection by Sea Gull Lighting draws on the modernist traditions of "less is more". Essential functional elements dictate the aesthetics, and clean lines prevail. Layers of intricately finished hand-brushed steel progress vertically to the soft glow of light diffused through finely etched glass diffusors. Canfield offers a "whole home" lighting solution; offering lighting in every imaginable category from the auspicious 15 light 3-tier chandelier, to the concise mini-pendant and one-light sconces. The collection is available in hand brushed Burnt Sienna for a warm, tactile, almost Craftsman design style, or a brushed nickel to emphasize the more architectural elements of your interior. | CEILING | Canfield | Ceiling Lights | Brushed Nickel | 962 | Steel | Etched / White Inside Glass | D:15.75" H:5.125" |  |  | 3 Medium A19 100w |  | 3 | No | [14 empty] | 0 | [12 empty] | 99.98 | 199.96 | 299.94 | D:16'' H:12 1/2'' | 9.5 | 16 |  |  | 12.5 | Cap Nuts | [6 empty] | No |  | No | [20 empty] | D:5'' H:7/8'' Round |  |  |  |  | 6.5 | Black/White |  |  | Hardwired | 0 | 0 | 0 | 0 | 1 | 0 | 0 | 1 | 0 | 0 | 0 | 785652059957 | 19 | 18.5 | 12.5 | 10.5 | 2.543 | 175 | Yes | [9 empty] | cETL Damp | CANFIELD 3L SEMI-FLUSH-962 | Three Light Semi-Flush Mount |  | 7728803-962.png | 7728803.jpg
7728803EN3-112 | Three Light Semi-Flush Mount |  | CEILING | Kemal | Ceiling Lights | Midnight Black | 112 | Steel | Etched / White Inside Glass | D:15.75" H:5.125" |  |  | 3 Medium A19 9.3w |  | 3 | Yes | [14 empty] | 0 | [12 empty] | 113.45 | 226.9 | 340.35 | D:16'' H:12 1/2'' | 9.5 | 16 |  |  | 12.5 | Cap Nuts | [6 empty] | No |  | No | [20 empty] | D:5'' H:7/8'' Round |  |  |  |  | 6.5 | Black/White |  |  | Hardwired | 0 | 0 | 0 | 1 | 1 | 0 | 0 | 0 | 0 | 0 | 0 | 785652080142 | [16 empty] | cETL Damp | CANFIELD 3L SEMI-FLUSH-112 | Three Light Semi-Flush Mount |  | 7728803EN3-112.jpg | 7728803EN3.jpg
7728803EN3-710 | Three Light Semi-Flush Mount | Behind every seemingly simple design lies unerring attention to restraint and obsessive attention to the tiniest details. The Canfield collection by Sea Gull Lighting draws on the modernist traditions of "less is more". Essential functional elements dictate the aesthetics, and clean lines prevail. Layers of intricately finished hand-brushed steel progress vertically to the soft glow of light diffused through finely etched glass diffusors. Canfield offers a "whole home" lighting solution; offering lighting in every imaginable category from the auspicious 15 light 3-tier chandelier, to the concise mini-pendant and one-light sconces. The collection is available in hand brushed Burnt Sienna for a warm, tactile, almost Craftsman design style, or a brushed nickel to emphasize the more architectural elements of your interior. | CEILING | Canfield | Ceiling Lights | Burnt Sienna | 710 | Steel | Etched / White Inside Glass | D:15.75" H:5.125" |  |  | 3 Medium A19 9.3w |  | 3 | Yes | [14 empty] | 0 | [12 empty] | 119.48 | 238.96 | 358.44 | D:16'' H:12 1/2'' | 9.5 | 16 |  |  | 12.5 | Cap Nuts | [6 empty] | No |  | No | [20 empty] | D:5'' H:7/8'' Round |  |  |  |  | 6.5 | Black/White |  |  | Hardwired | 0 | 0 | 0 | 1 | 1 | 0 | 0 | 0 | 0 | 0 | 0 | 785652060502 | 19 | 18.5 | 12.5 | 10.5 | 2.543 | 175 | Yes | [9 empty] | cETL Damp | CANFIELD 3L SEMI-FLUSH-710 | Three Light Semi-Flush Mount |  | 7728803EN3-710.jpg | 7728803EN3.jpg
7728803EN3-962 | Three Light Semi-Flush Mount | Behind every seemingly simple design lies unerring attention to restraint and obsessive attention to the tiniest details. The Canfield collection by Sea Gull Lighting draws on the modernist traditions of "less is more". Essential functional elements dictate the aesthetics, and clean lines prevail. Layers of intricately finished hand-brushed steel progress vertically to the soft glow of light diffused through finely etched glass diffusors. Canfield offers a "whole home" lighting solution; offering lighting in every imaginable category from the auspicious 15 light 3-tier chandelier, to the concise mini-pendant and one-light sconces. The collection is available in hand brushed Burnt Sienna for a warm, tactile, almost Craftsman design style, or a brushed nickel to emphasize the more architectural elements of your interior. | CEILING | Canfield | Ceiling Lights | Brushed Nickel | 962 | Steel | Etched / White Inside Glass | D:15.75" H:5.125" |  |  | 3 Medium A19 9.3w |  | 3 | Yes | [14 empty] | 0 | [12 empty] | 119.48 | 238.96 | 358.44 | D:16'' H:12 1/2'' | 9.5 | 16 |  |  | 12.5 | Cap Nuts | [6 empty] | No |  | No | [20 empty] | D:5'' H:7/8'' Round |  |  |  |  | 6.5 | Black/White |  |  | Hardwired | 0 | 0 | 0 | 1 | 1 | 0 | 0 | 0 | 0 | 0 | 0 | 785652060519 | 19 | 18.5 | 12.5 | 10.5 | 2.543 | 175 | Yes | [9 empty] | cETL Damp | CANFIELD 3L SEMI-FLUSH-962 | Three Light Semi-Flush Mount |  | 7728803EN3-962.jpg | 7728803EN3.jpg
7731504-808 | Four Light Semi-Flush Mount | Light, airy, feminine, and ever so sophisticated! Let your personal panache and style shine through with the timeless, French Country -influenced Carra pendants. A lantern-like shape enhanced with intricate lines and candle tubes give this lantern an antique feel. The beautiful assortment includes three-light, four-light and six-light pendants, a four-light semi-flush and a two-light wall sconce. | CEILING | Carra | Ceiling Lights | Weathered Zinc / White Wash | 797 / 808 | Steel |  |  |  |  | 4 Candelabra B10 Torpedo 60w |  | 4 | No | [14 empty] | 0 | [12 empty] | 88.48 | 176.96 | 265.44 | D:15 1/4'' H:12'' | 4.84 | 15.25 |  |  | 12 | Cap Nuts | [6 empty] | No |  | No | [20 empty] | D:5'' H:7/8'' Round |  |  |  |  | 6.5 | Black/White |  |  | Hardwired | 0 | 0 | 0 | 0 | 1 | 0 | 0 | 1 | 0 | 0 | 0 | 785652069581 | 17 | 17 | 14.38 | 7 | 2.405 | 250 | Yes | [9 empty] | cETL Damp | CARRA 4L SEMFLSH-808 | Four Light Semi-Flush Mount |  | 7731504-808.jpg | 7731504.jpg
7731504EN-808 | Four Light Semi-Flush Mount | Light, airy, feminine, and ever so sophisticated! Let your personal panache and style shine through with the timeless, French Country -influenced Carra pendants. A lantern-like shape enhanced with intricate lines and candle tubes give this lantern an antique feel. The beautiful assortment includes three-light, four-light and six-light pendants, a four-light semi-flush and a two-light wall sconce. | CEILING | Carra | Ceiling Lights | Weathered Zinc / White Wash | 797 / 808 | Steel |  |  |  |  | 4 Candelabra B10 Torpedo 3.5w |  | 4 | Yes | [14 empty] | 0 | [12 empty] | 110.48 | 220.96 | 331.44 | D:15 1/4'' H:12'' | 4.84 | 15.25 |  |  | 12 | Cap Nuts | [6 empty] | No |  | No | [20 empty] | D:5'' H:7/8'' Round |  |  |  |  | 6.5 | Black/White |  |  | Hardwired | 0 | 0 | 0 | 1 | 1 | 0 | 0 | 0 | 0 | 0 | 0 | 785652071348 | 17 | 17 | 14.38 | 7 | 2.405 | 250 | Yes | [9 empty] | cETL Damp | CARRA 4L LED SEMFLSH-808 | Four Light Semi-Flush Mount |  | 7731504EN-808.jpg | 7731504EN.jpg
77316-710 | Three Light Semi-Flush Convertible Pendant | With classic proportions and minimalist glass accents, the Lemont lighting collection by Sea Gull Lighting offers transitional style in a beautiful profile. The design features just enough flourish to create a soft, romantic figure. For those looking for simple elegance, Lemont is a perfect choice. Offered in Antique Brushed Nickel finish with Etched White Alabaster glass or Burnt Sienna finish with Café Tint glass. The assortment includes nine-light, six-light, five-light and three-light chandeliers, pendants in five sizes, both flush and semi-flush ceiling fixtures, as well as one-light, two-light, three-light and four-light wall/bath fixtures. Both incandescent lamping and ENERGY STAR-qualified LED lamping are available. All fixtures are California Title 24 compliant. | CEILING | Lemont | Ceiling Lights | Burnt Sienna | 710 | Steel | Cafe Tint Glass | D:15.75" H:5.375" | D:4.125" |  | 3 Medium A19 75w |  | 3 | No | [14 empty] | 0 | [12 empty] | 74.5 | 149 | 223.5 | D:16 1/2'' H:15 3/4'' O:140 1/4'' | 6 | 16.5 |  |  | 15.75 | Center Lock-Up |  | 13.75 | 140.25 |  |  |  | No |  | No | [20 empty] | D:5'' H:1'' Round |  |  |  |  | 144 | Brown | 120 |  | Hardwired | 0 | 0 | 0 | 0 | 1 | 0 | 0 | 1 | 1 | 0 | 0 | 785652225697 | 17.75 | 17.75 | 15.25 | 10.4 | 2.78 | 250 | Yes | [8 empty] | UL Dry | cUL Dry | LEMONT 3L CEILING-710 | Three Light Semi-Flush Convertible Pendant |  | 77316-710.jpg | 77316.jpg
77316-965 | Three Light Semi-Flush Convertible Pendant | With classic proportions and minimalist glass accents, the Lemont lighting collection by Sea Gull Lighting offers transitional style in a beautiful profile. The design features just enough flourish to create a soft, romantic figure. For those looking for simple elegance, Lemont is a perfect choice. Offered in Antique Brushed Nickel finish with Etched White Alabaster glass or Burnt Sienna finish with Café Tint glass. The assortment includes nine-light, six-light, five-light and three-light chandeliers, pendants in five sizes, both flush and semi-flush ceiling fixtures, as well as one-light, two-light, three-light and four-light wall/bath fixtures. Both incandescent lamping and ENERGY STAR-qualified LED lamping are available. All fixtures are California Title 24 compliant. | CEILING | Lemont | Ceiling Lights | Antique Brushed Nickel | 965 | Steel | Etched White Alabaster Glass | D:15.75" H:5.375" | D:15.75" |  | 3 Medium A19 75w |  | 3 | No | [14 empty] | 0 | [12 empty] | 74.5 | 149 | 223.5 | D:16 1/2'' H:15 3/4'' O:140 1/4'' | 6 | 16.5 |  |  | 15.75 | Center Lock-Up |  | 13.75 | 140.25 |  |  |  | No |  | No | [20 empty] | D:5'' H:1'' Round |  |  |  |  | 144 | Clear | 120 |  | Hardwired | 0 | 0 | 0 | 0 | 1 | 0 | 0 | 1 | 1 | 0 | 0 | 785652216435 | 17.75 | 17.75 | 15.25 | 10.4 | 2.78 | 250 | Yes | [8 empty] | UL Dry | cUL Dry | LEMONT 3L CEILING-965 | Three Light Semi-Flush Convertible Pendant |  | 77316-965.jpg | 77316.jpg
77316EN3-710 | Three Light Semi-Flush Convertible Pendant | With classic proportions and minimalist glass accents, the Lemont lighting collection by Sea Gull Lighting offers transitional style in a beautiful profile. The design features just enough flourish to create a soft, romantic figure. For those looking for simple elegance, Lemont is a perfect choice. Offered in Antique Brushed Nickel finish with Etched White Alabaster glass or Burnt Sienna finish with Café Tint glass. The assortment includes nine-light, six-light, five-light and three-light chandeliers, pendants in five sizes, both flush and semi-flush ceiling fixtures, as well as one-light, two-light, three-light and four-light wall/bath fixtures. Both incandescent lamping and ENERGY STAR-qualified LED lamping are available. All fixtures are California Title 24 compliant. | CEILING | Lemont | Ceiling Lights | Burnt Sienna | 710 | Steel | Cafe Tint Glass | D:15.75" H:5.375" | D:15.75" |  | 3 Medium A19 9.3w |  | 3 | Yes | [14 empty] | 0 | [12 empty] | 89.5 | 179 | 268.5 | D:16 1/2'' H:17 1/4'' O:140 1/4'' | 6 | 16.5 |  |  | 17.25 | Center Lock-Up |  | 13.75 | 140.25 |  |  |  | No |  | No | [20 empty] | D:5'' H:1'' Round |  |  |  |  | 144 | Brown | 120 |  | Hardwired | 0 | 0 | 0 | 1 | 1 | 0 | 0 | 0 | 1 | 0 | 0 | 785652055676 | 17.75 | 17.75 | 15.25 | 10.4 | 2.78 | 250 | Yes | [8 empty] | C-UL-US Dry |  | LEMONT 3L CEILING-710 | Three Light Semi-Flush Convertible Pendant |  | 77316EN3-710.jpg | 77316.jpg
77316EN3-965 | Three Light Semi-Flush Convertible Pendant | With classic proportions and minimalist glass accents, the Lemont lighting collection by Sea Gull Lighting offers transitional style in a beautiful profile. The design features just enough flourish to create a soft, romantic figure. For those looking for simple elegance, Lemont is a perfect choice. Offered in Antique Brushed Nickel finish with Etched White Alabaster glass or Burnt Sienna finish with Café Tint glass. The assortment includes nine-light, six-light, five-light and three-light chandeliers, pendants in five sizes, both flush and semi-flush ceiling fixtures, as well as one-light, two-light, three-light and four-light wall/bath fixtures. Both incandescent lamping and ENERGY STAR-qualified LED lamping are available. All fixtures are California Title 24 compliant. | CEILING | Lemont | Ceiling Lights | Antique Brushed Nickel | 965 | Steel | Etched White Alabaster Glass | D:15.75" H:5.375" | D:15.75" |  | 3 Medium A19 9.3w |  | 3 | Yes | [14 empty] | 0 | [12 empty] | 89.5 | 179 | 268.5 | D:16 1/2'' H:17 1/4'' O:140 1/4'' | 6 | 16.5 |  |  | 17.25 | Center Lock-Up |  | 13.75 | 140.25 |  |  |  | No |  | No | [20 empty] | D:5'' H:1'' Round |  |  |  |  | 144 | Clear | 120 |  | Hardwired | 0 | 0 | 0 | 1 | 1 | 0 | 0 | 0 | 1 | 0 | 0 | 785652055683 | 17.75 | 17.75 | 15.25 | 10.4 | 2.78 | 250 | Yes | [8 empty] | C-UL-US Dry |  | LEMONT 3L CEILING-965 | Three Light Semi-Flush Convertible Pendant |  | 77316EN3-965.jpg | 77316.jpg
7737302-782 | Two Light Semi-Flush Mount | Elmwood Park by Sea Gull Collection has clear glass tube shades with an inner white glass element that softens the light and helps cast an even glow. A cylinder of etched glass is centered within a larger cylinder of clear glass which encircles each light bulb to create this stunning visual effect. The full assortment includes three-, five-and nine-light chandeliers, a four-light linear, one-light mini pendant, a three-light pendant, a two-light semi flush which is convertible into a pendant, and one-, two-, three- and four-light bath fixtures. All fixtures offered in either a Brushed Nickel or Brushed Oil Rubbed Bronze. Incandescent and ENERGY STAR-qualified LED lamping are available; all fixtures are California Title 24 compliant. | CEILING | Elmwood Park | Ceiling Lights | Heirloom Bronze | 782 | Steel | Satin Etched Glass | D:12" H:4.5" |  |  | 2 Medium A19 75w |  | 2 | No | [14 empty] | 0 | [12 empty] | 64.98 | 129.96 | 194.94 | D:15'' H:11'' | 6.17 | 15 |  |  | 11 | Cap Nuts | [6 empty] | No |  | No | [20 empty] | D:5'' H:3/4'' Round |  |  |  |  | 6.5 | Black/White |  |  | Hardwired | 0 | 0 | 0 | 0 | 1 | 0 | 0 | 1 | 0 | 0 | 0 | 785652070099 | 18 | 17.5 | 13.5 | 8.4 | 2.461 | 250 | Yes | [9 empty] | cETL Damp | ELMWOOD PARK 2L SEMFLSH-782 | Two Light Semi-Flush Mount |  | 7737302-782.jpg | 7737302.jpg
7737302-962 | Two Light Semi-Flush Mount | Elmwood Park by Sea Gull Collection has clear glass tube shades with an inner white glass element that softens the light and helps cast an even glow. A cylinder of etched glass is centered within a larger cylinder of clear glass which encircles each light bulb to create this stunning visual effect. The full assortment includes three-, five-and nine-light chandeliers, a four-light linear, one-light mini pendant, a three-light pendant, a two-light semi flush which is convertible into a pendant, and one-, two-, three- and four-light bath fixtures. All fixtures offered in either a Brushed Nickel or Brushed Oil Rubbed Bronze. Incandescent and ENERGY STAR-qualified LED lamping are available; all fixtures are California Title 24 compliant. | CEILING | Elmwood Park | Ceiling Lights | Brushed Nickel | 962 | Steel | Off White Organza Silk | D:15" H:5.625" |  |  | 2 Medium A19 75w |  | 2 | No | [14 empty] | 0 | [12 empty] | 64.98 | 129.96 | 194.94 | D:15'' H:11'' | 6.17 | 15 |  |  | 11 | Cap Nuts | [6 empty] | No |  | No | [20 empty] | D:5'' H:3/4'' Round |  |  |  |  | 6.5 | Black/White |  |  | Hardwired | 0 | 0 | 0 | 0 | 1 | 0 | 0 | 1 | 0 | 0 | 0 | 785652070105 | 18.25 | 18 | 13.75 | 8.5 | 2.614 | 250 | Yes | [9 empty] | cETL Damp | ELMWOOD PARK 2L SEMFLSH-962 | Two Light Semi-Flush Mount |  | 7737302-962.jpg | 7737302.jpg
7737302EN3-782 | Two Light Semi-Flush Mount | Elmwood Park by Sea Gull Collection has clear glass tube shades with an inner white glass element that softens the light and helps cast an even glow. A cylinder of etched glass is centered within a larger cylinder of clear glass which encircles each light bulb to create this stunning visual effect. The full assortment includes three-, five-and nine-light chandeliers, a four-light linear, one-light mini pendant, a three-light pendant, a two-light semi flush which is convertible into a pendant, and one-, two-, three- and four-light bath fixtures. All fixtures offered in either a Brushed Nickel or Brushed Oil Rubbed Bronze. Incandescent and ENERGY STAR-qualified LED lamping are available; all fixtures are California Title 24 compliant. | CEILING | Elmwood Park | Ceiling Lights | Heirloom Bronze | 782 | Steel | Off White Organza Silk | D:15" H:5.625" |  |  | 2 Medium A19 9.3w |  | 2 | Yes | [14 empty] | 0 | [12 empty] | 74.98 | 149.96 | 224.94 | D:15'' H:11'' | 6.17 | 15 |  |  | 11 | Cap Nuts | [6 empty] | No |  | No | [20 empty] | D:5'' H:3/4'' Round |  |  |  |  | 6.5 | Black/White |  |  | Hardwired | 0 | 0 | 0 | 1 | 1 | 0 | 0 | 0 | 0 | 0 | 0 | 785652071799 | 18 | 17.5 | 13.5 | 8.4 | 2.461 | 250 | Yes | [9 empty] | cETL Damp | ELMWOOD PRK 2L LED SEMFLSH-782 | Two Light Semi-Flush Mount |  | 7737302EN3-782.jpg | 7737302EN3.jpg
7737302EN3-962 | Two Light Semi-Flush Mount | Elmwood Park by Sea Gull Collection has clear glass tube shades with an inner white glass element that softens the light and helps cast an even glow. A cylinder of etched glass is centered within a larger cylinder of clear glass which encircles each light bulb to create this stunning visual effect. The full assortment includes three-, five-and nine-light chandeliers, a four-light linear, one-light mini pendant, a three-light pendant, a two-light semi flush which is convertible into a pendant, and one-, two-, three- and four-light bath fixtures. All fixtures offered in either a Brushed Nickel or Brushed Oil Rubbed Bronze. Incandescent and ENERGY STAR-qualified LED lamping are available; all fixtures are California Title 24 compliant. | CEILING | Elmwood Park | Ceiling Lights | Brushed Nickel | 962 | Steel | Off White Organza Silk | D:15" H:5.625" |  |  | 2 Medium A19 9.3w |  | 2 | Yes | [14 empty] | 0 | [12 empty] | 74.98 | 149.96 | 224.94 | D:15'' H:11'' | 6.17 | 15 |  |  | 11 | Cap Nuts | [6 empty] | No |  | No | [20 empty] | D:5'' H:3/4'' Round |  |  |  |  | 6.5 | Black/White |  |  | Hardwired | 0 | 0 | 0 | 1 | 1 | 0 | 0 | 0 | 0 | 0 | 0 | 785652071805 | 18.25 | 18 | 13.75 | 8.5 | 2.614 | 250 | Yes | [9 empty] | cETL Damp | ELMWOOD PRK 2L LED SEMFLSH-962 | Two Light Semi-Flush Mount |  | 7737302EN3-962.jpg | 7737302EN3.jpg
7737303-782 | Three Light Semi-Flush Mount | Elmwood Park by Sea Gull Collection has clear glass tube shades with an inner white glass element that softens the light and helps cast an even glow. A cylinder of etched glass is centered within a larger cylinder of clear glass which encircles each light bulb to create this stunning visual effect. The full assortment includes three-, five-and nine-light chandeliers, a four-light linear, one-light mini pendant, a three-light pendant, a two-light semi flush which is convertible into a pendant, and one-, two-, three- and four-light bath fixtures. All fixtures offered in either a Brushed Nickel or Brushed Oil Rubbed Bronze. Incandescent and ENERGY STAR-qualified LED lamping are available; all fixtures are California Title 24 compliant. | CEILING | Elmwood Park | Ceiling Lights | Heirloom Bronze | 782 | Steel | Off White Organza Silk | D:15" H:5.625" |  |  | 3 Medium A19 75w |  | 3 | No | [14 empty] | 0 | [12 empty] | 109.48 | 218.96 | 328.44 | D:19'' H:15 3/4'' | 9.7 | 19 |  |  | 15.75 | Cap Nuts | [6 empty] | No |  | No | [20 empty] | D:5'' H:3/4'' Round |  |  |  |  | 6.5 | Black/White |  |  | Hardwired | 0 | 0 | 0 | 0 | 1 | 0 | 0 | 1 | 0 | 0 | 0 | 785652070112 | 22.25 | 22.25 | 12 | 13.3 | 3.438 | 250 | Yes | [9 empty] | cETL Damp | ELMWOOD PARK 3L SEMFLSH-782 | Three Light Semi-Flush Mount |  | 7737303-782.jpg | 7737303.jpg
7737303-962 | Three Light Semi-Flush Mount | Elmwood Park by Sea Gull Collection has clear glass tube shades with an inner white glass element that softens the light and helps cast an even glow. A cylinder of etched glass is centered within a larger cylinder of clear glass which encircles each light bulb to create this stunning visual effect. The full assortment includes three-, five-and nine-light chandeliers, a four-light linear, one-light mini pendant, a three-light pendant, a two-light semi flush which is convertible into a pendant, and one-, two-, three- and four-light bath fixtures. All fixtures offered in either a Brushed Nickel or Brushed Oil Rubbed Bronze. Incandescent and ENERGY STAR-qualified LED lamping are available; all fixtures are California Title 24 compliant. | CEILING | Elmwood Park | Ceiling Lights | Brushed Nickel | 962 | Steel | Off White Organza Silk | D:15" H:5.625" |  |  | 3 Medium A19 75w |  | 3 | No | [14 empty] | 0 | [12 empty] | 109.48 | 218.96 | 328.44 | D:19'' H:15 3/4'' | 9.7 | 19 |  |  | 15.75 | Cap Nuts | [6 empty] | No |  | No | [20 empty] | D:5'' H:3/4'' Round |  |  |  |  | 6.5 | Black/White |  |  | Hardwired | 0 | 0 | 0 | 0 | 1 | 0 | 0 | 1 | 0 | 0 | 0 | 785652070129 | 22.25 | 22.25 | 12 | 12.8 | 3.438 | 250 | Yes | [9 empty] | cETL Damp | ELMWOOD PARK 3L SEMFLSH-962 | Three Light Semi-Flush Mount |  | 7737303-962.jpg | 7737303.jpg
7737303EN3-782 | Three Light Semi-Flush Mount | Elmwood Park by Sea Gull Collection has clear glass tube shades with an inner white glass element that softens the light and helps cast an even glow. A cylinder of etched glass is centered within a larger cylinder of clear glass which encircles each light bulb to create this stunning visual effect. The full assortment includes three-, five-and nine-light chandeliers, a four-light linear, one-light mini pendant, a three-light pendant, a two-light semi flush which is convertible into a pendant, and one-, two-, three- and four-light bath fixtures. All fixtures offered in either a Brushed Nickel or Brushed Oil Rubbed Bronze. Incandescent and ENERGY STAR-qualified LED lamping are available; all fixtures are California Title 24 compliant. | CEILING | Elmwood Park | Ceiling Lights | Heirloom Bronze | 782 | Steel | Off White Organza Silk | D:15" H:5.625" |  |  | 3 Medium A19 9.3w |  | 3 | Yes | [14 empty] | 0 | [12 empty] | 124.98 | 249.96 | 374.94 | D:19'' H:15 3/4'' | 9.7 | 19 |  |  | 15.75 | Cap Nuts | [6 empty] | No |  | No | [20 empty] | D:5'' H:3/4'' Round |  |  |  |  | 6.5 | Black/White |  |  | Hardwired | 0 | 0 | 0 | 1 | 1 | 0 | 0 | 0 | 0 | 0 | 0 | 785652071812 | 22.25 | 22.25 | 12 | 13.3 | 3.438 | 250 | Yes | [9 empty] | cETL Damp | ELMWOOD PRK 3L LED SEMFLSH-782 | Three Light Semi-Flush Mount |  | 7737303EN3-782.jpg | 7737303EN3.jpg
7737303EN3-962 | Three Light Semi-Flush Mount | Elmwood Park by Sea Gull Collection has clear glass tube shades with an inner white glass element that softens the light and helps cast an even glow. A cylinder of etched glass is centered within a larger cylinder of clear glass which encircles each light bulb to create this stunning visual effect. The full assortment includes three-, five-and nine-light chandeliers, a four-light linear, one-light mini pendant, a three-light pendant, a two-light semi flush which is convertible into a pendant, and one-, two-, three- and four-light bath fixtures. All fixtures offered in either a Brushed Nickel or Brushed Oil Rubbed Bronze. Incandescent and ENERGY STAR-qualified LED lamping are available; all fixtures are California Title 24 compliant. | CEILING | Elmwood Park | Ceiling Lights | Brushed Nickel | 962 | Steel | Off White Organza Silk | D:15" H:5.625" |  |  | 3 Medium A19 9.3w |  | 3 | Yes | [14 empty] | 0 | [12 empty] | 124.98 | 249.96 | 374.94 | D:19'' H:15 3/4'' | 9.7 | 19 |  |  | 15.75 | Cap Nuts | [6 empty] | No |  | No | [20 empty] | D:5'' H:3/4'' Round |  |  |  |  | 6.5 | Black/White |  |  | Hardwired | 0 | 0 | 0 | 1 | 1 | 0 | 0 | 0 | 0 | 0 | 0 | 785652071829 | 22.25 | 22.25 | 12 | 12.8 | 3.438 | 250 | Yes | [9 empty] | cETL Damp | ELMWOOD PRK 3L LED SEMFLSH-962 | Three Light Semi-Flush Mount |  | 7737303EN3-962.jpg | 7737303EN3.jpg
7739002-782 | Two Light Semi-Flush | The Emmons lighting collection by Sea Gull Lighting combines form and function in a traditional empire silhouette. Trumpeted Satin Etched glass shades and a circular finial further enhance the design. Cluster three sizes together in a multi-fixture installation to make a beautifully dramatic statement in the living room, foyer, entryway or family room. The Emmons collection comes in two finishes: Brushed Nickel and Heirloom Bronze. Its assortment includes three-, five- and nine-light chandeliers; one-light mini pendant, three-light pendant, two-light semi-flush mount; one-light wall sconce; and two-, three- and four- light bath vanity fixtures. Incandescent and ENERGY STAR-qualified LED lamping are available; all fixtures are California Title 24 compliant. | CEILING | Emmons | Ceiling Lights | Heirloom Bronze | 782 | Steel | Satin Etched Glass | D:13" H:3.5" |  |  | 2 Medium A19 100w |  | 2 | No | [14 empty] | 0 | [12 empty] | 58.98 | 117.96 | 176.94 | D:13'' H:8 7/8'' | 4.3 | 13 |  |  | 8.875 | Cap Nuts | [6 empty] | No |  | No | [20 empty] | D:5'' DP:7/8'' Round |  |  |  |  | 6.5 | Black/White |  |  | Hardwired | 0 | 0 | 0 | 0 | 1 | 0 | 0 | 1 | 0 | 0 | 0 | 785652002922 | 17.5 | 17 | 10.5 | 5.7 | 1.808 | 250 | Yes | [9 empty] | cETL Damp | EMMONS 2L CEILING-782 | Two Light Semi-Flush |  | 7739002-782.jpg | 7739002.jpg
7739002-962 | Two Light Semi-Flush | The Emmons lighting collection by Sea Gull Lighting combines form and function in a traditional empire silhouette. Trumpeted Satin Etched glass shades and a circular finial further enhance the design. Cluster three sizes together in a multi-fixture installation to make a beautifully dramatic statement in the living room, foyer, entryway or family room. The Emmons collection comes in two finishes: Brushed Nickel and Heirloom Bronze. Its assortment includes three-, five- and nine-light chandeliers; one-light mini pendant, three-light pendant, two-light semi-flush mount; one-light wall sconce; and two-, three- and four- light bath vanity fixtures. Incandescent and ENERGY STAR-qualified LED lamping are available; all fixtures are California Title 24 compliant. | CEILING | Emmons | Ceiling Lights | Brushed Nickel | 962 | Steel | Satin Etched Glass | D:13" H:3.5" |  |  | 2 Medium A19 100w |  | 2 | No | [14 empty] | 0 | [12 empty] | 58.98 | 117.96 | 176.94 | D:13'' H:8 7/8'' | 4.3 | 13 |  |  | 8.875 | Cap Nuts | [6 empty] | No |  | No | [20 empty] | D:5'' DP:7/8'' Round |  |  |  |  | 6.5 | Black/White |  |  | Hardwired | 0 | 0 | 0 | 0 | 1 | 0 | 0 | 1 | 0 | 0 | 0 | 785652002939 | 17.5 | 17 | 10.5 | 5.7 | 1.808 | 250 | Yes | [9 empty] | cETL Damp | EMMONS 2L CEILING-962 | Two Light Semi-Flush |  | 7739002-962.jpg | 7739002.jpg
7739002EN3-782 | Two Light Semi-Flush | The Emmons lighting collection by Sea Gull Lighting combines form and function in a traditional empire silhouette. Trumpeted Satin Etched glass shades and a circular finial further enhance the design. Cluster three sizes together in a multi-fixture installation to make a beautifully dramatic statement in the living room, foyer, entryway or family room. The Emmons collection comes in two finishes: Brushed Nickel and Heirloom Bronze. Its assortment includes three-, five- and nine-light chandeliers; one-light mini pendant, three-light pendant, two-light semi-flush mount; one-light wall sconce; and two-, three- and four- light bath vanity fixtures. Incandescent and ENERGY STAR-qualified LED lamping are available; all fixtures are California Title 24 compliant. | CEILING | Emmons | Ceiling Lights | Heirloom Bronze | 782 | Steel | Satin Etched Glass | D:13" H:3.5" |  |  | 2 Medium A19 9.3w |  | 2 | Yes | [14 empty] | 0 | [12 empty] | 71.48 | 142.96 | 214.44 | D:13'' H:8 7/8'' | 4.3 | 13 |  |  | 8.875 | Cap Nuts | [6 empty] | No |  | No | [20 empty] | D:5'' DP:7/8'' Round |  |  |  |  | 6.5 | Black/White |  |  | Hardwired | 0 | 0 | 0 | 1 | 1 | 0 | 0 | 0 | 0 | 0 | 0 | 785652052149 | 17.5 | 17 | 10.5 | 5.7 | 1.808 | 250 | Yes | [9 empty] | cETL Damp | EMMONS 2L CEILING-782 | Two Light Semi-Flush |  | 7739002EN3-782.jpg | 7739002.jpg
7739002EN3-962 | Two Light Semi-Flush | The Emmons lighting collection by Sea Gull Lighting combines form and function in a traditional empire silhouette. Trumpeted Satin Etched glass shades and a circular finial further enhance the design. Cluster three sizes together in a multi-fixture installation to make a beautifully dramatic statement in the living room, foyer, entryway or family room. The Emmons collection comes in two finishes: Brushed Nickel and Heirloom Bronze. Its assortment includes three-, five- and nine-light chandeliers; one-light mini pendant, three-light pendant, two-light semi-flush mount; one-light wall sconce; and two-, three- and four- light bath vanity fixtures. Incandescent and ENERGY STAR-qualified LED lamping are available; all fixtures are California Title 24 compliant. | CEILING | Emmons | Ceiling Lights | Brushed Nickel | 962 | Steel | Satin Etched Glass | D:13" H:3.5" |  |  | 2 Medium A19 9.3w |  | 2 | Yes | [14 empty] | 0 | [12 empty] | 71.48 | 142.96 | 214.44 | D:13'' H:8 7/8'' | 4.3 | 13 |  |  | 8.875 | Cap Nuts | [6 empty] | No |  | No | [20 empty] | D:5'' DP:7/8'' Round |  |  |  |  | 6.5 | Black/White |  |  | Hardwired | 0 | 0 | 0 | 1 | 1 | 0 | 0 | 0 | 0 | 0 | 0 | 785652052156 | 17.5 | 17 | 10.5 | 5.7 | 1.808 | 250 | Yes | [9 empty] | cETL Damp | EMMONS 2L CEILING-962 | Two Light Semi-Flush |  | 7739002EN3-962.jpg | 7739002.jpg
7739102-710 | Two Light Semi-Flush Convertible Pendant | The Hettinger lighting collection by Sea Gull Lighting combines a traditional look with chic, modern charm. The minimalism of the tubular glass shades balances with the unique, outward-curve of the semi-circular arm detail. It’s available in three finishes - Burnt Sienna and Brushed Nickel for the whole collection, and Chrome for the bath vanities. The assortment includes six- and nine-light chandeliers; a one-light wall sconce; two-, three- and four-light bath vanity fixtures; a three-light pendant and two- light semi-flush convertible pendant. Incandescent and ENERGY STAR-qualified LED lamping are available; all fixtures are California Title 24 compliant. | CEILING | Hettinger | Ceiling Lights | Burnt Sienna | 710 | Steel | Etched / White Inside Glass | D:13" H:4.75" |  |  | 2 Medium A19 100w |  | 2 | No | [14 empty] | 0 | [12 empty] | 83.48 | 166.96 | 250.44 | D:13 1/4'' H:11 3/8'' O:49'' | 7.3 | 13.25 |  |  | 11.375 | Center Lock-Up |  | 10.375 | 49 |  |  |  | No |  | No | [20 empty] | D:5 1/8'' H:3/4'' Round |  |  |  |  | 120 | Brown | 36 |  | Hardwired | 0 | 0 | 0 | 0 | 1 | 0 | 0 | 1 | 1 | 0 | 0 | 785652002168 | 15.5 | 15.25 | 11.5 | 9.1 | 1.573 | 175 | Yes | [9 empty] | cETL Damp | HETTINGER 2L CEILING-710 | Two Light Semi-Flush Convertible Pendant |  | 7739102-710.jpg | 7739102.jpg
7739102-962 | Two Light Semi-Flush Convertible Pendant | The Hettinger lighting collection by Sea Gull Lighting combines a traditional look with chic, modern charm. The minimalism of the tubular glass shades balances with the unique, outward-curve of the semi-circular arm detail. It’s available in three finishes - Burnt Sienna and Brushed Nickel for the whole collection, and Chrome for the bath vanities. The assortment includes six- and nine-light chandeliers; a one-light wall sconce; two-, three- and four-light bath vanity fixtures; a three-light pendant and two- light semi-flush convertible pendant. Incandescent and ENERGY STAR-qualified LED lamping are available; all fixtures are California Title 24 compliant. | CEILING | Hettinger | Ceiling Lights | Brushed Nickel | 962 | Steel | Etched / White Inside Glass | D:13" H:4.75" |  |  | 2 Medium A19 100w |  | 2 | No | [14 empty] | 0 | [12 empty] | 83.48 | 166.96 | 250.44 | D:13 1/4'' H:11 3/8'' O:49'' | 7.3 | 13.25 |  |  | 11.375 | Center Lock-Up |  | 10.375 | 49 |  |  |  | No |  | No | [20 empty] | D:5 1/8'' H:3/4'' Round |  |  |  |  | 120 | Clear Silver | 36 |  | Hardwired | 0 | 0 | 0 | 0 | 1 | 0 | 0 | 1 | 1 | 0 | 0 | 785652002175 | 15.5 | 15.25 | 11.5 | 9.1 | 1.573 | 175 | Yes | [9 empty] | cETL Damp | HETTINGER 2L CEILING-962 | Two Light Semi-Flush Convertible Pendant |  | 7739102-962.jpg | 7739102.jpg
7739102EN3-710 | Two Light Semi-Flush Convertible Pendant | The Hettinger lighting collection by Sea Gull Lighting combines a traditional look with chic, modern charm. The minimalism of the tubular glass shades balances with the unique, outward-curve of the semi-circular arm detail. It’s available in three finishes - Burnt Sienna and Brushed Nickel for the whole collection, and Chrome for the bath vanities. The assortment includes six- and nine-light chandeliers; a one-light wall sconce; two-, three- and four-light bath vanity fixtures; a three-light pendant and two- light semi-flush convertible pendant. Incandescent and ENERGY STAR-qualified LED lamping are available; all fixtures are California Title 24 compliant. | CEILING | Hettinger | Ceiling Lights | Burnt Sienna | 710 | Steel | Etched / White Inside Glass | D:13" H:4.75" |  |  | 2 Medium A19 9.3w |  | 2 | Yes | [14 empty] | 0 | [12 empty] | 94.98 | 189.96 | 284.94 | D:13 1/4'' H:11 3/8'' O:49'' | 7.3 | 13.25 |  |  | 11.375 | Center Lock-Up |  | 10.375 | 49 |  |  |  | No |  | No | [20 empty] | D:5 1/8'' H:3/4'' Round |  |  |  |  | 120 | Brown | 36 |  | Hardwired | 0 | 0 | 0 | 1 | 1 | 0 | 0 | 0 | 1 | 0 | 0 | 785652052163 | 15.5 | 15.25 | 11.5 | 9.1 | 1.573 | 175 | Yes | [9 empty] | cETL Damp | HETTINGER 2L CEILING-710 | Two Light Semi-Flush Convertible Pendant |  | 7739102EN3-710.jpg | 7739102.jpg
7739102EN3-962 | Two Light Semi-Flush Convertible Pendant | The Hettinger lighting collection by Sea Gull Lighting combines a traditional look with chic, modern charm. The minimalism of the tubular glass shades balances with the unique, outward-curve of the semi-circular arm detail. It’s available in three finishes - Burnt Sienna and Brushed Nickel for the whole collection, and Chrome for the bath vanities. The assortment includes six- and nine-light chandeliers; a one-light wall sconce; two-, three- and four-light bath vanity fixtures; a three-light pendant and two- light semi-flush convertible pendant. Incandescent and ENERGY STAR-qualified LED lamping are available; all fixtures are California Title 24 compliant. | CEILING | Hettinger | Ceiling Lights | Brushed Nickel | 962 | Steel | Etched / White Inside Glass | D:13" H:4.75" |  |  | 2 Medium A19 9.3w |  | 2 | Yes | [14 empty] | 0 | [12 empty] | 94.98 | 189.96 | 284.94 | D:13 1/4'' H:11 3/8'' O:49'' | 7.3 | 13.25 |  |  | 11.375 | Center Lock-Up |  | 10.375 | 49 |  |  |  | No |  | No | [20 empty] | D:5 1/8'' H:3/4'' Round |  |  |  |  | 120 | Clear Silver | 36 |  | Hardwired | 0 | 0 | 0 | 1 | 1 | 0 | 0 | 0 | 1 | 0 | 0 | 785652052170 | 15.5 | 15.25 | 11.5 | 9.1 | 1.573 | 175 | Yes | [9 empty] | cETL Damp | HETTINGER 2L CEILING-962 | Two Light Semi-Flush Convertible Pendant |  | 7739102EN3-962.jpg | 7739102.jpg
7739803-710 | Three Light Semi-Flush Mount |  | CEILING | Norwood | Ceiling Lights | Burnt Sienna | 710 | Steel | Clear Highlighted Satin Etched Glass | D:15" H:5.875" |  |  | 3 Medium A19 75w |  | 3 | No | [14 empty] | 0 | [12 empty] | 104.5 | 209 | 313.5 | D:15 1/4'' H:13'' |  | 15.25 |  |  | 13 | Cap Nuts | [6 empty] | No |  | No | [20 empty] | D:5'' H:3/4'' Round |  |  |  |  | 6.5 | Black/White |  |  | Hardwired | 0 | 0 | 0 | 0 | 1 | 0 | 0 | 1 | 0 | 0 | 0 | 785652079207 | [16 empty] | cETL Damp | NORWOOD 3L SEMFLUSH-710 | Three Light Semi-Flush Mount |  | 7739803-710.jpg | 7739803.jpg
7739803-962 | Three Light Semi-Flush Mount |  | CEILING | Norwood | Ceiling Lights | Brushed Nickel | 962 | Steel | Clear Highlighted Satin Etched Glass | D:15" H:5.875" |  |  | 3 Medium A19 75w |  | 3 | No | [14 empty] | 0 | [12 empty] | 104.5 | 209 | 313.5 | D:15 1/4'' H:13'' |  | 15.25 |  |  | 13 | Cap Nuts | [6 empty] | No |  | No | [20 empty] | D:5'' H:3/4'' Round |  |  |  |  | 6.5 | Black/White |  |  | Hardwired | 0 | 0 | 0 | 0 | 1 | 0 | 0 | 1 | 0 | 0 | 0 | 785652079214 | [16 empty] | cETL Damp | NORWOOD 3L SEMFLUSH-962 | Three Light Semi-Flush Mount |  | 7739803-962.jpg | 7739803.jpg
7739803EN3-710 | Three Light Semi-Flush Mount |  | CEILING | Norwood | Ceiling Lights | Burnt Sienna | 710 | Steel | Clear Highlighted Satin Etched Glass | D:15" H:5.875" |  |  | 3 Medium A19 9.3w |  | 3 | Yes | [14 empty] | 0 | [12 empty] | 119.5 | 239 | 358.5 | D:15 1/4'' H:13'' |  | 15.25 |  |  | 13 | Cap Nuts | [6 empty] | No |  | No | [20 empty] | D:5'' H:3/4'' Round |  |  |  |  | 6.5 | Black/White |  |  | Hardwired | 0 | 0 | 0 | 1 | 1 | 0 | 0 | 0 | 0 | 0 | 0 | 785652080401 | [16 empty] | cETL Damp | NORWOOD 3L SEMFLUSH-710 | Three Light Semi-Flush Mount |  | 7739803EN3-710.jpg | 7739803EN3.jpg
7739803EN3-962 | Three Light Semi-Flush Mount |  | CEILING | Norwood | Ceiling Lights | Brushed Nickel | 962 | Steel | Clear Highlighted Satin Etched Glass | D:15" H:5.875" |  |  | 3 Medium A19 9.3w |  | 3 | Yes | [14 empty] | 0 | [12 empty] | 119.5 | 239 | 358.5 | D:15 1/4'' H:13'' |  | 15.25 |  |  | 13 | Cap Nuts | [6 empty] | No |  | No | [20 empty] | D:5'' H:3/4'' Round |  |  |  |  | 6.5 | Black/White |  |  | Hardwired | 0 | 0 | 0 | 1 | 1 | 0 | 0 | 0 | 0 | 0 | 0 | 785652080418 | [16 empty] | cETL Damp | NORWOOD 3L SEMFLUSH-962 | Three Light Semi-Flush Mount |  | 7739803EN3-962.jpg | 7739803EN3.jpg
77436-05 | One Light Semi-Flush Mount | The classic schoolhouse light fixture has been an American icon for almost 90 years. The Academy collection from Sea Gull Lighting is today’s interpretation of these utilitarian lights which have enjoyed resurgence in popularity given their clean, versatile design. Today, top designers regularly select this ubiquitous look for applications in almost every room of the house. Available in Chrome, Brushed Nickel and Heirloom Bronze finishes. Many of the fixtures are available with incandescent lamping or ENERGY STAR-qualified LED lamping. The Academy collection includes pendants in four sizes, semi-flush ceiling fixtures in two sizes, and one-light, two-light, three-light and four-light wall/bath fixtures. Damp Listed. Most of these fixtures easily convert to LED by purchasing LED replacement lamps sold separately. | CEILING | Academy | Ceiling Lights | Chrome | 5 | Steel | Satin White Glass | D:11.5" H:7" | D:11.5" |  | 1 Medium A19 75w |  | 1 | No | [14 empty] | 0 | [12 empty] | 85.98 | 171.96 | 257.94 | D:11 1/2'' H:11 3/4'' | 3.7 | 11.5 |  |  | 11.75 | Cap Nuts | [6 empty] | No |  | No | [20 empty] | D:6 5/8'' H:3'' Round |  |  |  |  | 6.5 |  |  |  | Hardwired | 0 | 0 | 0 | 0 | 1 | 0 | 0 | 1 | 0 | 0 | 0 | 785652227738 | 14.5 | 14.5 | 15 | 5.9 | 1.825 | 250 | Yes | [9 empty] | cETL Damp | ACADEMY 1L CEILING-05 | One Light Semi-Flush Mount |  | 77436-05.jpg | 77436.jpg
77436-782 | One Light Semi-Flush Mount | The classic schoolhouse light fixture has been an American icon for almost 90 years. The Academy collection from Sea Gull Lighting is today’s interpretation of these utilitarian lights which have enjoyed resurgence in popularity given their clean, versatile design. Today, top designers regularly select this ubiquitous look for applications in almost every room of the house. Available in Chrome, Brushed Nickel and Heirloom Bronze finishes. Many of the fixtures are available with incandescent lamping or ENERGY STAR-qualified LED lamping. The Academy collection includes pendants in four sizes, semi-flush ceiling fixtures in two sizes, and one-light, two-light, three-light and four-light wall/bath fixtures. Damp Listed. Most of these fixtures easily convert to LED by purchasing LED replacement lamps sold separately. | CEILING | Academy | Ceiling Lights | Heirloom Bronze | 782 | Steel | Satin White Glass | D:11.5" H:7" | D:11.5" |  | 1 Medium A19 75w |  | 1 | No | [14 empty] | 0 | [12 empty] | 85.98 | 171.96 | 257.94 | D:11 1/2'' H:11 3/4'' | 3.7 | 11.5 |  |  | 11.75 | Cap Nuts | [6 empty] | No |  | No | [20 empty] | D:6 5/8'' H:3'' Round |  |  |  |  | 6.5 |  |  |  | Hardwired | 0 | 0 | 0 | 0 | 1 | 0 | 0 | 1 | 0 | 0 | 0 | 785652217197 | 14.5 | 14.5 | 15 | 5.9 | 1.825 | 250 | Yes | [9 empty] | cETL Damp | ACADEMY 1L CEILING-782 | One Light Semi-Flush Mount |  | 77436-782.jpg | 77436.jpg
77436-962 | One Light Semi-Flush Mount | The classic schoolhouse light fixture has been an American icon for almost 90 years. The Academy collection from Sea Gull Lighting is today’s interpretation of these utilitarian lights which have enjoyed resurgence in popularity given their clean, versatile design. Today, top designers regularly select this ubiquitous look for applications in almost every room of the house. Available in Chrome, Brushed Nickel and Heirloom Bronze finishes. Many of the fixtures are available with incandescent lamping or ENERGY STAR-qualified LED lamping. The Academy collection includes pendants in four sizes, semi-flush ceiling fixtures in two sizes, and one-light, two-light, three-light and four-light wall/bath fixtures. Damp Listed. Most of these fixtures easily convert to LED by purchasing LED replacement lamps sold separately. | CEILING | Academy | Ceiling Lights | Brushed Nickel | 962 | Steel | Satin White Glass | D:11.5" H:7" | D:11.5" |  | 1 Medium A19 75w |  | 1 | No | [14 empty] | 0 | [12 empty] | 85.98 | 171.96 | 257.94 | D:11 1/2'' H:11 3/4'' | 3.7 | 11.5 |  |  | 11.75 | Cap Nuts | [6 empty] | No |  | No | [20 empty] | D:6 5/8'' H:3'' Round |  |  |  |  | 6.5 |  |  |  | Hardwired | 0 | 0 | 0 | 0 | 1 | 0 | 0 | 1 | 0 | 0 | 0 | 785652217203 | 14.5 | 14.5 | 15 | 5.9 | 1.825 | 250 | Yes | [9 empty] | cETL Damp | ACADEMY 1L CEILING-962 | One Light Semi-Flush Mount |  | 77436-962.jpg | 77436.jpg
77436EN3-05 | Medium One Light Semi-Flush Mount | The classic schoolhouse light fixture has been an American icon for almost 90 years. The Academy collection from Sea Gull Lighting is today’s interpretation of these utilitarian lights which have enjoyed resurgence in popularity given their clean, versatile design. Today, top designers regularly select this ubiquitous look for applications in almost every room of the house. Available in Chrome, Brushed Nickel and Heirloom Bronze finishes. Many of the fixtures are available with incandescent lamping or ENERGY STAR-qualified LED lamping. The Academy collection includes pendants in four sizes, semi-flush ceiling fixtures in two sizes, and one-light, two-light, three-light and four-light wall/bath fixtures. Damp Listed. Most of these fixtures easily convert to LED by purchasing LED replacement lamps sold separately. | CEILING | Academy | Ceiling Lights | Chrome | 5 | Steel | Satin White Glass | D:11.5" H:7" | D:11.5" |  | 1 Medium A19 9.3w |  | 1 | Yes | [14 empty] | 0 | [12 empty] | 88.98 | 177.96 | 266.94 | D:11 1/2'' H:11 3/4'' | 3.7 | 11.5 |  |  | 11.75 | Cap Nuts | [6 empty] | No |  | No | [20 empty] | D:6 5/8'' H:3'' Round |  |  |  |  | 6.5 | Black/White |  |  | Hardwired | 0 | 0 | 0 | 1 | 1 | 0 | 0 | 0 | 0 | 0 | 0 | 785652052187 | 14.5 | 14.5 | 15 | 5.9 | 1.825 | 250 | Yes | [9 empty] | cETL Damp | ACADEMY 1L CEILING-05 | Medium One Light Semi-Flush Mount |  | 77436EN3-05.jpg | 77436.jpg
77436EN3-782 | Medium One Light Semi-Flush Mount | The classic schoolhouse light fixture has been an American icon for almost 90 years. The Academy collection from Sea Gull Lighting is today’s interpretation of these utilitarian lights which have enjoyed resurgence in popularity given their clean, versatile design. Today, top designers regularly select this ubiquitous look for applications in almost every room of the house. Available in Chrome, Brushed Nickel and Heirloom Bronze finishes. Many of the fixtures are available with incandescent lamping or ENERGY STAR-qualified LED lamping. The Academy collection includes pendants in four sizes, semi-flush ceiling fixtures in two sizes, and one-light, two-light, three-light and four-light wall/bath fixtures. Damp Listed. Most of these fixtures easily convert to LED by purchasing LED replacement lamps sold separately. | CEILING | Academy | Ceiling Lights | Heirloom Bronze | 782 | Steel | Satin White Glass | D:11.5" H:7" | D:11.5" |  | 1 Medium A19 9.3w |  | 1 | Yes | [14 empty] | 0 | [12 empty] | 88.98 | 177.96 | 266.94 | D:11 1/2'' H:11 3/4'' | 3.7 | 11.5 |  |  | 11.75 | Cap Nuts | [6 empty] | No |  | No | [20 empty] | D:6 5/8'' H:3'' Round |  |  |  |  | 6.5 | Black/White |  |  | Hardwired | 0 | 0 | 0 | 1 | 1 | 0 | 0 | 0 | 0 | 0 | 0 | 785652052194 | 14.5 | 14.5 | 15 | 5.9 | 1.825 | 250 | Yes | [9 empty] | cETL Damp | ACADEMY 1L CEILING-782 | Medium One Light Semi-Flush Mount |  | 77436EN3-782.jpg | 77436.jpg
77436EN3-962 | Medium One Light Semi-Flush Mount | The classic schoolhouse light fixture has been an American icon for almost 90 years. The Academy collection from Sea Gull Lighting is today’s interpretation of these utilitarian lights which have enjoyed resurgence in popularity given their clean, versatile design. Today, top designers regularly select this ubiquitous look for applications in almost every room of the house. Available in Chrome, Brushed Nickel and Heirloom Bronze finishes. Many of the fixtures are available with incandescent lamping or ENERGY STAR-qualified LED lamping. The Academy collection includes pendants in four sizes, semi-flush ceiling fixtures in two sizes, and one-light, two-light, three-light and four-light wall/bath fixtures. Damp Listed. Most of these fixtures easily convert to LED by purchasing LED replacement lamps sold separately. | CEILING | Academy | Ceiling Lights | Brushed Nickel | 962 | Steel | Satin White Glass | D:11.5" H:7" | D:11.5" |  | 1 Medium A19 9.3w |  | 1 | Yes | [14 empty] | 0 | [12 empty] | 88.98 | 177.96 | 266.94 | D:11 1/2'' H:11 3/4'' | 3.7 | 11.5 |  |  | 11.75 | Cap Nuts | [6 empty] | No |  | No | [20 empty] | D:6 5/8'' H:3'' Round |  |  |  |  | 6.5 | Black/White |  |  | Hardwired | 0 | 0 | 0 | 1 | 1 | 0 | 0 | 0 | 0 | 0 | 0 | 785652052200 | 14.5 | 14.5 | 15 | 5.9 | 1.825 | 250 | Yes | [9 empty] | cETL Damp | ACADEMY 1L CEILING-962 | Medium One Light Semi-Flush Mount |  | 77436EN3-962.jpg | 77436.jpg
77437-05 | Large One Light Semi-Flush Mount | The classic schoolhouse light fixture has been an American icon for almost 90 years. The Academy collection from Sea Gull Lighting is today’s interpretation of these utilitarian lights which have enjoyed resurgence in popularity given their clean, versatile design. Today, top designers regularly select this ubiquitous look for applications in almost every room of the house. Available in Chrome, Brushed Nickel and Heirloom Bronze finishes. Many of the fixtures are available with incandescent lamping or ENERGY STAR-qualified LED lamping. The Academy collection includes pendants in four sizes, semi-flush ceiling fixtures in two sizes, and one-light, two-light, three-light and four-light wall/bath fixtures. Damp Listed. Most of these fixtures easily convert to LED by purchasing LED replacement lamps sold separately. | CEILING | Academy | Ceiling Lights | Chrome | 5 | Steel | Satin White Glass | D:13" H:8" | D:13" |  | 1 Medium A19 100w |  | 1 | No | [14 empty] | 0 | [12 empty] | 94.98 | 189.96 | 284.94 | D:13'' H:12 1/2'' | 4.9 | 13 |  |  | 12.5 | Cap Nuts | [6 empty] | No |  | No | [20 empty] | D:6 5/8'' H:3'' Round |  |  |  |  | 6.5 |  |  |  | Hardwired | 0 | 0 | 0 | 0 | 1 | 0 | 0 | 1 | 0 | 0 | 0 | 785652227776 | 15.5 | 15.5 | 16 | 7.1 | 2.225 | 250 | Yes | [9 empty] | cETL Damp | ACADEMY 1L CEILING-05 | Large One Light Semi-Flush Mount |  | 77437-05.jpg | 77437.jpg
77437-782 | Large One Light Semi-Flush Mount | The classic schoolhouse light fixture has been an American icon for almost 90 years. The Academy collection from Sea Gull Lighting is today’s interpretation of these utilitarian lights which have enjoyed resurgence in popularity given their clean, versatile design. Today, top designers regularly select this ubiquitous look for applications in almost every room of the house. Available in Chrome, Brushed Nickel and Heirloom Bronze finishes. Many of the fixtures are available with incandescent lamping or ENERGY STAR-qualified LED lamping. The Academy collection includes pendants in four sizes, semi-flush ceiling fixtures in two sizes, and one-light, two-light, three-light and four-light wall/bath fixtures. Damp Listed. Most of these fixtures easily convert to LED by purchasing LED replacement lamps sold separately. | CEILING | Academy | Ceiling Lights | Heirloom Bronze | 782 | Steel | Satin White Glass | D:13" H:8" | D:13" |  | 1 Medium A19 100w |  | 1 | No | [14 empty] | 0 | [12 empty] | 94.98 | 189.96 | 284.94 | D:13'' H:12 1/2'' | 4.9 | 13 |  |  | 12.5 | Cap Nuts | [6 empty] | No |  | No | [20 empty] | D:6 5/8'' H:3'' Round |  |  |  |  | 6.5 |  |  |  | Hardwired | 0 | 0 | 0 | 0 | 1 | 0 | 0 | 1 | 0 | 0 | 0 | 785652227752 | 15.5 | 15.5 | 16 | 7.1 | 2.225 | 250 | Yes | [9 empty] | cETL Damp | ACADEMY 1L CEILING-782 | Large One Light Semi-Flush Mount |  | 77437-782.jpg | 77437.jpg
77437-962 | Large One Light Semi-Flush Mount | The classic schoolhouse light fixture has been an American icon for almost 90 years. The Academy collection from Sea Gull Lighting is today’s interpretation of these utilitarian lights which have enjoyed resurgence in popularity given their clean, versatile design. Today, top designers regularly select this ubiquitous look for applications in almost every room of the house. Available in Chrome, Brushed Nickel and Heirloom Bronze finishes. Many of the fixtures are available with incandescent lamping or ENERGY STAR-qualified LED lamping. The Academy collection includes pendants in four sizes, semi-flush ceiling fixtures in two sizes, and one-light, two-light, three-light and four-light wall/bath fixtures. Damp Listed. Most of these fixtures easily convert to LED by purchasing LED replacement lamps sold separately. | CEILING | Academy | Ceiling Lights | Brushed Nickel | 962 | Steel | Satin White Glass | D:13" H:8" | D:13" |  | 1 Medium A19 100w |  | 1 | No | [14 empty] | 0 | [12 empty] | 94.98 | 189.96 | 284.94 | D:13'' H:12 1/2'' | 4.9 | 13 |  |  | 12.5 | Cap Nuts | [6 empty] | No |  | No | [20 empty] | D:6 5/8'' H:3'' Round |  |  |  |  | 6.5 |  |  |  | Hardwired | 0 | 0 | 0 | 0 | 1 | 0 | 0 | 1 | 0 | 0 | 0 | 785652227769 | 15.5 | 15.5 | 16 | 7.1 | 2.225 | 250 | Yes | [9 empty] | cETL Damp | ACADEMY 1L CEILING-962 | Large One Light Semi-Flush Mount |  | 77437-962.jpg | 77437.jpg
77437EN3-05 | Large One Light Semi-Flush Mount | The classic schoolhouse light fixture has been an American icon for almost 90 years. The Academy collection from Sea Gull Lighting is today’s interpretation of these utilitarian lights which have enjoyed resurgence in popularity given their clean, versatile design. Today, top designers regularly select this ubiquitous look for applications in almost every room of the house. Available in Chrome, Brushed Nickel and Heirloom Bronze finishes. Many of the fixtures are available with incandescent lamping or ENERGY STAR-qualified LED lamping. The Academy collection includes pendants in four sizes, semi-flush ceiling fixtures in two sizes, and one-light, two-light, three-light and four-light wall/bath fixtures. Damp Listed. Most of these fixtures easily convert to LED by purchasing LED replacement lamps sold separately. | CEILING | Academy | Ceiling Lights | Chrome | 5 | Steel | Satin White Glass | D:13" H:8" | D:13" |  | 1 Medium A19 9.3w |  | 1 | Yes | [14 empty] | 0 | [12 empty] | 99.98 | 199.96 | 299.94 | D:13'' H:12 1/2'' | 4.9 | 13 |  |  | 12.5 | Cap Nuts | [6 empty] | No |  | No | [20 empty] | D:6 5/8'' H:3'' Round |  |  |  |  | 6.5 | Black/White |  |  | Hardwired | 0 | 0 | 0 | 1 | 1 | 0 | 0 | 0 | 0 | 0 | 0 | 785652052217 | 15.5 | 15.5 | 16 | 7.1 | 2.225 | 250 | Yes | [9 empty] | cETL Damp | ACADEMY 1L CEILING-05 | Large One Light Semi-Flush Mount |  | 77437EN3-05.jpg | 77437.jpg
77437EN3-782 | Large One Light Semi-Flush Mount | The classic schoolhouse light fixture has been an American icon for almost 90 years. The Academy collection from Sea Gull Lighting is today’s interpretation of these utilitarian lights which have enjoyed resurgence in popularity given their clean, versatile design. Today, top designers regularly select this ubiquitous look for applications in almost every room of the house. Available in Chrome, Brushed Nickel and Heirloom Bronze finishes. Many of the fixtures are available with incandescent lamping or ENERGY STAR-qualified LED lamping. The Academy collection includes pendants in four sizes, semi-flush ceiling fixtures in two sizes, and one-light, two-light, three-light and four-light wall/bath fixtures. Damp Listed. Most of these fixtures easily convert to LED by purchasing LED replacement lamps sold separately. | CEILING | Academy | Ceiling Lights | Heirloom Bronze | 782 | Steel | Satin White Glass | D:13" H:8" | D:13" |  | 1 Medium A19 9.3w |  | 1 | Yes | [14 empty] | 0 | [12 empty] | 99.98 | 199.96 | 299.94 | D:13'' H:12 1/2'' | 4.9 | 13 |  |  | 12.5 | Cap Nuts | [6 empty] | No |  | No | [20 empty] | D:6 5/8'' H:3'' Round |  |  |  |  | 6.5 | Black/White |  |  | Hardwired | 0 | 0 | 0 | 1 | 1 | 0 | 0 | 0 | 0 | 0 | 0 | 785652052224 | 15.5 | 15.5 | 16 | 7.1 | 2.225 | 250 | Yes | [9 empty] | cETL Damp | ACADEMY 1L CEILING-782 | Large One Light Semi-Flush Mount |  | 77437EN3-782.jpg | 77437.jpg
77437EN3-962 | Large One Light Semi-Flush Mount | The classic schoolhouse light fixture has been an American icon for almost 90 years. The Academy collection from Sea Gull Lighting is today’s interpretation of these utilitarian lights which have enjoyed resurgence in popularity given their clean, versatile design. Today, top designers regularly select this ubiquitous look for applications in almost every room of the house. Available in Chrome, Brushed Nickel and Heirloom Bronze finishes. Many of the fixtures are available with incandescent lamping or ENERGY STAR-qualified LED lamping. The Academy collection includes pendants in four sizes, semi-flush ceiling fixtures in two sizes, and one-light, two-light, three-light and four-light wall/bath fixtures. Damp Listed. Most of these fixtures easily convert to LED by purchasing LED replacement lamps sold separately. | CEILING | Academy | Ceiling Lights | Brushed Nickel | 962 | Steel | Satin White Glass | D:13" H:8" | D:13" |  | 1 Medium A19 9.3w |  | 1 | Yes | [14 empty] | 0 | [12 empty] | 99.98 | 199.96 | 299.94 | D:13'' H:12 1/2'' | 4.9 | 13 |  |  | 12.5 | Cap Nuts | [6 empty] | No |  | No | [20 empty] | D:6 5/8'' H:3'' Round |  |  |  |  | 6.5 | Black/White |  |  | Hardwired | 0 | 0 | 0 | 1 | 1 | 0 | 0 | 0 | 0 | 0 | 0 | 785652052231 | 15.5 | 15.5 | 16 | 7.1 | 2.225 | 250 | Yes | [9 empty] | cETL Damp | ACADEMY 1L CEILING-962 | Large One Light Semi-Flush Mount |  | 77437EN3-962.jpg | 77437.jpg
7750893S-782 | Large LED Ceiling Flush Mount |  | CEILING | Mahone | Ceiling Lights | Heirloom Bronze | 782 | Steel |  |  |  | White Acrylic |  |  | 1 | No | 2045 | 3000 | 90 | 34 | 120 | 19 - Integrated | MODS - Modules |  | 10 | 100 | LED | 34 | 34 | 50000 | 0 | [12 empty] | 88.48 | 176.96 | 265.44 | D:17 3/4'' H:4 1/4'' | 3.8 | 17.75 |  |  | 4.25 | Key Slots | [6 empty] | No |  | No | [20 empty] | D:17 1/2'' H:3/8'' Round |  |  |  |  | 6.5 | Black/White |  |  | Hardwired | 0 | 0 | 0 | 1 | 1 | 0 | 1 | 0 | 0 | 0 | 1 | 785652066597 | 19.25 | 19 | 6 | 5.8 | 1.27 | 175 | Yes | 4 | 10785652066594 | 24.25 | 20 | 20.25 | 26.2 | 5.684 | Yes |  |  | MAHONE LG LED CEILING-782 | Large LED Ceiling Flush Mount |  | 7750893S-782.jpg | 7750893S.jpg
7750893S-962 | Large LED Ceiling Flush Mount |  | CEILING | Mahone | Ceiling Lights | Brushed Nickel | 962 | Steel |  |  |  | White Acrylic |  |  | 1 | No | 2045 | 3000 | 90 | 34 | 120 | 19 - Integrated | MODS - Modules |  | 10 | 100 | LED | 34 | 34 | 50000 | 0 | [12 empty] | 88.48 | 176.96 | 265.44 | D:17 3/4'' H:4 1/4'' | 3.8 | 17.75 |  |  | 4.25 | Key Slots | [6 empty] | No |  | No | [20 empty] | D:17 1/2'' H:3/8'' Round |  |  |  |  | 6.5 | Black/White |  |  | Hardwired | 0 | 0 | 0 | 1 | 1 | 0 | 1 | 0 | 0 | 0 | 1 | 785652066603 | 19.25 | 19 | 6 | 5.8 | 1.27 | 175 | Yes | 4 | 10785652066600 | 24.25 | 20 | 20.25 | 26.2 | 5.684 | Yes |  |  | MAHONE LG LED CEILING-962 | Large LED Ceiling Flush Mount |  | 7750893S-962.jpg | 7750893S.jpg
77527BLE-824 | Fluorescent Terranello Two Light Semi-Flush Convertible Pendant in Palladium with Dusted Ivory Glass |  | Fluorescent Ceiling | Terranello | Ceiling Lights | Palladium | 824 | Steel | Dusted Ivory Glass | D:12.75" H:4.625" |  |  | 2 GU24 Self Ballasted CFL 13w |  | 2 | No | [14 empty] | 0 | [12 empty] | 69 | 138 | 207 | D:15 1/2'' H:14'' O:137'' |  | 15.5 |  |  | 14 | Dual Mount |  | 12.25 | 137 |  |  |  | No |  | No | [20 empty] | D:5 9/32'' H:1 3/4'' Round |  |  |  |  | 144 | Clear | 120 |  | Hardwired | 0 | 0 | 1 | 0 | 0 | 0 | 0 | 0 | 1 | 0 | 0 | 785652227929 | [15 empty] | C-UL-US Dry |  | Two Semi-Flush Conv | Two Light Semi-Flush Convertible |  | 77527BLE-824.jpg | 77527BLE.jpg
77527BLE-845 | Fluorescent Terranello Two Light Semi-Flush Convertible Pendant in Flemish Bronze with Creme Parchment Glass |  | Fluorescent Ceiling | Terranello | Ceiling Lights | Flemish Bronze | 845 | Steel | Creme Parchment Glass | D:12.75" H:4.625" |  |  | 2 GU24 Self Ballasted CFL 13w |  | 2 | No | [14 empty] | 0 | [12 empty] | 69 | 138 | 207 | D:15 1/2'' H:14'' O:137'' |  | 15.5 |  |  | 14 | Dual Mount |  | 12.25 | 137 |  |  |  | No |  | No | [20 empty] | D:5 9/32'' H:1 3/4'' Round |  |  |  |  | 144 | Brown | 120 |  | Hardwired | 0 | 0 | 1 | 0 | 0 | 0 | 0 | 0 | 1 | 0 | 0 | 785652222917 | [15 empty] | C-UL-US Dry |  | FLUORESCENT SEMI FLUSH -845 | Two Light Semi-Flush Convertible |  | 77527BLE-845.jpg | 77527BLE.jpg
77625-782 | Two Light Semi-Flush Convertible Pendant | The Wheaton lighting collection by Sea Gull Lighting is a tribute to versatility. The Satin Etched glass can be coupled with either a Brushed Nickel finish for a soft contemporary feel or an Heirloom Bronze finish for a more rustic charm. Wheaton delivers excellent transitional style that can fit within various home decor styles. The assortment includes nine-light, five-light, and three-light chandeliers, pendants in four sizes, both flush and semi-flush ceiling fixtures, as well as one-light, two-light, three-light and four-light wall/bath fixtures. Both incandescent lamping and ENERGY STAR-qualified LED lamping are available. Most of these fixtures easily convert to LED by purchasing LED replacement lamps sold separately. | CEILING | Wheaton | Ceiling Lights | Heirloom Bronze | 782 | Steel | Satin Etched Glass | D:12.4375" H:4.5625" |  |  | 2 Medium A19 100w |  | 2 | No | [14 empty] | 0 | [12 empty] | 97.98 | 195.96 | 293.94 | D:12 1/2'' H:15 3/4'' O:139 3/4'' | 7.7 | 12.5 |  |  | 15.75 | Dual Mount |  | 12.25 | 139.75 |  |  |  | No |  | No | [20 empty] | D:5 1/2'' DP:1 1/8'' |  |  |  |  | 144 | Brown | 120 |  | Hardwired | 0 | 0 | 0 | 0 | 1 | 0 | 0 | 1 | 1 | 0 | 0 | 785652756016 | 15.25 | 15.25 | 12.25 | 9.6 | 1.649 | 175 | Yes | [8 empty] | ETL Dry | cETL Dry | WHEATON 2L CEILING-782 | Two Light Semi-Flush Convertible Pendant |  | 77625-782.jpg | 77625.jpg
77625-962 | Two Light Semi-Flush Convertible Pendant | The Wheaton lighting collection by Sea Gull Lighting is a tribute to versatility. The Satin Etched glass can be coupled with either a Brushed Nickel finish for a soft contemporary feel or an Heirloom Bronze finish for a more rustic charm. Wheaton delivers excellent transitional style that can fit within various home decor styles. The assortment includes nine-light, five-light, and three-light chandeliers, pendants in four sizes, both flush and semi-flush ceiling fixtures, as well as one-light, two-light, three-light and four-light wall/bath fixtures. Both incandescent lamping and ENERGY STAR-qualified LED lamping are available. Most of these fixtures easily convert to LED by purchasing LED replacement lamps sold separately. | CEILING | Wheaton | Ceiling Lights | Brushed Nickel | 962 | Steel | Satin Etched Glass | D:12.4375" H:4.5625" |  |  | 2 Medium A19 100w |  | 2 | No | [14 empty] | 0 | [12 empty] | 97.98 | 195.96 | 293.94 | D:12 1/2'' H:15 3/4'' O:139 3/4'' | 7.7 | 12.5 |  |  | 15.75 | Dual Mount |  | 12.25 | 139.75 |  |  |  | No |  | No | [20 empty] | D:5 1/2'' DP:1 1/8'' |  |  |  |  | 144 | Clear | 120 | N/A | Hardwired | 0 | 0 | 0 | 0 | 1 | 0 | 0 | 1 | 1 | 0 | 0 | 785652756047 | 15.25 | 15.25 | 12.25 | 9.6 | 1.649 | 175 | Yes | [8 empty] | ETL Dry | cETL Dry | WHEATON 2L CEILING-962 | Two Light Semi-Flush Convertible Pendant |  | 77625-962.jpg | 77625.jpg
77625EN3-782 | Two Light Semi-Flush Convertible Pendant | The Wheaton lighting collection by Sea Gull Lighting is a tribute to versatility. The Satin Etched glass can be coupled with either a Brushed Nickel finish for a soft contemporary feel or an Heirloom Bronze finish for a more rustic charm. Wheaton delivers excellent transitional style that can fit within various home decor styles. The assortment includes nine-light, five-light, and three-light chandeliers, pendants in four sizes, both flush and semi-flush ceiling fixtures, as well as one-light, two-light, three-light and four-light wall/bath fixtures. Both incandescent lamping and ENERGY STAR-qualified LED lamping are available. Most of these fixtures easily convert to LED by purchasing LED replacement lamps sold separately. | CEILING | Wheaton | Ceiling Lights | Heirloom Bronze | 782 | Steel | Satin Etched Glass | D:12.4375" H:4.5625" |  |  | 2 Medium A19 9.3w |  | 2 | Yes | [14 empty] | 0 | [12 empty] | 99.98 | 199.96 | 299.94 | D:12 1/2'' H:15 3/4'' O:139 3/4'' | 7.7 | 12.5 |  |  | 15.75 | Dual Mount |  | 12.25 | 139.75 |  |  |  | No |  | No | [20 empty] | D:5 1/2'' DP:1 1/8'' |  |  |  |  | 144 | Brown | 120 |  | Hardwired | 0 | 0 | 0 | 1 | 1 | 0 | 0 | 0 | 1 | 0 | 0 | 785652052248 | 15.25 | 15.25 | 12.25 | 9.6 | 1.649 | 175 | Yes | [8 empty] | ETL Dry | cETL Dry | WHEATON 2L CEILING-782 | Two Light Semi-Flush Convertible Pendant |  | 77625EN3-782.jpg | 77625.jpg
77625EN3-962 | Two Light Semi-Flush Convertible Pendant | The Wheaton lighting collection by Sea Gull Lighting is a tribute to versatility. The Satin Etched glass can be coupled with either a Brushed Nickel finish for a soft contemporary feel or an Heirloom Bronze finish for a more rustic charm. Wheaton delivers excellent transitional style that can fit within various home decor styles. The assortment includes nine-light, five-light, and three-light chandeliers, pendants in four sizes, both flush and semi-flush ceiling fixtures, as well as one-light, two-light, three-light and four-light wall/bath fixtures. Both incandescent lamping and ENERGY STAR-qualified LED lamping are available. Most of these fixtures easily convert to LED by purchasing LED replacement lamps sold separately. | CEILING | Wheaton | Ceiling Lights | Brushed Nickel | 962 | Steel | Satin Etched Glass | D:12.4375" H:4.5625" |  |  | 2 Medium A19 9.3w |  | 2 | Yes | [14 empty] | 0 | [12 empty] | 99.98 | 199.96 | 299.94 | D:12 1/2'' H:15 3/4'' O:139 3/4'' | 7.7 | 12.5 |  |  | 15.75 | Dual Mount |  | 12.25 | 139.75 |  |  |  | No |  | No | [20 empty] | D:5 1/2'' DP:1 1/8'' |  |  |  |  | 144 | Clear | 120 | N/A | Hardwired | 0 | 0 | 0 | 1 | 1 | 0 | 0 | 0 | 1 | 0 | 0 | 785652052262 | 15.25 | 15.25 | 12.25 | 9.6 | 1.649 | 175 | Yes | [8 empty] | ETL Dry | cETL Dry | WHEATON 2L CEILING-962 | Two Light Semi-Flush Convertible Pendant |  | 77625EN3-962.jpg | 77625.jpg
77660-839 | Two Light Semi-Flush Convertible Pendant | The Winnetka indoor lighting collection by Sea Gull Lighting has a clean design which lends itself to a modern-mission style. The geometric, cylinder design has subtle ornamentation, while still offering impressive style. The indoor lighting collection is offered in Brushed Nickel or textured Blacksmith finishes, both with Satin Etched glass. The assortment includes 15-light, nine-light, five-light, and three-light chandeliers, pendants in four sizes, both flush and semi-flush ceiling fixtures, as well as one-light, two-light, three-light and four-light wall/bath fixtures. Most of these fixtures easily convert to LED by purchasing LED replacement lamps sold separately. | CEILING | Winnetka | Ceiling Lights | Blacksmith | 839 | Steel | Satin Etched Glass | D:11.8125" |  |  | 2 Medium A19 60w |  | 2 | No | [14 empty] | 0 | [12 empty] | 115.98 | 231.96 | 347.94 | D:14 1/4'' H:14'' O:136 1/2'' | 7.9 | 14.25 |  |  | 14 | Dual Mount |  | 12 | 136.5 |  |  |  | No |  | No | [20 empty] | D:6'' DP:1 7/16'' |  |  |  |  | 144 | Black | 120 | N/A | Hardwired | 0 | 0 | 0 | 0 | 1 | 0 | 0 | 1 | 1 | 0 | 0 | 785652756658 | 15.5 | 15.5 | 11.25 | 9.9 | 1.564 | 125 | Yes | [8 empty] | ETL Dry | cETL Dry | WINNETKA 2L CEILING-839 | Two Light Semi-Flush Convertible Pendant |  | 77660-839.jpg | 77660.jpg
77660-962 | Two Light Semi-Flush Convertible Pendant | The Winnetka indoor lighting collection by Sea Gull Lighting has a clean design which lends itself to a modern-mission style. The geometric, cylinder design has subtle ornamentation, while still offering impressive style. The indoor lighting collection is offered in Brushed Nickel or textured Blacksmith finishes, both with Satin Etched glass. The assortment includes 15-light, nine-light, five-light, and three-light chandeliers, pendants in four sizes, both flush and semi-flush ceiling fixtures, as well as one-light, two-light, three-light and four-light wall/bath fixtures. Most of these fixtures easily convert to LED by purchasing LED replacement lamps sold separately. | CEILING | Winnetka | Ceiling Lights | Brushed Nickel | 962 | Steel | Satin Etched Glass | D:11.8125" |  |  | 2 Medium A19 60w |  | 2 | No | [14 empty] | 0 | [12 empty] | 116.48 | 232.96 | 349.44 | D:14 1/4'' H:14'' O:136 1/2'' | 7.9 | 14.25 |  |  | 14 | Dual Mount |  | 12 | 136.5 |  |  |  | No |  | No | [20 empty] | D:6'' DP:1 7/16'' |  |  |  |  | 144 | Clear Silver | 120 | N/A | Hardwired | 0 | 0 | 0 | 0 | 1 | 0 | 0 | 1 | 1 | 0 | 0 | 785652226458 | 15.5 | 15.5 | 11 | 10.4 | 1.529 | 125 | Yes | [8 empty] | ETL Dry | cETL Dry | WINNETKA 2L CEILING-962 | Two Light Semi-Flush Convertible Pendant |  | 77660-962.jpg | 77660.jpg
77660EN3-839 | Two Light Semi-Flush Convertible Pendant | The Winnetka indoor lighting collection by Sea Gull Lighting has a clean design which lends itself to a modern-mission style. The geometric, cylinder design has subtle ornamentation, while still offering impressive style. The indoor lighting collection is offered in Brushed Nickel or textured Blacksmith finishes, both with Satin Etched glass. The assortment includes 15-light, nine-light, five-light, and three-light chandeliers, pendants in four sizes, both flush and semi-flush ceiling fixtures, as well as one-light, two-light, three-light and four-light wall/bath fixtures. Most of these fixtures easily convert to LED by purchasing LED replacement lamps sold separately. | CEILING | Winnetka | Ceiling Lights | Blacksmith | 839 | Steel | Satin Etched Glass | D:11.8125" |  |  | 2 Medium A19 9.3w |  | 2 | Yes | [14 empty] | 0 | [12 empty] | 124.98 | 249.96 | 374.94 | D:14 1/4'' H:14'' O:136 1/2'' | 7.9 | 14.25 |  |  | 14 | Dual Mount |  | 12 | 136.5 |  |  |  | No |  | No | [20 empty] | D:6'' DP:1 7/16'' |  |  |  |  | 144 | Black | 120 | N/A | Hardwired | 0 | 0 | 0 | 1 | 1 | 0 | 0 | 0 | 1 | 0 | 0 | 785652052286 | 15.5 | 15.5 | 11 | 10.4 | 1.529 | 125 | Yes | [8 empty] | ETL Dry | cETL Dry | WINNETKA 2L CEILING-839 | Two Light Semi-Flush Convertible Pendant |  | 77660EN3-839.jpg | 77660.jpg
77660EN3-962 | Two Light Semi-Flush Convertible Pendant | The Winnetka indoor lighting collection by Sea Gull Lighting has a clean design which lends itself to a modern-mission style. The geometric, cylinder design has subtle ornamentation, while still offering impressive style. The indoor lighting collection is offered in Brushed Nickel or textured Blacksmith finishes, both with Satin Etched glass. The assortment includes 15-light, nine-light, five-light, and three-light chandeliers, pendants in four sizes, both flush and semi-flush ceiling fixtures, as well as one-light, two-light, three-light and four-light wall/bath fixtures. Most of these fixtures easily convert to LED by purchasing LED replacement lamps sold separately. | CEILING | Winnetka | Ceiling Lights | Brushed Nickel | 962 | Steel | Satin Etched Glass | D:11.8125" |  |  | 2 Medium A19 9.3w |  | 2 | Yes | [14 empty] | 0 | [12 empty] | 124.98 | 249.96 | 374.94 | D:14 1/4'' H:14'' O:136 1/2'' | 7.9 | 14.25 |  |  | 14 | Dual Mount |  | 12 | 136.5 |  |  |  | No |  | No | [20 empty] | D:6'' DP:1 7/16'' |  |  |  |  | 144 | Clear Silver | 120 | N/A | Hardwired | 0 | 0 | 0 | 1 | 1 | 0 | 0 | 0 | 1 | 0 | 0 | 785652052309 | 15.5 | 15.5 | 11 | 10.4 | 1.529 | 125 | Yes | [8 empty] | ETL Dry | cETL Dry | WINNETKA 2L CEILING-962 | Two Light Semi-Flush Convertible Pendant |  | 77660EN3-962.jpg | 77660.jpg
77800-962 | Hopewell Two Light Semi-Flush Convertible Pendant in Brushed Nickel with White Alabaster Glass |  | Ceiling Fixture | Hopewell | Ceiling Lights | Brushed Nickel | 962 | [5 empty] | 2 Medium A19 60w |  | 2 | No | [27 empty] | 79 | 158 | 237 | D:16 1/4'' H:16'' O:55'' |  | 16.25 |  |  | 16 | Dual Mount |  | 13.75 | 55 |  |  |  | No |  | No | [25 empty] | 120 | Clear | 36 |  | Hardwired | 0 | 0 | 0 | 0 | 0 | 0 | 0 | 1 | 0 | 0 | 0 | 785652218958 | [17 empty] | Semi-Flush in Brushed Nickel Finish | Two Light Semi-Flush Convertible |  | 77800-962.jpg | 77800.jpg
7780402-846 | Two Light Semi-Flush Convertible Pendant | A distinct bowl-shaped silhouette defines the flagship chandeliers of the traditional Corbeille collection by Sea Gull Lighting. With a hint of contemporary inspiration, the soft hue of the Crème Parchment glass complements the fixtures’ refined curves in the Stardust finish. The assortment includes nine-light and five-light chandeliers, pendants in two sizes and both flush and semi-flush ceiling fixtures. Both incandescent lamping and ENERGY STAR-qualified LED lamping are available; all fixtures are California Title 24 compliant. | CEILING | Corbeille | Ceiling Lights | Stardust / Cerused Oak | 846 / 735 | Steel | Creme Parchment Glass | D:13.75" H:4.25" | D:13.75" |  | 2 Medium A19 100w |  | 2 | No | [14 empty] | 0 | [12 empty] | 123.45 | 246.9 | 370.35 | D:15 1/4'' H:16'' O:54 1/4'' | 7.8 | 15.25 |  |  | 16 | Dual Mount |  | 14 | 54.25 |  |  |  | No |  | No | [20 empty] | D:5 5/16'' H:1 1/8'' Round |  |  |  |  | 120 | Brown | 36 |  | Hardwired | 0 | 0 | 0 | 0 | 1 | 0 | 0 | 1 | 1 | 0 | 0 | 785652245688 | 12.38 | 16.38 | 11.25 | 9.6 | 1.32 | 125 | Yes | [8 empty] | ETL Dry |  | CORBEILLE 2L CEILING-846 | Two Light Semi-Flush Convertible Pendant |  | 7780402-846.jpg | 7780402.jpg
7780402EN3-846 | Two Light Semi-Flush Convertible Pendant | A distinct bowl-shaped silhouette defines the flagship chandeliers of the traditional Corbeille collection by Sea Gull Lighting. With a hint of contemporary inspiration, the soft hue of the Crème Parchment glass complements the fixtures’ refined curves in the Stardust finish. The assortment includes nine-light and five-light chandeliers, pendants in two sizes and both flush and semi-flush ceiling fixtures. Both incandescent lamping and ENERGY STAR-qualified LED lamping are available; all fixtures are California Title 24 compliant. | CEILING | Corbeille | Ceiling Lights | Stardust / Cerused Oak | 846 / 735 | Steel | Creme Parchment Glass | D:13.75" H:4.25" | D:13.75" |  | 2 Medium A19 9.3w |  | 2 | Yes | [14 empty] | 0 | [12 empty] | 138.98 | 277.96 | 416.94 | D:15 1/4'' H:16'' O:54 1/4'' | 7.8 | 15.25 |  |  | 16 | Dual Mount |  | 14 | 54.25 |  |  |  | No |  | No | [20 empty] | D:5 5/16'' H:1 1/8'' Round |  |  |  |  | 120 | Brown | 36 |  | Hardwired | 0 | 0 | 0 | 1 | 1 | 0 | 0 | 0 | 1 | 0 | 0 | 785652052316 | 17 | 13 | 11.25 | 9.6 | 1.439 | 125 | Yes | [8 empty] | ETL Dry |  | CORBEILLE 2L CEILING-846 | Two Light Semi-Flush Convertible Pendant |  | 7780402EN3-846.jpg | 7780402.jpg
77806-782 | Two Light Semi-Flush Convertible Pendant | The Holman collection by Sea Gull Lighting brings versatility and style to those just starting out. With softly flared glass and curved arms, there is just enough detail to give the overall look a lift while keeping it simple enough for those on a budget. Several chandeliers and sconces can be installed with lighting shining up or down, allowing the fixture to be customized for the specific space and function. Offered in a Brushed Nickel finish or Heirloom Bronze finish, both with Satin Etched glass. The assortment includes nine-light, five-light and three-light chandeliers, pendants in five sizes, both flush and semi-flush ceiling fixtures, as well as one-light, two-light three-light and four-light wall/bath fixtures. Both incandescent lamping and ENERGY STAR-qualified LED lamping are available. All fixtures are California Title 24 compliant. | CEILING | Holman | Ceiling Lights | Heirloom Bronze | 782 | Steel | Satin Etched Glass | D:13.25" H:4.75" |  |  | 2 Medium A19 75w |  | 2 | No | [14 empty] | 0 | [12 empty] | 49.95 | 99.9 | 149.85 | D:13 1/4'' H:13 3/4'' O:52 3/4'' | 3.3 | 13.25 |  |  | 13.75 | Cap Nuts |  | 12 | 52.75 |  |  |  | No |  | No | [25 empty] | 72 |  | 36 |  | Hardwired | 0 | 0 | 0 | 0 | 1 | 0 | 0 | 1 | 1 | 0 | 0 | 785652058813 | 16 | 16 | 10.5 | 6.7 | 1.556 | 175 | Yes | [8 empty] | UL Dry | cUL Dry | HOLMAN 2L CEILING-782 | Two Light Semi-Flush Convertible Pendant |  | 77806-782.png | 77806.jpg
77806-962 | Two Light Semi-Flush Convertible Pendant | The Holman collection by Sea Gull Lighting brings versatility and style to those just starting out. With softly flared glass and curved arms, there is just enough detail to give the overall look a lift while keeping it simple enough for those on a budget. Several chandeliers and sconces can be installed with lighting shining up or down, allowing the fixture to be customized for the specific space and function. Offered in a Brushed Nickel finish or Heirloom Bronze finish, both with Satin Etched glass. The assortment includes nine-light, five-light and three-light chandeliers, pendants in five sizes, both flush and semi-flush ceiling fixtures, as well as one-light, two-light three-light and four-light wall/bath fixtures. Both incandescent lamping and ENERGY STAR-qualified LED lamping are available. All fixtures are California Title 24 compliant. | CEILING | Holman | Ceiling Lights | Brushed Nickel | 962 | Steel | Satin Etched Glass | D:13.25" H:4.75" |  |  | 2 Medium A19 75w |  | 2 | No | [14 empty] | 0 | [12 empty] | 49.95 | 99.9 | 149.85 | D:13 1/4'' H:13 3/4'' O:52 3/4'' | 3.3 | 13.25 |  |  | 13.75 | Cap Nuts |  | 12 | 52.75 |  |  |  | No |  | No | [25 empty] | 72 |  | 36 |  | Hardwired | 0 | 0 | 0 | 0 | 1 | 0 | 0 | 1 | 1 | 0 | 0 | 785652227455 | 16 | 16 | 10.5 | 6.7 | 1.556 | 175 | Yes | [8 empty] | UL Dry | cUL Dry | HOLMAN 2L CEILING-962 | Two Light Semi-Flush Convertible Pendant |  | 77806-962.jpg | 77806.jpg
77806EN3-782 | Two Light Semi-Flush Convertible Pendant | The Holman collection by Sea Gull Lighting brings versatility and style to those just starting out. With softly flared glass and curved arms, there is just enough detail to give the overall look a lift while keeping it simple enough for those on a budget. Several chandeliers and sconces can be installed with lighting shining up or down, allowing the fixture to be customized for the specific space and function. Offered in a Brushed Nickel finish or Heirloom Bronze finish, both with Satin Etched glass. The assortment includes nine-light, five-light and three-light chandeliers, pendants in five sizes, both flush and semi-flush ceiling fixtures, as well as one-light, two-light three-light and four-light wall/bath fixtures. Both incandescent lamping and ENERGY STAR-qualified LED lamping are available. All fixtures are California Title 24 compliant. | CEILING | Holman | Ceiling Lights | Heirloom Bronze | 782 | Steel | Satin Etched Glass | D:13.25" H:4.75" |  |  | 2 Medium A19 9.3w |  | 2 | Yes | [14 empty] | 0 | [12 empty] | 63.48 | 126.96 | 190.44 | D:13 1/4'' H:13 3/4'' O:52 3/4'' | 3.3 | 13.25 |  |  | 13.75 | Cap Nuts |  | 12 | 52.75 |  |  |  | No |  | No | [25 empty] | 72 | Brown | 36 |  | Hardwired | 0 | 0 | 0 | 1 | 1 | 0 | 0 | 0 | 1 | 0 | 0 | 785652059315 | 16 | 16 | 10.5 | 6.7 | 1.556 | 175 | Yes | [8 empty] | C-UL-US Dry |  | HOLMAN 2L CEILING-782 | Two Light Semi-Flush Convertible Pendant |  | 77806EN3-782.png | 77806EN3.jpg
77806EN3-962 | Two Light Semi-Flush Convertible Pendant | The Holman collection by Sea Gull Lighting brings versatility and style to those just starting out. With softly flared glass and curved arms, there is just enough detail to give the overall look a lift while keeping it simple enough for those on a budget. Several chandeliers and sconces can be installed with lighting shining up or down, allowing the fixture to be customized for the specific space and function. Offered in a Brushed Nickel finish or Heirloom Bronze finish, both with Satin Etched glass. The assortment includes nine-light, five-light and three-light chandeliers, pendants in five sizes, both flush and semi-flush ceiling fixtures, as well as one-light, two-light three-light and four-light wall/bath fixtures. Both incandescent lamping and ENERGY STAR-qualified LED lamping are available. All fixtures are California Title 24 compliant. | CEILING | Holman | Ceiling Lights | Brushed Nickel | 962 | Steel | Satin Etched Glass | D:13.25" H:4.75" |  |  | 2 Medium A19 9.3w |  | 2 | Yes | [14 empty] | 0 | [12 empty] | 63.48 | 126.96 | 190.44 | D:13 1/4'' H:13 3/4'' O:52 3/4'' | 3.3 | 13.25 |  |  | 13.75 | Cap Nuts |  | 12 | 52.75 |  |  |  | No |  | No | [25 empty] | 72 | Clear Silver | 36 |  | Hardwired | 0 | 0 | 0 | 1 | 1 | 0 | 0 | 0 | 1 | 0 | 0 | 785652055775 | 16 | 16 | 10.5 | 6.7 | 1.556 | 175 | Yes | [8 empty] | C-UL-US Dry |  | HOLMAN 2L CEILING-962 | Two Light Semi-Flush Convertible Pendant |  | 77806EN3-962.jpg | 77806.jpg
7790402-715 | Two Light Semi-Flush Convertible Pendant | Named after the Italian word for “sphere,” the transitional Sfera collection by Sea Gull Lighting features detailed center bands and rounded, sweeping curves -- rustic with a modern inspiration. Offered in Autumn Bronze finish with several glass options – extraordinary painted Mercury glass and Café Tint glass, as well as a Smoky Amber glass for wall/bath fixtures only. The assortment includes six-light and four-light chandeliers, pendants in three sizes, both flush and semi-flush ceiling fixtures, as well as two-light, three-light and four-light wall/bath fixtures. Both incandescent lamping and ENERGY STAR-qualified LED lamping are available. Most of these fixtures easily convert to LED by purchasing LED replacement lamps sold separately. | CEILING | Sfera | Ceiling Lights | Autumn Bronze | 715 | Steel |  |  |  |  | 2 Medium A19 100w |  | 2 | No | [14 empty] | 0 | [12 empty] | 124.98 | 249.96 | 374.94 | D:13 1/2'' H:18 1/4'' O:164 1/2'' | 9.9 | 13.5 |  |  | 18.25 | Dual Mount |  | 16.25 | 164.5 |  |  |  | No |  | No | [20 empty] | D:5'' H:1 1/4'' Round |  |  |  |  | 168 | Brown | 144 |  | Hardwired | 0 | 0 | 0 | 0 | 1 | 0 | 0 | 1 | 1 | 0 | 0 | 785652242762 | 17.5 | 15.25 | 11.25 | 12.5 | 1.737 | 125 | Yes | [9 empty] | cETL Damp | SFERA 2L CEILING-715 | Two Light Semi-Flush Convertible Pendant |  | 7790402-715.jpg | 7790402.jpg
7790402EN3-715 | Two Light Semi-Flush Convertible Pendant | Named after the Italian word for “sphere,” the transitional Sfera collection by Sea Gull Lighting features detailed center bands and rounded, sweeping curves -- rustic with a modern inspiration. Offered in Autumn Bronze finish with several glass options – extraordinary painted Mercury glass and Café Tint glass, as well as a Smoky Amber glass for wall/bath fixtures only. The assortment includes six-light and four-light chandeliers, pendants in three sizes, both flush and semi-flush ceiling fixtures, as well as two-light, three-light and four-light wall/bath fixtures. Both incandescent lamping and ENERGY STAR-qualified LED lamping are available. Most of these fixtures easily convert to LED by purchasing LED replacement lamps sold separately. | CEILING | Sfera | Ceiling Lights | Autumn Bronze | 715 | Steel |  |  |  |  | 2 Medium A19 9.3w |  | 2 | Yes | [14 empty] | 0 | [12 empty] | 134.98 | 269.96 | 404.94 | D:13 1/2'' H:18 1/4'' O:164 1/2'' | 9.9 | 13.5 |  |  | 18.25 | Dual Mount |  | 16.25 | 164.5 |  |  |  | No |  | No | [20 empty] | D:5'' H:1 1/4'' Round |  |  |  |  | 168 | Brown | 144 |  | Hardwired | 0 | 0 | 0 | 1 | 1 | 0 | 0 | 0 | 1 | 0 | 0 | 785652046889 | 17.5 | 15.25 | 11.25 | 12.5 | 1.737 | 125 | Yes | [9 empty] | cETL Damp | SFERA 2L CEILING-715 | Two Light Semi-Flush Convertible Pendant |  | 7790402EN3-715.jpg | 7790402.jpg
77950-782 | Two Light Semi-Flush Convertible Pendant | The Windgate lighting collection by Sea Gull Lighting is a sensibly, modernized and transitional selection of fixtures featuring clean lines and sophisticated Alabaster style glass. The collection works well with a variety of interiors, as it blends well into its surrounding decor. Offered in Brushed Nickel or Heirloom Bronze finishes, as well as a Chrome finish for the wall/bath fixtures only. The assortment includes five-light, and three-light chandeliers (either with up-light or down-light), pendants in four sizes, both flush and semi-flush ceiling fixtures, as well as one-light, two-light, three-light and four-light wall/bath fixtures. Both incandescent lamping and ENERGY STAR-qualified LED lamping are available. Most of these fixtures easily convert to LED by purchasing LED replacement lamps sold separately. | CEILING | Windgate | Ceiling Lights | Heirloom Bronze | 782 | Steel | Alabaster Glass | D:9.90625" H:3.3125" |  |  | 2 Medium A19 100w |  | 2 | No | [14 empty] | 0 | [12 empty] | 56.48 | 112.96 | 169.44 | D:13'' H:11'' O:48 3/4'' | 4.4 | 13 |  |  | 11 | Center Lock-Up |  | 9.5 | 48.75 |  |  |  | No |  | No | [20 empty] | D:5'' W:7/8'' Round |  |  |  |  | 96 | Brown | 36 |  | Hardwired | 0 | 0 | 0 | 0 | 1 | 0 | 0 | 1 | 1 | 0 | 0 | 785652157004 | 19.25 | 14 | 6 | 5.5 | 0.936 | 175 | Yes | [8 empty] | ETL Dry | cETL Dry | WINDGATE 2L CEILING-782 | Two Light Semi-Flush Convertible Pendant | Windgate line extension | 77950-782.jpg | 77950.jpg
77950-962 | Two Light Semi-Flush Convertible Pendant | The Windgate lighting collection by Sea Gull Lighting is a sensibly, modernized and transitional selection of fixtures featuring clean lines and sophisticated Alabaster style glass. The collection works well with a variety of interiors, as it blends well into its surrounding decor. Offered in Brushed Nickel or Heirloom Bronze finishes, as well as a Chrome finish for the wall/bath fixtures only. The assortment includes five-light, and three-light chandeliers (either with up-light or down-light), pendants in four sizes, both flush and semi-flush ceiling fixtures, as well as one-light, two-light, three-light and four-light wall/bath fixtures. Both incandescent lamping and ENERGY STAR-qualified LED lamping are available. Most of these fixtures easily convert to LED by purchasing LED replacement lamps sold separately. | CEILING | Windgate | Ceiling Lights | Brushed Nickel | 962 | Steel | Alabaster Glass | D:9.90625" H:3.3125" |  |  | 2 Medium A19 100w |  | 2 | No | [14 empty] | 0 | [12 empty] | 56.48 | 112.96 | 169.44 | D:13'' H:11'' O:48 3/4'' | 4.4 | 13 |  |  | 11 | Center Lock-Up |  | 9.5 | 48.75 |  |  |  | No |  | No | [20 empty] | D:5'' W:7/8'' Round |  |  |  |  | 96 | Brown | 36 |  | Hardwired | 0 | 0 | 0 | 0 | 1 | 0 | 0 | 1 | 1 | 0 | 0 | 785652157011 | 19.25 | 14 | 6 | 5.5 | 0.936 | 175 | Yes | [8 empty] | ETL Dry | cETL Dry | WINDGATE 2L CEILING-962 | Two Light Semi-Flush Convertible Pendant | Windgate line extension | 77950-962.jpg | 77950.jpg
77950EN3-782 | Two Light Semi-Flush Convertible Pendant | The Windgate lighting collection by Sea Gull Lighting is a sensibly, modernized and transitional selection of fixtures featuring clean lines and sophisticated Alabaster style glass. The collection works well with a variety of interiors, as it blends well into its surrounding decor. Offered in Brushed Nickel or Heirloom Bronze finishes, as well as a Chrome finish for the wall/bath fixtures only. The assortment includes five-light, and three-light chandeliers (either with up-light or down-light), pendants in four sizes, both flush and semi-flush ceiling fixtures, as well as one-light, two-light, three-light and four-light wall/bath fixtures. Both incandescent lamping and ENERGY STAR-qualified LED lamping are available. Most of these fixtures easily convert to LED by purchasing LED replacement lamps sold separately. | CEILING | Windgate | Ceiling Lights | Heirloom Bronze | 782 | Steel | Alabaster Glass | D:9.90625" H:3.3125" |  |  | 2 Medium A19 9.3w |  | 2 | Yes | [14 empty] | 0 | [12 empty] | 68.48 | 136.96 | 205.44 | D:13'' H:11'' O:48 3/4'' | 4.4 | 13 |  |  | 11 | Center Lock-Up |  | 9.5 | 48.75 |  |  |  | No |  | No | [20 empty] | D:5'' W:7/8'' Round |  |  |  |  | 96 | Brown | 36 |  | Hardwired | 0 | 0 | 0 | 1 | 1 | 0 | 0 | 0 | 1 | 0 | 0 | 785652052323 | 19.25 | 14 | 6 | 5.5 | 0.936 | 175 | Yes | [8 empty] | ETL Dry | cETL Dry | WINDGATE 2L CEILING-782 | Two Light Semi-Flush Convertible Pendant |  | 77950EN3-782.jpg | 77950.jpg
77950EN3-962 | Two Light Semi-Flush Convertible Pendant | The Windgate lighting collection by Sea Gull Lighting is a sensibly, modernized and transitional selection of fixtures featuring clean lines and sophisticated Alabaster style glass. The collection works well with a variety of interiors, as it blends well into its surrounding decor. Offered in Brushed Nickel or Heirloom Bronze finishes, as well as a Chrome finish for the wall/bath fixtures only. The assortment includes five-light, and three-light chandeliers (either with up-light or down-light), pendants in four sizes, both flush and semi-flush ceiling fixtures, as well as one-light, two-light, three-light and four-light wall/bath fixtures. Both incandescent lamping and ENERGY STAR-qualified LED lamping are available. Most of these fixtures easily convert to LED by purchasing LED replacement lamps sold separately. | CEILING | Windgate | Ceiling Lights | Brushed Nickel | 962 | Steel | Alabaster Glass | D:9.90625" H:3.3125" |  |  | 2 Medium A19 9.3w |  | 2 | Yes | [14 empty] | 0 | [12 empty] | 68.48 | 136.96 | 205.44 | D:13'' H:11'' O:48 3/4'' | 4.4 | 13 |  |  | 11 | Center Lock-Up |  | 9.5 | 48.75 |  |  |  | No |  | No | [20 empty] | D:5'' W:7/8'' Round |  |  |  |  | 96 | Clear | 36 |  | Hardwired | 0 | 0 | 0 | 1 | 1 | 0 | 0 | 0 | 1 | 0 | 0 | 785652052330 | 19.25 | 14 | 6 | 5.5 | 0.936 | 175 | Yes | [8 empty] | ETL Dry | cETL Dry | WINDGATE 2L CEILING-962 | Two Light Semi-Flush Convertible Pendant |  | 77950EN3-962.jpg | 77950.jpg
77952-710 | Two Light Semi-Flush Convertible Pendant | The Stirling lighting collection by Sea Gull Lighting, with its chic style and eclectic twist brings clean, modern lines to a traditional soul. The Beige Linen drum shades combined with a Burnt Sienna finish or White Linen drum shades combined with a Brushed Nickel finish are both eye-catching and inviting. For the wall/bath fixtures only, a Chrome finish coupled with Opal Etched glass shades is also available. The assortment includes nine-light, five-light and three-light chandeliers, pendants in six sizes, both flush and semi-flush ceiling fixtures, a one-light wall sconce, as well as one-light, two-light, three-light and four-light wall/bath fixtures. Most of these fixtures easily convert to LED by purchasing LED replacement lamps sold separately. | CEILING | Stirling | Ceiling Lights | Burnt Sienna | 710 | Steel | Beige Linen Fabric | D:14" H:5.875" |  | Satin Etched Glass | 2 Medium A19 60w |  | 2 | No | [14 empty] | 0 | [12 empty] | 124.98 | 249.96 | 374.94 | D:14'' H:14 3/4'' O:137 1/4'' | 9.1 | 14 |  |  | 14.75 | Center Lock-Up |  | 12.75 | 137.25 |  |  |  | No |  | No | [20 empty] | D:5 1/2'' H:1 3/8'' Round |  |  |  |  | 144 | Brown | 120 |  | Hardwired | 0 | 0 | 0 | 0 | 1 | 0 | 0 | 1 | 1 | 0 | 0 | 785652182471 | 17 | 16.75 | 13.5 | 10.8 | 2.225 | 175 | Yes | [8 empty] | ETL Dry | cETL Dry | STIRLING 2L CEILING-710 | Two Light Semi-Flush Convertible Pendant |  | 77952-710.jpg | 77952.jpg
77952-962 | Two Light Semi-Flush Convertible Pendant | The Stirling lighting collection by Sea Gull Lighting, with its chic style and eclectic twist brings clean, modern lines to a traditional soul. The Beige Linen drum shades combined with a Burnt Sienna finish or White Linen drum shades combined with a Brushed Nickel finish are both eye-catching and inviting. For the wall/bath fixtures only, a Chrome finish coupled with Opal Etched glass shades is also available. The assortment includes nine-light, five-light and three-light chandeliers, pendants in six sizes, both flush and semi-flush ceiling fixtures, a one-light wall sconce, as well as one-light, two-light, three-light and four-light wall/bath fixtures. Most of these fixtures easily convert to LED by purchasing LED replacement lamps sold separately. | CEILING | Stirling | Ceiling Lights | Brushed Nickel | 962 | Steel | White Linen Fabric | D:14" H:5.875" |  | Satin Etched Glass | 2 Medium A19 60w |  | 2 | No | [14 empty] | 0 | [12 empty] | 124.98 | 249.96 | 374.94 | D:14'' H:14 3/4'' O:137 1/4'' | 9.1 | 14 |  |  | 14.75 | Center Lock-Up |  | 12.75 | 137.25 |  |  |  | No |  | No | [20 empty] | D:5 1/2'' H:1 3/8'' Round |  |  |  |  | 144 | Clear Silver | 120 |  | Hardwired | 0 | 0 | 0 | 0 | 1 | 0 | 0 | 1 | 1 | 0 | 0 | 785652027444 | 17 | 16.75 | 13.5 | 11.6 | 2.225 | 175 | Yes | [8 empty] | ETL Dry | cETL Dry | STIRLING 2L CEILING-962 | Two Light Semi-Flush Convertible Pendant |  | 77952-962.jpg | 77952.jpg
77952EN3-710 | Two Light Semi-Flush Convertible Pendant | The Stirling lighting collection by Sea Gull Lighting, with its chic style and eclectic twist brings clean, modern lines to a traditional soul. The Beige Linen drum shades combined with a Burnt Sienna finish or White Linen drum shades combined with a Brushed Nickel finish are both eye-catching and inviting. For the wall/bath fixtures only, a Chrome finish coupled with Opal Etched glass shades is also available. The assortment includes nine-light, five-light and three-light chandeliers, pendants in six sizes, both flush and semi-flush ceiling fixtures, a one-light wall sconce, as well as one-light, two-light, three-light and four-light wall/bath fixtures. Most of these fixtures easily convert to LED by purchasing LED replacement lamps sold separately. | CEILING | Stirling | Ceiling Lights | Burnt Sienna | 710 | Steel | Beige Linen Fabric | D:14" H:5.875" |  | Satin Etched Glass | 2 Medium A19 9.3w |  | 2 | Yes | [14 empty] | 0 | [12 empty] | 136.48 | 272.96 | 409.44 | D:14'' H:14 3/4'' O:137 1/4'' | 9.1 | 14 |  |  | 14.75 | Center Lock-Up |  | 12.75 | 137.25 |  |  |  | No |  | No | [20 empty] | D:5 1/2'' H:1 3/8'' Round |  |  |  |  | 144 | Brown | 120 |  | Hardwired | 0 | 0 | 0 | 1 | 1 | 0 | 0 | 0 | 1 | 0 | 0 | 785652052347 | 17 | 16.75 | 13.5 | 10.8 | 2.225 | 175 | Yes | [8 empty] | ETL Dry | cETL Dry | STIRLING 2L CEILING-710 | Two Light Semi-Flush Convertible Pendant |  | 77952EN3-710.jpg | 77952.jpg
77952EN3-962 | Two Light Semi-Flush Convertible Pendant | The Stirling lighting collection by Sea Gull Lighting, with its chic style and eclectic twist brings clean, modern lines to a traditional soul. The Beige Linen drum shades combined with a Burnt Sienna finish or White Linen drum shades combined with a Brushed Nickel finish are both eye-catching and inviting. For the wall/bath fixtures only, a Chrome finish coupled with Opal Etched glass shades is also available. The assortment includes nine-light, five-light and three-light chandeliers, pendants in six sizes, both flush and semi-flush ceiling fixtures, a one-light wall sconce, as well as one-light, two-light, three-light and four-light wall/bath fixtures. Most of these fixtures easily convert to LED by purchasing LED replacement lamps sold separately. | CEILING | Stirling | Ceiling Lights | Brushed Nickel | 962 | Steel | White Linen Fabric | D:14" H:5.875" |  | Satin Etched Glass | 2 Medium A19 9.3w |  | 2 | Yes | [14 empty] | 0 | [12 empty] | 136.48 | 272.96 | 409.44 | D:14'' H:14 3/4'' O:137 1/4'' | 9.1 | 14 |  |  | 14.75 | Center Lock-Up |  | 12.75 | 137.25 |  |  |  | No |  | No | [20 empty] | D:5 1/2'' H:1 3/8'' Round |  |  |  |  | 144 | Clear Silver | 120 |  | Hardwired | 0 | 0 | 0 | 1 | 1 | 0 | 0 | 0 | 1 | 0 | 0 | 785652052354 | 17 | 16.75 | 13.5 | 11.6 | 2.225 | 175 | Yes | [8 empty] | ETL Dry | cETL Dry | STIRLING 2L CEILING-962 | Two Light Semi-Flush Convertible Pendant |  | 77952EN3-962.jpg | 77952.jpg
78027-12 | Two Light Outdoor Ceiling Flush Mount | A bit of Shaker minimalism mixed with Arts and Crafts styling defines the transitional Hunnington outdoor lighting collection by Sea Gull Lighting. Equally at home in the city or the country, this timeless style will enhance the appearance of a home’s entrance with its clean, crisp lines. Offered in Weathered Pewter or Black finishes, with either Etched Seeded glass or Clear Seeded glass, the assortment includes a one-light outdoor pendant, small and large one-light outdoor wall lanterns, a one-light out door post lantern and a two-light outdoor ceiling flush mount. Both incandescent lamping and ENERGY STAR-qualified LED lamping (for those fixtures with the Etched Seeded glass) are available for most of the fixtures, and some can easily convert to LED by purchasing LED replacement lamps sold separately (for those with the Clear Seeded glass). | OUTDOOR | Hunnington | Outdoor Lighting | Black | 12 | Aluminum | Clear Seeded Glass | L:6.25" W:6.25" H:6.25" |  |  | 2 Medium A19 75w |  | 2 | No | [14 empty] | 0 | [12 empty] | 74.95 | N/A | 224.85 | W:10'' H:6 1/4'' | 4.4 |  |  | 10 | 6.25 | Key Slots | [6 empty] | No |  | No | [25 empty] | 6.5 |  |  |  | Hardwired | 0 | 0 | 0 | 0 | 1 | 0 | 0 | 1 | 0 | 0 | 0 | 785652228384 | 12.5 | 9.25 | 13.25 | 5.7 | 0.887 | 125 | Yes | [9 empty] | cETL Damp | HUNNINGTON 2L CEILING-12 | Two Light Outdoor Ceiling Flush Mount |  | 78027-12.jpg | 78027.jpg
78027-57 | Two Light Outdoor Ceiling Flush Mount | A bit of Shaker minimalism mixed with Arts and Crafts styling defines the transitional Hunnington outdoor lighting collection by Sea Gull Lighting. Equally at home in the city or the country, this timeless style will enhance the appearance of a home’s entrance with its clean, crisp lines. Offered in Weathered Pewter or Black finishes, with either Etched Seeded glass or Clear Seeded glass, the assortment includes a one-light outdoor pendant, small and large one-light outdoor wall lanterns, a one-light out door post lantern and a two-light outdoor ceiling flush mount. Both incandescent lamping and ENERGY STAR-qualified LED lamping (for those fixtures with the Etched Seeded glass) are available for most of the fixtures, and some can easily convert to LED by purchasing LED replacement lamps sold separately (for those with the Clear Seeded glass). | OUTDOOR | Hunnington | Outdoor Lighting | Weathered Pewter | 57 | Aluminum | Clear Seeded Glass | L:6.25" W:6.25" H:6.25" |  |  | 2 Medium A19 75w |  | 2 | No | [14 empty] | 0 | [12 empty] | 74.95 | N/A | 224.85 | W:10'' H:6 1/4'' | 4.4 |  |  | 10 | 6.25 | Key Slots | [6 empty] | No |  | No | [25 empty] | 6.5 |  |  |  | Hardwired | 0 | 0 | 0 | 0 | 1 | 0 | 0 | 1 | 0 | 0 | 0 | 785652224041 | 12.5 | 9.25 | 13.25 | 5.7 | 0.887 | 125 | Yes | [9 empty] | cETL Damp | HUNNINGTON 2L CEILING-57 | Two Light Outdoor Ceiling Flush Mount |  | 78027-57.jpg | 78027.jpg
78131-12 | Two Light Outdoor Ceiling Flush Mount | There is real curb appeal in the design details of the Herrington outdoor lighting collection by Sea Gull Lighting. Traditional elements are updated with contemporary lines with a sense of Asian-inspired styling. In a classic Black finish, the assortment is offered in both Clear Seeded and Etched White glass and includes a small and large one-light outdoor wall lanterns, a one-light outdoor pendant, a one-light outdoor post lantern and a two-light outdoor ceiling flush mount. Herrington is available in incandescent and ENERGY STAR-qualified LED models (Etched White Glass fixtures only), and all fixtures can easily convert to LED by purchasing LED replacement lamps sold separately. | OUTDOOR | Herrington | Outdoor Lighting | Black | 12 | Aluminum | Clear Seeded Glass | L:5.125" W:5.125" |  |  | 2 Medium A19 60w |  | 2 | No | [14 empty] | 0 | [12 empty] | 45.98 | N/A | 137.94 | L:10 3/4'' W:10 3/4'' H:6 1/2'' | 4.8 |  | 10.75 | 10.75 | 6.5 | Key Slots | [6 empty] | No |  | No | [25 empty] | 6.5 |  |  |  | Hardwired | 0 | 0 | 0 | 0 | 1 | 0 | 0 | 1 | 0 | 0 | 0 | 785652781315 | 12.75 | 12.75 | 9 | 6 | 0.847 | 125 | Yes | [9 empty] | cETL Damp | HERRINGTON 2L CEILING-12 | Two Light Outdoor Ceiling Flush Mount |  | 78131-12.jpg | 78131.jpg
78136-12 | Two Light Outdoor Ceiling Flush Mount | The Wynfield collection by Sea Gull Lighting complements classical home designs with its soft curves and colonial accents. A Black Powdercoat finish over a durable cast aluminum body adds dependable quality to an enduring style. Either Frosted glass or Clear Beveled glass give the fixtures distinct appeal. The assortment includes small, medium and large one-light outdoor wall lanterns, a two-light outdoor wall lantern, a two-light, outdoor post lantern and a two-light outdoor ceiling flush mount. The fixtures with Frosted glass are also available in an ENERGY STAR-qualified LED version, and the one-light fixtures with Clear Beveled glass can easily convert to LED by purchasing LED replacement lamps sold separately. | OUTDOOR | Wynfield | Outdoor Lighting | Black | 12 | Aluminum | Clear Beveled Glass | L:3.90625" W:5" H:4.4375" |  |  | 2 Medium A19 60w |  | 2 | No | [14 empty] | 0 | [12 empty] | 39.48 | 78.96 | 118.44 | D:12 3/4'' H:7 1/2'' | 3.9 | 12.75 |  |  | 7.5 | Key Slots | [6 empty] | No |  | No | [25 empty] | 6.5 | Black/White |  |  | Hardwired | 0 | 0 | 0 | 0 | 1 | 0 | 0 | 1 | 0 | 0 | 0 | 785652183393 | 14.25 | 12.25 | 10 | 5.2 | 1.01 | 175 | Yes | [8 empty] | ETL Damp | cETL Damp | WYNFIELD 2L CEILING-12 | Two Light Outdoor Ceiling Flush Mount |  | 78136-12.jpg | 78136.jpg
7813801-10 | One Light Outdoor Ceiling Flush Mount | The Outdoor Cylinder collection of ceiling and wall mount fixtures from Sea Gull Lighting are designed to mold, direct and shape light right where you need it. Available in White, Bronze or Painted Brushed Nickel finishes, the assortment includes small and large one-light outdoor ceiling flush mounts, small and large one-light outdoor wall lanterns and small and large two-light outdoor wall lanterns. For many of the fixtures incandescent and ENERGY STAR-qualified LED lamping is available, and many easily convert to LED by purchasing LED replacement lamps sold separately. Now, fixtures with integrated LED lamping options are also available. | OUTDOOR | Outdoor Cylinders | Outdoor Lighting | Bronze | 10 | Aluminum |  |  |  |  | 1 Medium BR30 65w |  | 1 | No | [14 empty] | 0 | [12 empty] | 27.98 | 55.96 | 83.94 | D:5 1/8'' H:6 5/8'' | 0.7 | 5.125 |  |  | 6.625 | Key Slots | [6 empty] | No |  | No | [25 empty] | 6 | Black/White |  |  | Hardwired | 0 | 0 | 0 | 0 | 1 | 0 | 0 | 1 | 0 | 0 | 0 | 785652273872 | 7 | 7 | 9 | 1.4 | 0.255 | 175 | Yes | 12 | 10785652273879 | 21.6 | 14.4 | 18.75 | 18.1 | 3.375 | Yes |  | cETL Wet | 5IN CYLINDER 1L CEILING-10 | One Light Outdoor Ceiling Flush Mount |  | 7813891S-10.jpg | 7813801.jpg
7813801-15 | One Light Outdoor Ceiling Flush Mount | The Outdoor Cylinder collection of ceiling and wall mount fixtures from Sea Gull Lighting are designed to mold, direct and shape light right where you need it. Available in White, Bronze or Painted Brushed Nickel finishes, the assortment includes small and large one-light outdoor ceiling flush mounts, small and large one-light outdoor wall lanterns and small and large two-light outdoor wall lanterns. For many of the fixtures incandescent and ENERGY STAR-qualified LED lamping is available, and many easily convert to LED by purchasing LED replacement lamps sold separately. Now, fixtures with integrated LED lamping options are also available. | OUTDOOR | Outdoor Cylinders | Outdoor Lighting | White | 15 | Aluminum |  |  |  |  | 1 Medium BR30 65w |  | 1 | No | [14 empty] | 0 | [12 empty] | 27.98 | 55.96 | 83.94 | D:5 1/8'' H:6 5/8'' | 0.7 | 5.125 |  |  | 6.625 | Key Slots | [6 empty] | No |  | No | [25 empty] | 6 | Black/White |  |  | Hardwired | 0 | 0 | 0 | 0 | 1 | 0 | 0 | 1 | 0 | 0 | 0 | 785652273889 | 8.5 | 7 | 7 | 1.4 | 0.241 | 175 | Yes | 12 | 10785652273886 | 21.5 | 18.5 | 14.25 | 18.3 | 3.28 | Yes |  | cETL Wet | 5IN CYLINDER 1L CEILING-15 | One Light Outdoor Ceiling Flush Mount |  | 7813801-15.jpg | 7813801.jpg
7813801-753 | One Light Outdoor Ceiling Flush Mount | The Outdoor Cylinder collection of ceiling and wall mount fixtures from Sea Gull Lighting are designed to mold, direct and shape light right where you need it. Available in White, Bronze or Painted Brushed Nickel finishes, the assortment includes small and large one-light outdoor ceiling flush mounts, small and large one-light outdoor wall lanterns and small and large two-light outdoor wall lanterns. For many of the fixtures incandescent and ENERGY STAR-qualified LED lamping is available, and many easily convert to LED by purchasing LED replacement lamps sold separately. Now, fixtures with integrated LED lamping options are also available. | OUTDOOR | Outdoor Cylinders | Outdoor Lighting | Painted Brushed Nickel | 753 | Aluminum |  |  |  |  | 1 Medium BR30 65w |  | 1 | No | [14 empty] | 0 | [12 empty] | 27.98 | 55.96 | 83.94 | D:5 1/8'' H:6 5/8'' | 0.7 | 5.125 |  |  | 6.625 | Key Slots | [6 empty] | No |  | No | [25 empty] | 6 | Black/White |  |  | Hardwired | 0 | 0 | 0 | 0 | 1 | 0 | 0 | 1 | 0 | 0 | 0 | 785652273896 | 7 | 7 | 9 | 1.4 | 0.255 | 175 | Yes | 12 | 10785652273893 | 21.6 | 14.4 | 18.75 | 18.1 | 3.375 | Yes |  | cETL Wet | 5IN CYLINDER 1L CEILING-753 | One Light Outdoor Ceiling Flush Mount |  | 7813801-753.jpg | 7813801.jpg
7813801EN3-10 | One Light Outdoor Ceiling Flush Mount | The Outdoor Cylinder collection of ceiling and wall mount fixtures from Sea Gull Lighting are designed to mold, direct and shape light right where you need it. Available in White, Bronze or Painted Brushed Nickel finishes, the assortment includes small and large one-light outdoor ceiling flush mounts, small and large one-light outdoor wall lanterns and small and large two-light outdoor wall lanterns. For many of the fixtures incandescent and ENERGY STAR-qualified LED lamping is available, and many easily convert to LED by purchasing LED replacement lamps sold separately. Now, fixtures with integrated LED lamping options are also available. | OUTDOOR | Outdoor Cylinders | Outdoor Lighting | Bronze | 10 | Aluminum |  |  |  |  | 1 Medium A19 9.3w |  | 1 | Yes | [14 empty] | 0 | [12 empty] | 31.98 | 63.96 | 95.94 | D:5 1/8'' H:6 5/8'' | 0.7 | 5.125 |  |  | 6.625 | Key Slots | [6 empty] | No |  | No | [25 empty] | 6 | Black/White |  |  | Hardwired | 0 | 0 | 0 | 1 | 1 | 0 | 0 | 0 | 0 | 0 | 0 | 785652052361 | 7 | 7 | 9 | 1.4 | 0.255 | 175 | Yes | 12 | 10785652052368 | 21.6 | 14 | 18.75 | 18.1 | 3.281 | Yes |  | cETL Wet | 5IN CYLINDER 1L CEILING-10 | One Light Outdoor Ceiling Flush Mount |  | 7813801EN3-10.jpg | 7813801.jpg
7813801EN3-15 | One Light Outdoor Ceiling Flush Mount | The Outdoor Cylinder collection of ceiling and wall mount fixtures from Sea Gull Lighting are designed to mold, direct and shape light right where you need it. Available in White, Bronze or Painted Brushed Nickel finishes, the assortment includes small and large one-light outdoor ceiling flush mounts, small and large one-light outdoor wall lanterns and small and large two-light outdoor wall lanterns. For many of the fixtures incandescent and ENERGY STAR-qualified LED lamping is available, and many easily convert to LED by purchasing LED replacement lamps sold separately. Now, fixtures with integrated LED lamping options are also available. | OUTDOOR | Outdoor Cylinders | Outdoor Lighting | White | 15 | Aluminum |  |  |  |  | 1 Medium A19 9.3w |  | 1 | Yes | [14 empty] | 0 | [12 empty] | 31.98 | 63.96 | 95.94 | D:5 1/8'' H:6 5/8'' | 0.7 | 5.125 |  |  | 6.625 | Key Slots | [6 empty] | No |  | No | [25 empty] | 6 | Black/White |  |  | Hardwired | 0 | 0 | 0 | 1 | 1 | 0 | 0 | 0 | 0 | 0 | 0 | 785652052378 | 8.5 | 7 | 7 | 1.4 | 0.241 | 175 | Yes | 12 | 10785652052375 | 21.5 | 18.5 | 14.25 | 18.3 | 3.28 | Yes |  | cETL Wet | 5IN CYLINDER 1L CEILING-15 | One Light Outdoor Ceiling Flush Mount |  | 7813801EN3-15.jpg | 7813801.jpg
7813801EN3-753 | One Light Outdoor Ceiling Flush Mount | The Outdoor Cylinder collection of ceiling and wall mount fixtures from Sea Gull Lighting are designed to mold, direct and shape light right where you need it. Available in White, Bronze or Painted Brushed Nickel finishes, the assortment includes small and large one-light outdoor ceiling flush mounts, small and large one-light outdoor wall lanterns and small and large two-light outdoor wall lanterns. For many of the fixtures incandescent and ENERGY STAR-qualified LED lamping is available, and many easily convert to LED by purchasing LED replacement lamps sold separately. Now, fixtures with integrated LED lamping options are also available. | OUTDOOR | Outdoor Cylinders | Outdoor Lighting | Painted Brushed Nickel | 753 | Aluminum |  |  |  |  | 1 Medium A19 9.3w |  | 1 | Yes | [14 empty] | 0 | [12 empty] | 31.98 | 63.96 | 95.94 | D:5 1/8'' H:6 5/8'' | 0.7 | 5.125 |  |  | 6.625 | Key Slots | [6 empty] | No |  | No | [25 empty] | 6 | Black/White |  |  | Hardwired | 0 | 0 | 0 | 1 | 1 | 0 | 0 | 0 | 0 | 0 | 0 | 785652052385 | 7 | 7 | 9 | 1.4 | 0.255 | 175 | Yes | 12 | 10785652052382 | 21.6 | 14.4 | 18.75 | 18.1 | 3.375 | Yes |  | cETL Wet | 5IN CYLINDER 1L CEILING-753 | One Light Outdoor Ceiling Flush Mount |  | 7813801EN3-753.jpg | 7813801.jpg
7813897S-10 | Small LED Ceiling Flush Mount | The Outdoor Cylinder collection of ceiling and wall mount fixtures from Sea Gull Lighting are designed to mold, direct and shape light right where you need it. Available in White, Bronze or Painted Brushed Nickel finishes, the assortment includes small and large one-light outdoor ceiling flush mounts, small and large one-light outdoor wall lanterns and small and large two-light outdoor wall lanterns. For many of the fixtures incandescent and ENERGY STAR-qualified LED lamping is available, and many easily convert to LED by purchasing LED replacement lamps sold separately. Now, fixtures with integrated LED lamping options are also available. | OUTDOOR | Outdoor Cylinders | Outdoor Lighting | Bronze | 10 | Aluminum | [6 empty] | 1 | No | 1000 | 2700 | 90 | 14 | 120 | 19 - Integrated | MODS - Modules |  | 5 | 100 | LED | 14 | 14 | 50000 | 0 | [12 empty] | 38.98 | 77.96 | 116.94 | D:5 1/8'' H:6 5/8'' | 0.7 | 5.125 |  |  | 6.625 | Key Slots | [6 empty] | No |  | No | [25 empty] | 6 | Black/White |  |  | Hardwired | 0 | 0 | 0 | 0 | 1 | 0 | 0 | 0 | 0 | 0 | 0 | 785652063619 | 9 | 7 | 6.75 | 1 | 0.246 | 175 | Yes | 12 | 10785652063616 | 21.25 | 18.5 | 14.25 | 14.2 | 3.242 | Yes |  | cETL Wet | 5IN CYLINDER LED CEILING-10 | Small LED Ceiling Flush Mount |  | 7813897S-10.jpg | 7813801.jpg
7813897S-15 | Small LED Ceiling Flush Mount | The Outdoor Cylinder collection of ceiling and wall mount fixtures from Sea Gull Lighting are designed to mold, direct and shape light right where you need it. Available in White, Bronze or Painted Brushed Nickel finishes, the assortment includes small and large one-light outdoor ceiling flush mounts, small and large one-light outdoor wall lanterns and small and large two-light outdoor wall lanterns. For many of the fixtures incandescent and ENERGY STAR-qualified LED lamping is available, and many easily convert to LED by purchasing LED replacement lamps sold separately. Now, fixtures with integrated LED lamping options are also available. | OUTDOOR | Outdoor Cylinders | Outdoor Lighting | White | 15 | Aluminum | [6 empty] | 1 | No | 1000 | 2700 | 90 | 14 | 120 | 19 - Integrated | MODS - Modules |  | 5 | 100 | LED | 14 | 14 | 50000 | 0 | [12 empty] | 38.98 | 77.96 | 116.94 | D:5 1/8'' H:6 5/8'' | 0.7 | 5.125 |  |  | 6.625 | Key Slots | [6 empty] | No |  | No | [25 empty] | 6 | Black/White |  |  | Hardwired | 0 | 0 | 0 | 0 | 1 | 0 | 0 | 0 | 0 | 0 | 0 | 785652063626 | 9 | 7 | 6.75 | 1.1 | 0.246 | 175 | Yes | 12 | 10785652063623 | 21.25 | 19 | 14.25 | 14.4 | 3.33 | Yes |  | cETL Wet | 5IN CYLINDER LED CEILING-15 | Small LED Ceiling Flush Mount |  | 7813897S-15.jpg | 7813801.jpg
7813897S-753 | Small LED Ceiling Flush Mount | The Outdoor Cylinder collection of ceiling and wall mount fixtures from Sea Gull Lighting are designed to mold, direct and shape light right where you need it. Available in White, Bronze or Painted Brushed Nickel finishes, the assortment includes small and large one-light outdoor ceiling flush mounts, small and large one-light outdoor wall lanterns and small and large two-light outdoor wall lanterns. For many of the fixtures incandescent and ENERGY STAR-qualified LED lamping is available, and many easily convert to LED by purchasing LED replacement lamps sold separately. Now, fixtures with integrated LED lamping options are also available. | OUTDOOR | Outdoor Cylinders | Outdoor Lighting | Painted Brushed Nickel | 753 | Aluminum | [6 empty] | 1 | No | 1000 | 2700 | 90 | 14 | 120 | 19 - Integrated | MODS - Modules |  | 5 | 100 | LED | 14 | 14 | 50000 | 0 | [12 empty] | 38.98 | 77.96 | 116.94 | D:5 1/8'' H:6 5/8'' | 0.7 | 5.125 |  |  | 6.625 | Key Slots | [6 empty] | No |  | No | [25 empty] | 6 | Black/White |  |  | Hardwired | 0 | 0 | 0 | 0 | 1 | 0 | 0 | 0 | 0 | 0 | 0 | 785652063633 | 9 | 7 | 6.75 | 1.1 | 0.246 | 175 | Yes | 12 | 10785652063630 | 21.25 | 18.5 | 14.5 | 14.1 | 3.299 | Yes |  | cETL Wet | 5IN CYLINDER LED CEILING-753 | Small LED Ceiling Flush Mount |  | 7813897S-753.jpg | 7813801.jpg
7813901-10 | Large One Light Outdoor Ceiling Flush Mount | The Outdoor Cylinder collection of ceiling and wall mount fixtures from Sea Gull Lighting are designed to mold, direct and shape light right where you need it. Available in White, Bronze or Painted Brushed Nickel finishes, the assortment includes small and large one-light outdoor ceiling flush mounts, small and large one-light outdoor wall lanterns and small and large two-light outdoor wall lanterns. For many of the fixtures incandescent and ENERGY STAR-qualified LED lamping is available, and many easily convert to LED by purchasing LED replacement lamps sold separately. Now, fixtures with integrated LED lamping options are also available. | OUTDOOR | Outdoor Cylinders | Outdoor Lighting | Bronze | 10 | Aluminum |  |  |  |  | 1 Medium BR40 100w |  | 1 | No | [14 empty] | 0 | [12 empty] | 48.95 | 97.9 | 146.85 | D:6'' H:9'' | 2.3 | 6 |  |  | 9 | Key Slots | [6 empty] | No |  | No | [25 empty] | 6 | Black/White |  |  | Hardwired | 0 | 0 | 0 | 0 | 1 | 0 | 0 | 1 | 0 | 0 | 0 | 785652273902 | 10.5 | 7.25 | 7.25 | 3 | 0.319 | 100 | Yes | 6 | 10785652273909 | 22.25 | 14.5 | 11.5 | 19.3 | 2.147 | Yes |  | cETL Wet | 6IN CYLINDER 1L CEILING-10 | Large One Light Outdoor Ceiling Flush Mount |  | 7813991S-10.jpg | 7813901.jpg
7813901-15 | Large One Light Outdoor Ceiling Flush Mount | The Outdoor Cylinder collection of ceiling and wall mount fixtures from Sea Gull Lighting are designed to mold, direct and shape light right where you need it. Available in White, Bronze or Painted Brushed Nickel finishes, the assortment includes small and large one-light outdoor ceiling flush mounts, small and large one-light outdoor wall lanterns and small and large two-light outdoor wall lanterns. For many of the fixtures incandescent and ENERGY STAR-qualified LED lamping is available, and many easily convert to LED by purchasing LED replacement lamps sold separately. Now, fixtures with integrated LED lamping options are also available. | OUTDOOR | Outdoor Cylinders | Outdoor Lighting | White | 15 | Aluminum |  |  |  |  | 1 Medium BR40 100w |  | 1 | No | [14 empty] | 0 | [12 empty] | 48.95 | 97.9 | 146.85 | D:6'' H:9'' | 2.3 | 6 |  |  | 9 | Key Slots | [6 empty] | No |  | No | [25 empty] | 6 | Black/White |  |  | Hardwired | 0 | 0 | 0 | 0 | 1 | 0 | 0 | 1 | 0 | 0 | 0 | 785652273919 | 10.5 | 7.18 | 7.18 | 3 | 0.313 | 100 | Yes | 6 | 10785652273916 | 22 | 14.8 | 11.75 | 19.7 | 2.214 | Yes |  | cETL Wet | 6IN CYLINDER 1L CEILING-15 | Large One Light Outdoor Ceiling Flush Mount |  | 7813901-15.jpg | 7813901.jpg
7813901-753 | Large One Light Outdoor Ceiling Flush Mount | The Outdoor Cylinder collection of ceiling and wall mount fixtures from Sea Gull Lighting are designed to mold, direct and shape light right where you need it. Available in White, Bronze or Painted Brushed Nickel finishes, the assortment includes small and large one-light outdoor ceiling flush mounts, small and large one-light outdoor wall lanterns and small and large two-light outdoor wall lanterns. For many of the fixtures incandescent and ENERGY STAR-qualified LED lamping is available, and many easily convert to LED by purchasing LED replacement lamps sold separately. Now, fixtures with integrated LED lamping options are also available. | OUTDOOR | Outdoor Cylinders | Outdoor Lighting | Painted Brushed Nickel | 753 | Aluminum |  |  |  |  | 1 Medium BR40 100w |  | 1 | No | [14 empty] | 0 | [12 empty] | 48.95 | 97.9 | 146.85 | D:6'' H:9'' | 2.3 | 6 |  |  | 9 | Key Slots | [6 empty] | No |  | No | [25 empty] | 6 | Black/White |  |  | Hardwired | 0 | 0 | 0 | 0 | 1 | 0 | 0 | 1 | 0 | 0 | 0 | 785652273926 | 10.5 | 7.25 | 7.25 | 3 | 0.319 | 100 | Yes | 6 | 10785652273923 | 22.25 | 14.5 | 11.5 | 19.3 | 2.147 | Yes |  | cETL Wet | 6IN CYLINDER 1L CEILING-753 | Large One Light Outdoor Ceiling Flush Mount |  | 7813901-753.jpg | 7813901.jpg
7813901EN3-10 | Large One Light Outdoor Ceiling Flush Mount | The Outdoor Cylinder collection of ceiling and wall mount fixtures from Sea Gull Lighting are designed to mold, direct and shape light right where you need it. Available in White, Bronze or Painted Brushed Nickel finishes, the assortment includes small and large one-light outdoor ceiling flush mounts, small and large one-light outdoor wall lanterns and small and large two-light outdoor wall lanterns. For many of the fixtures incandescent and ENERGY STAR-qualified LED lamping is available, and many easily convert to LED by purchasing LED replacement lamps sold separately. Now, fixtures with integrated LED lamping options are also available. | OUTDOOR | Outdoor Cylinders | Outdoor Lighting | Bronze | 10 | Aluminum |  |  |  |  | 1 Medium A19 9.3w |  | 1 | Yes | [14 empty] | 0 | [12 empty] | 51.45 | 102.9 | 154.35 | D:6'' H:9'' | 2.3 | 6 |  |  | 9 | Key Slots | [6 empty] | No |  | No | [25 empty] | 6 | Black/White |  |  | Hardwired | 0 | 0 | 0 | 1 | 1 | 0 | 0 | 0 | 0 | 0 | 0 | 785652052392 | 10.5 | 7.25 | 7.25 | 3 | 0.319 | 100 | Yes | 6 | 10785652052399 | 22.25 | 14.5 | 11.5 | 19.3 | 2.147 | Yes |  | cETL Wet | 6IN CYLINDER 1L CEILING-10 | Large One Light Outdoor Ceiling Flush Mount |  | 7813901EN3-10.jpg | 7813901.jpg
7813901EN3-15 | Large One Light Outdoor Ceiling Flush Mount | The Outdoor Cylinder collection of ceiling and wall mount fixtures from Sea Gull Lighting are designed to mold, direct and shape light right where you need it. Available in White, Bronze or Painted Brushed Nickel finishes, the assortment includes small and large one-light outdoor ceiling flush mounts, small and large one-light outdoor wall lanterns and small and large two-light outdoor wall lanterns. For many of the fixtures incandescent and ENERGY STAR-qualified LED lamping is available, and many easily convert to LED by purchasing LED replacement lamps sold separately. Now, fixtures with integrated LED lamping options are also available. | OUTDOOR | Outdoor Cylinders | Outdoor Lighting | White | 15 | Aluminum |  |  |  |  | 1 Medium A19 9.3w |  | 1 | Yes | [14 empty] | 0 | [12 empty] | 54.48 | 108.96 | 163.44 | D:6'' H:9'' | 2.3 | 6 |  |  | 9 | Key Slots | [6 empty] | No |  | No | [25 empty] | 6 | Black/White |  |  | Hardwired | 0 | 0 | 0 | 1 | 1 | 0 | 0 | 0 | 0 | 0 | 0 | 785652052408 | 10.5 | 7.18 | 7.18 | 3 | 0.313 | 100 | Yes | 6 | 10785652052405 | 22 | 14.8 | 11.75 | 19.7 | 2.214 | Yes |  | cETL Wet | 6IN CYLINDER 1L CEILING-15 | Large One Light Outdoor Ceiling Flush Mount |  | 7813901EN3-15.jpg | 7813901.jpg
7813901EN3-753 | Large One Light Outdoor Ceiling Flush Mount | The Outdoor Cylinder collection of ceiling and wall mount fixtures from Sea Gull Lighting are designed to mold, direct and shape light right where you need it. Available in White, Bronze or Painted Brushed Nickel finishes, the assortment includes small and large one-light outdoor ceiling flush mounts, small and large one-light outdoor wall lanterns and small and large two-light outdoor wall lanterns. For many of the fixtures incandescent and ENERGY STAR-qualified LED lamping is available, and many easily convert to LED by purchasing LED replacement lamps sold separately. Now, fixtures with integrated LED lamping options are also available. | OUTDOOR | Outdoor Cylinders | Outdoor Lighting | Painted Brushed Nickel | 753 | Aluminum |  |  |  |  | 1 Medium A19 9.3w |  | 1 | Yes | [14 empty] | 0 | [12 empty] | 51.45 | 102.9 | 154.35 | D:6'' H:9'' | 2.3 | 6 |  |  | 9 | Key Slots | [6 empty] | No |  | No | [25 empty] | 6 | Black/White |  |  | Hardwired | 0 | 0 | 0 | 1 | 1 | 0 | 0 | 0 | 0 | 0 | 0 | 785652052415 | 10.5 | 7.25 | 7.25 | 3 | 0.319 | 100 | Yes | 6 | 10785652052412 | 22.25 | 14.5 | 11.5 | 19.3 | 2.147 | Yes |  | cETL Wet | 6IN CYLINDER 1L CEILING-753 | Large One Light Outdoor Ceiling Flush Mount |  | 7813901EN3-753.jpg | 7813901.jpg
7813997S-10 | Large LED Ceiling Flush Mount | The Outdoor Cylinder collection of ceiling and wall mount fixtures from Sea Gull Lighting are designed to mold, direct and shape light right where you need it. Available in White, Bronze or Painted Brushed Nickel finishes, the assortment includes small and large one-light outdoor ceiling flush mounts, small and large one-light outdoor wall lanterns and small and large two-light outdoor wall lanterns. For many of the fixtures incandescent and ENERGY STAR-qualified LED lamping is available, and many easily convert to LED by purchasing LED replacement lamps sold separately. Now, fixtures with integrated LED lamping options are also available. | OUTDOOR | Outdoor Cylinders | Outdoor Lighting | Bronze | 10 | Aluminum | [6 empty] | 1 | No | 1000 | 2700 | 90 | 14 | 120 | 19 - Integrated | MODS - Modules |  | 5 | 100 | LED | 14 | 14 | 50000 | 0 | [12 empty] | 62.48 | 124.96 | 187.44 | D:6'' H:9'' | 2.3 | 6 |  |  | 9 | Key Slots | [6 empty] | No |  | No | [25 empty] | 6 | Black/White |  |  | Hardwired | 0 | 0 | 0 | 0 | 1 | 0 | 0 | 0 | 0 | 0 | 0 | 785652063640 | 10.5 | 7.25 | 7.25 | 2.5 | 0.319 | 125 | Yes | 6 | 10785652063647 | 21.75 | 14.75 | 11.5 | 16.6 | 2.135 | Yes |  | cETL Wet | 6IN CYLINDER LED CEILING-10 | Large LED Ceiling Flush Mount |  | 7813997S-10.jpg | 7813901.jpg
7813997S-15 | Large LED Ceiling Flush Mount | The Outdoor Cylinder collection of ceiling and wall mount fixtures from Sea Gull Lighting are designed to mold, direct and shape light right where you need it. Available in White, Bronze or Painted Brushed Nickel finishes, the assortment includes small and large one-light outdoor ceiling flush mounts, small and large one-light outdoor wall lanterns and small and large two-light outdoor wall lanterns. For many of the fixtures incandescent and ENERGY STAR-qualified LED lamping is available, and many easily convert to LED by purchasing LED replacement lamps sold separately. Now, fixtures with integrated LED lamping options are also available. | OUTDOOR | Outdoor Cylinders | Outdoor Lighting | White | 15 | Aluminum | [6 empty] | 1 | No | 1000 | 2700 | 90 | 14 | 120 | 19 - Integrated | MODS - Modules |  | 5 | 100 | LED | 14 | 14 | 50000 | 0 | [12 empty] | 59.45 | 118.9 | 178.35 | D:6'' H:9'' | 2.3 | 6 |  |  | 9 | Key Slots | [6 empty] | No |  | No | [25 empty] | 6 | Black/White |  |  | Hardwired | 0 | 0 | 0 | 0 | 1 | 0 | 0 | 0 | 0 | 0 | 0 | 785652063657 | 10.5 | 7.25 | 7.25 | 2.5 | 0.319 | 125 | Yes | 6 | 10785652063654 | 21.75 | 14.75 | 11.5 | 16.6 | 2.135 | Yes |  | cETL Wet | 6IN CYLINDER 1L CEILING-15 | Large LED Ceiling Flush Mount |  | 7813997S-15.jpg | 7813901.jpg
7813997S-753 | Large LED Ceiling Flush Mount | The Outdoor Cylinder collection of ceiling and wall mount fixtures from Sea Gull Lighting are designed to mold, direct and shape light right where you need it. Available in White, Bronze or Painted Brushed Nickel finishes, the assortment includes small and large one-light outdoor ceiling flush mounts, small and large one-light outdoor wall lanterns and small and large two-light outdoor wall lanterns. For many of the fixtures incandescent and ENERGY STAR-qualified LED lamping is available, and many easily convert to LED by purchasing LED replacement lamps sold separately. Now, fixtures with integrated LED lamping options are also available. | OUTDOOR | Outdoor Cylinders | Outdoor Lighting | Painted Brushed Nickel | 753 | Aluminum | [6 empty] | 1 | No | 1000 | 2700 | 90 | 14 | 120 | 19 - Integrated | MODS - Modules |  | 5 | 100 | LED | 14 | 14 | 50000 | 0 | [12 empty] | 59.45 | 118.9 | 178.35 | D:6'' H:9'' | 2.3 | 6 |  |  | 9 | Key Slots | [6 empty] | No |  | No | [25 empty] | 6 | Black/White |  |  | Hardwired | 0 | 0 | 0 | 0 | 1 | 0 | 0 | 0 | 0 | 0 | 0 | 785652063664 | 10.5 | 7.25 | 7.25 | 2.5 | 0.319 | 125 | Yes | 6 | 10785652063661 | 21.75 | 14.75 | 11.5 | 16.6 | 2.135 | Yes |  | cETL Wet | 6IN CYLINDER LED CEILING-753 | Large LED Ceiling Flush Mount |  | 7813997S-753.jpg | 7813901.jpg
7821402-12 | Two Light Outdoor Ceiling Flush Mount | Old and new worlds come together in the Colonial-inspired Lakeview Collection which is Sea Gull Lighting’s first full aluminum outdoor collection to offer options with integrated LED lighting (all of which consume less than 10 watts of power). The cylindrical lantern features a decorative crisscross detail centered on each pane of glass. Offered in Antique Bronze and Black finishes, the full outdoor lighting collection offers a one-light pendant, two-light flush mount, one-light post lantern and one-light wall lanterns in various heights. In addition to incandescent options, long-lasting LED options (which both feature Clear Seeded glass) and ENERGY STAR-qualified LED options (which feature Etched Seeded glass) are also available. | OUTDOOR | Lakeview | Outdoor Lighting | Black | 12 | Aluminum | Clear Seeded Glass |  |  |  | 2 Medium A19 60w |  | 2 | No | [14 empty] | 0 | [12 empty] | 96.98 | 193.96 | 290.94 | D:13'' H:5 1/2'' | 4.8 | 13 |  |  | 5.5 | Key Slots | [6 empty] | No |  | No | [23 empty] | D:13'' H:1 1/4'' Round |  | 6 | Black/White |  |  | Hardwired | 0 | 0 | 0 | 0 | 1 | 0 | 0 | 1 | 0 | 0 | 0 | 785652237515 | 16 | 16 | 8 | 6.7 | 1.185 | 175 | Yes | [9 empty] | cETL Damp | LAKEVIEW 2L CEILING-12 | Two Light Outdoor Ceiling Flush Mount |  | 7821402-12.jpg | 7821402.jpg
7821402-71 | Two Light Outdoor Ceiling Flush Mount | Old and new worlds come together in the Colonial-inspired Lakeview Collection which is Sea Gull Lighting’s first full aluminum outdoor collection to offer options with integrated LED lighting (all of which consume less than 10 watts of power). The cylindrical lantern features a decorative crisscross detail centered on each pane of glass. Offered in Antique Bronze and Black finishes, the full outdoor lighting collection offers a one-light pendant, two-light flush mount, one-light post lantern and one-light wall lanterns in various heights. In addition to incandescent options, long-lasting LED options (which both feature Clear Seeded glass) and ENERGY STAR-qualified LED options (which feature Etched Seeded glass) are also available. | OUTDOOR | Lakeview | Outdoor Lighting | Antique Bronze | 71 | Aluminum | Clear Seeded Glass |  |  |  | 2 Medium A19 60w |  | 2 | No | [14 empty] | 0 | [12 empty] | 96.98 | 193.96 | 290.94 | D:13'' H:5 1/2'' | 4.8 | 13 |  |  | 5.5 | Key Slots | [6 empty] | No |  | No | [23 empty] | D:13'' H:1 1/4'' Round |  | 6 | Black/White |  |  | Hardwired | 0 | 0 | 0 | 0 | 1 | 0 | 0 | 1 | 0 | 0 | 0 | 785652273407 | 16 | 16 | 8 | 6.7 | 1.185 | 175 | Yes | [9 empty] | cETL Damp | LAKEVIEW 2L CEILING-71 | Two Light Outdoor Ceiling Flush Mount |  | 7821402-71.jpg | 7821402.jpg
7824402-12 | Two Light Outdoor Ceiling Flush Mount | The Sauganash outdoor lighting collection by Sea Gull Lighting has a distinct industrial inspiration with an external cage detail finished in either Antique Bronze or Black finishes over Clear Seeded or Etched Seeded glass shades to complete the look. The assortment includes small and large one-light outdoor wall lanterns (available in Dark Sky versions too), a one-light outdoor post lantern, a one-light outdoor pendant and a two-light outdoor ceiling flush mount. Both incandescent lamping and ENERGY STAR-qualified LED lamping are available. Most of these fixtures easily convert to LED by purchasing LED replacement lamps sold separately. | OUTDOOR | Sauganash | Outdoor Lighting | Black | 12 | Aluminum | Clear Seeded Glass | D:11" H:5.25" | D:11" |  | 2 Medium A19 75w |  | 2 | No | [14 empty] | 0 | [12 empty] | 149.98 | 299.96 | 449.94 | D:12 1/4'' H:5 1/2'' | 4.8 | 12.25 |  |  | 5.5 | Universal Mounting Plate | [6 empty] | No |  | No | [25 empty] | 8 | Black/White |  |  | Hardwired | 0 | 0 | 0 | 0 | 1 | 0 | 0 | 1 | 0 | 0 | 0 | 785652238239 | 15 | 15 | 9.75 | 6 | 1.27 | 175 | Yes | [9 empty] | cETL Damp | SAUGANASH 2L CEILING-12 | Two Light Outdoor Ceiling Flush Mount |  | 7824402-12.jpg | 7824402.jpg
7824402-71 | Two Light Outdoor Ceiling Flush Mount | The Sauganash outdoor lighting collection by Sea Gull Lighting has a distinct industrial inspiration with an external cage detail finished in either Antique Bronze or Black finishes over Clear Seeded or Etched Seeded glass shades to complete the look. The assortment includes small and large one-light outdoor wall lanterns (available in Dark Sky versions too), a one-light outdoor post lantern, a one-light outdoor pendant and a two-light outdoor ceiling flush mount. Both incandescent lamping and ENERGY STAR-qualified LED lamping are available. Most of these fixtures easily convert to LED by purchasing LED replacement lamps sold separately. | OUTDOOR | Sauganash | Outdoor Lighting | Antique Bronze | 71 | Aluminum |  |  |  | Clear Seeded Glass | 2 Medium A19 75w |  | 2 | No | [14 empty] | 0 | [12 empty] | 149.98 | 299.96 | 449.94 | D:12 1/4'' H:5 1/2'' | 4.8 | 12.25 |  |  | 5.5 | Universal Mounting Plate | [6 empty] | No |  | No | [25 empty] | 8 | Black/White |  |  | Hardwired | 0 | 0 | 0 | 0 | 1 | 0 | 0 | 1 | 0 | 0 | 0 | 785652246098 | 15 | 15 | 9.5 | 6 | 1.237 | 175 | Yes | [9 empty] | cETL Damp | SAUGANASH 2L CEILING-71 | Two Light Outdoor Ceiling Flush Mount |  | 7824402-71.jpg | 7824402.jpg
7824452-12 | Two Light Outdoor Ceiling Flush Mount | The Sauganash outdoor lighting collection by Sea Gull Lighting has a distinct industrial inspiration with an external cage detail finished in either Antique Bronze or Black finishes over Clear Seeded or Etched Seeded glass shades to complete the look. The assortment includes small and large one-light outdoor wall lanterns (available in Dark Sky versions too), a one-light outdoor post lantern, a one-light outdoor pendant and a two-light outdoor ceiling flush mount. Both incandescent lamping and ENERGY STAR-qualified LED lamping are available. Most of these fixtures easily convert to LED by purchasing LED replacement lamps sold separately. | OUTDOOR | Sauganash | Outdoor Lighting | Black | 12 | Aluminum | Etched Seeded Glass | D:11" H:5.25" | D:11" |  | 2 Medium A19 75w |  | 2 | No | [14 empty] | 0 | [12 empty] | 149.98 | 299.96 | 449.94 | D:12 1/4'' H:5 1/2'' | 4.8 | 12.25 |  |  | 5.5 | Universal Mounting Plate | [6 empty] | No |  | No | [25 empty] | 8 | Black/White |  |  | Hardwired | 0 | 0 | 0 | 0 | 1 | 0 | 0 | 1 | 0 | 0 | 0 | 785652109416 | 15.25 | 15.25 | 9.75 | 6.4 | 1.312 | 175 | Yes | [9 empty] | cETL Damp | SAUGANASH 2L CEILING-12 | Two Light Outdoor Ceiling Flush Mount |  | 7824452-12.jpg | 7824402.jpg
7824452-71 | Two Light Outdoor Ceiling Flush Mount | The Sauganash outdoor lighting collection by Sea Gull Lighting has a distinct industrial inspiration with an external cage detail finished in either Antique Bronze or Black finishes over Clear Seeded or Etched Seeded glass shades to complete the look. The assortment includes small and large one-light outdoor wall lanterns (available in Dark Sky versions too), a one-light outdoor post lantern, a one-light outdoor pendant and a two-light outdoor ceiling flush mount. Both incandescent lamping and ENERGY STAR-qualified LED lamping are available. Most of these fixtures easily convert to LED by purchasing LED replacement lamps sold separately. | OUTDOOR | Sauganash | Outdoor Lighting | Antique Bronze | 71 | Aluminum | Etched Seeded Glass | D:11" H:5.25" | D:11" |  | 2 Medium A19 75w |  | 2 | No | [14 empty] | 0 | [12 empty] | 149.98 | 299.96 | 449.94 | D:12 1/4'' H:5 1/2'' | 4.8 | 12.25 |  |  | 5.5 | Universal Mounting Plate | [6 empty] | No |  | No | [25 empty] | 8 | Black/White |  |  | Hardwired | 0 | 0 | 0 | 0 | 1 | 0 | 0 | 1 | 0 | 0 | 0 | 785652109423 | 15.25 | 15.25 | 9.75 | 6.2 | 1.312 | 175 | Yes | [9 empty] | cETL Damp | SAUGANASH 2L CEILING-71 | Two Light Outdoor Ceiling Flush Mount |  | 7824452-71.jpg | 7824402.jpg
7824452EN3-12 | Two Light Outdoor Ceiling Flush Mount | The Sauganash outdoor lighting collection by Sea Gull Lighting has a distinct industrial inspiration with an external cage detail finished in either Antique Bronze or Black finishes over Clear Seeded or Etched Seeded glass shades to complete the look. The assortment includes small and large one-light outdoor wall lanterns (available in Dark Sky versions too), a one-light outdoor post lantern, a one-light outdoor pendant and a two-light outdoor ceiling flush mount. Both incandescent lamping and ENERGY STAR-qualified LED lamping are available. Most of these fixtures easily convert to LED by purchasing LED replacement lamps sold separately. | OUTDOOR | Sauganash | Outdoor Lighting | Black | 12 | Aluminum | Etched Seeded Glass | D:11" H:5.25" | D:11" |  | 2 Medium A19 9.3w |  | 2 | Yes | [14 empty] | 0 | [12 empty] | 158.48 | 316.96 | 475.44 | D:12 1/4'' H:5 1/2'' | 4.8 | 12.25 |  |  | 5.5 | Universal Mounting Plate | [6 empty] | No |  | No | [25 empty] | 8 | Black/White |  |  | Hardwired | 0 | 0 | 0 | 1 | 1 | 0 | 0 | 0 | 0 | 0 | 0 | 785652052422 | 15.25 | 15.25 | 9.75 | 6.4 | 1.312 | 175 | Yes | [9 empty] | cETL Damp | SAUGANASH 2L CEILING-12 | Two Light Outdoor Ceiling Flush Mount |  | 7824452EN3-12.jpg | 7824452.jpg
7824452EN3-71 | Two Light Outdoor Ceiling Flush Mount | The Sauganash outdoor lighting collection by Sea Gull Lighting has a distinct industrial inspiration with an external cage detail finished in either Antique Bronze or Black finishes over Clear Seeded or Etched Seeded glass shades to complete the look. The assortment includes small and large one-light outdoor wall lanterns (available in Dark Sky versions too), a one-light outdoor post lantern, a one-light outdoor pendant and a two-light outdoor ceiling flush mount. Both incandescent lamping and ENERGY STAR-qualified LED lamping are available. Most of these fixtures easily convert to LED by purchasing LED replacement lamps sold separately. | OUTDOOR | Sauganash | Outdoor Lighting | Antique Bronze | 71 | Aluminum | Etched Seeded Glass | D:11" H:5.25" | D:11" |  | 2 Medium A19 9.3w |  | 2 | Yes | [14 empty] | 0 | [12 empty] | 158.48 | 316.96 | 475.44 | D:12 1/4'' H:5 1/2'' | 4.8 | 12.25 |  |  | 5.5 | Universal Mounting Plate | [6 empty] | No |  | No | [25 empty] | 8 | Black/White |  |  | Hardwired | 0 | 0 | 0 | 1 | 1 | 0 | 0 | 0 | 0 | 0 | 0 | 785652052439 | 15.25 | 15.25 | 9.75 | 6.4 | 1.312 | 175 | Yes | [9 empty] | cETL Damp | SAUGANASH 2L CEILING-71 | Two Light Outdoor Ceiling Flush Mount |  | 7824452EN3-71.jpg | 7824452.jpg