7836302-12 | Two Light Outdoor Ceiling Flush Mount | The stately Childress outdoor lighting collection by Sea Gull Lighting is rich with design elements contributing to its traditional silhouette. A shepherd’s crook, chamfered roof line, cut-corner-square body with Satin Etched glass and a small bottom finial all add detail and visual interest. Made of durable cast aluminum, a stepped-edge backplate completes the traditional look. Offered in Antique Bronze or Black finish, the lighting fixtures include a two-light outdoor ceiling flush mount, an extra large two-light outdoor wall lantern, small, medium and large one-light outdoor wall lanterns, a one-light outdoor pendant; and a one-light outdoor post lantern. Incandescent, integrated LED and ENERGY STAR-qualified LED lamping are available. The advanced, integrated LED option has warm-on-dim technology that warms in color when dimmed, going from 2700K to 2200K and is California Title 24 compliant. | OUTDOOR | Childress | Outdoor Lighting | Black | 12 | Die Cast Aluminum | Satin Etched Glass |  |  |  | 2 Medium A19 60w |  | 2 | No | [14 empty] | 0 | [12 empty] | 109.48 | 218.96 | 328.44 | L:13 1/2'' W:13 1/2'' H:8 1/4'' | 6.1 |  | 13.5 | 13.5 | 8.25 | Cap Nuts | [6 empty] | No |  | No | [20 empty] | DP:3/4'' W:13 1/2'' H:13 1/2'' Octagonal |  |  |  |  | 6 | Black/White |  |  | Hardwired | 0 | 0 | 0 | 0 | 1 | 0 | 0 | 1 | 0 | 0 | 0 | 785652107177 | 17 | 16.5 | 9.75 | 8.1 | 1.583 | 175 | Yes | [9 empty] | cETL Damp | CHILDRESS 2L CEILING-12 | Two Light Outdoor Ceiling Flush Mount |  | 7836302-12.jpg | 7836302.jpg
7836302-71 | Two Light Outdoor Ceiling Flush Mount | The stately Childress outdoor lighting collection by Sea Gull Lighting is rich with design elements contributing to its traditional silhouette. A shepherd’s crook, chamfered roof line, cut-corner-square body with Satin Etched glass and a small bottom finial all add detail and visual interest. Made of durable cast aluminum, a stepped-edge backplate completes the traditional look. Offered in Antique Bronze or Black finish, the lighting fixtures include a two-light outdoor ceiling flush mount, an extra large two-light outdoor wall lantern, small, medium and large one-light outdoor wall lanterns, a one-light outdoor pendant; and a one-light outdoor post lantern. Incandescent, integrated LED and ENERGY STAR-qualified LED lamping are available. The advanced, integrated LED option has warm-on-dim technology that warms in color when dimmed, going from 2700K to 2200K and is California Title 24 compliant. | OUTDOOR | Childress | Outdoor Lighting | Antique Bronze | 71 | Die Cast Aluminum | Satin Etched Glass |  |  |  | 2 Medium A19 60w |  | 2 | No | [14 empty] | 0 | [12 empty] | 109.48 | 218.96 | 328.44 | L:13 1/2'' W:13 1/2'' H:8 1/4'' | 6.1 |  | 13.5 | 13.5 | 8.25 | Cap Nuts | [6 empty] | No |  | No | [20 empty] | DP:3/4'' W:13 1/2'' H:13 1/2'' Octagonal |  |  |  |  | 6 | Black/White |  |  | Hardwired | 0 | 0 | 0 | 0 | 1 | 0 | 0 | 1 | 0 | 0 | 0 | 785652107184 | 17 | 16.5 | 9.75 | 8.1 | 1.583 | 175 | Yes | [9 empty] | cETL Damp | CHILDRESS 2L CEILING-71 | Two Light Outdoor Ceiling Flush Mount |  | 7836302-71.jpg | 7836302.jpg
7836302EN3-12 | Two Light Outdoor Ceiling Flush Mount | The stately Childress outdoor lighting collection by Sea Gull Lighting is rich with design elements contributing to its traditional silhouette. A shepherd’s crook, chamfered roof line, cut-corner-square body with Satin Etched glass and a small bottom finial all add detail and visual interest. Made of durable cast aluminum, a stepped-edge backplate completes the traditional look. Offered in Antique Bronze or Black finish, the lighting fixtures include a two-light outdoor ceiling flush mount, an extra large two-light outdoor wall lantern, small, medium and large one-light outdoor wall lanterns, a one-light outdoor pendant; and a one-light outdoor post lantern. Incandescent, integrated LED and ENERGY STAR-qualified LED lamping are available. The advanced, integrated LED option has warm-on-dim technology that warms in color when dimmed, going from 2700K to 2200K and is California Title 24 compliant. | OUTDOOR | Childress | Outdoor Lighting | Black | 12 | Die Cast Aluminum | Satin Etched Glass |  |  |  | 2 Medium A19 9.3w |  | 2 | Yes | [14 empty] | 0 | [12 empty] | 120.48 | 240.96 | 361.44 | L:13 1/2'' W:13 1/2'' H:8 1/4'' | 6.1 |  | 13.5 | 13.5 | 8.25 | Cap Nuts | [6 empty] | No |  | No | [20 empty] | DP:3/4'' W:13 1/2'' H:13 1/2'' Octagonal |  |  |  |  | 6 | Black/White |  |  | Hardwired | 0 | 0 | 0 | 1 | 1 | 0 | 0 | 0 | 0 | 0 | 0 | 785652052446 | 17 | 17 | 10.25 | 8.1 | 1.714 | 175 | Yes | [9 empty] | cETL Damp | CHILDRESS 2L CEILING-12 | Two Light Outdoor Ceiling Flush Mount |  | 7836302EN3-12.jpg | 7836302.jpg
7836302EN3-71 | Two Light Outdoor Ceiling Flush Mount | The stately Childress outdoor lighting collection by Sea Gull Lighting is rich with design elements contributing to its traditional silhouette. A shepherd’s crook, chamfered roof line, cut-corner-square body with Satin Etched glass and a small bottom finial all add detail and visual interest. Made of durable cast aluminum, a stepped-edge backplate completes the traditional look. Offered in Antique Bronze or Black finish, the lighting fixtures include a two-light outdoor ceiling flush mount, an extra large two-light outdoor wall lantern, small, medium and large one-light outdoor wall lanterns, a one-light outdoor pendant; and a one-light outdoor post lantern. Incandescent, integrated LED and ENERGY STAR-qualified LED lamping are available. The advanced, integrated LED option has warm-on-dim technology that warms in color when dimmed, going from 2700K to 2200K and is California Title 24 compliant. | OUTDOOR | Childress | Outdoor Lighting | Antique Bronze | 71 | Die Cast Aluminum | Satin Etched Glass |  |  |  | 2 Medium A19 9.3w |  | 2 | Yes | [14 empty] | 0 | [12 empty] | 120.48 | 240.96 | 361.44 | L:13 1/2'' W:13 1/2'' H:8 1/4'' | 6.1 |  | 13.5 | 13.5 | 8.25 | Cap Nuts | [6 empty] | No |  | No | [20 empty] | DP:3/4'' W:13 1/2'' H:13 1/2'' Octagonal |  |  |  |  | 6 | Black/White |  |  | Hardwired | 0 | 0 | 0 | 1 | 1 | 0 | 0 | 0 | 0 | 0 | 0 | 785652052453 | 17 | 17 | 10.25 | 8.1 | 1.714 | 175 | Yes | [9 empty] | cETL Damp | CHILDRESS 2L CEILING-71 | Two Light Outdoor Ceiling Flush Mount |  | 7836302EN3-71.jpg | 7836302.jpg
7847902-12 | Two Light Outdoor Ceiling Flush Mount | The transitional Crowell outdoor lighting collection by Sea Gull Lighting conveys Art Deco influences with its linear, vertical details and clean, overall design. Their large scale gives these light fixtures real presence without competing with the residential architecture they adorn. The lighting collection, offered in Antique Bronze finish with Crème Parchment glass or Black finish with Satin Etched glass, offers a one-light outdoor pendant, a two-light outdoor ceiling flush mount, a one-light outdoor post lantern, and small, medium and large one-light outdoor wall lanterns also available in Dark Sky versions. Incandescent, integrated LED and ENERGY STAR-qualified LED lamping are available. The advanced, integrated LED option has warm-on-dim technology that warms in color when dimmed, going from 2700K to 2200K and is California Title 24 compliant. | OUTDOOR | Crowell | Outdoor Lighting | Black | 12 | Aluminum | Satin Etched Glass | D:11.1875" H:5.375" |  |  | 2 Medium A19 60w |  | 2 | No | [14 empty] | 0 | [12 empty] | 115.48 | 230.96 | 346.44 | D:14 1/16'' H:7'' | 5.2 | 14.0625 |  |  | 7 | Cap Nuts | [6 empty] | No |  | No | [20 empty] | D:14 1/16'' H:1'' Round |  |  |  |  | 6 | Black/White |  |  | Hardwired | 0 | 0 | 0 | 0 | 1 | 0 | 0 | 1 | 0 | 0 | 0 | 785652107801 | 16.5 | 16.5 | 10 | 6.9 | 1.576 | 175 | Yes | [9 empty] | cETL Damp | CROWELL 2L CEILING-12 | Two Light Outdoor Ceiling Flush Mount |  | 7847902-12.jpg | 7847902.jpg
7847902-71 | Two Light Outdoor Ceiling Flush Mount | The transitional Crowell outdoor lighting collection by Sea Gull Lighting conveys Art Deco influences with its linear, vertical details and clean, overall design. Their large scale gives these light fixtures real presence without competing with the residential architecture they adorn. The lighting collection, offered in Antique Bronze finish with Crème Parchment glass or Black finish with Satin Etched glass, offers a one-light outdoor pendant, a two-light outdoor ceiling flush mount, a one-light outdoor post lantern, and small, medium and large one-light outdoor wall lanterns also available in Dark Sky versions. Incandescent, integrated LED and ENERGY STAR-qualified LED lamping are available. The advanced, integrated LED option has warm-on-dim technology that warms in color when dimmed, going from 2700K to 2200K and is California Title 24 compliant. | OUTDOOR | Crowell | Outdoor Lighting | Antique Bronze | 71 | Aluminum | Creme Parchment Glass | D:11.1875" H:5.375" |  |  | 2 Medium A19 60w |  | 2 | No | [14 empty] | 0 | [12 empty] | 115.48 | 230.96 | 346.44 | D:14 1/16'' H:7'' | 5.2 | 14.0625 |  |  | 7 | Cap Nuts | [6 empty] | No |  | No | [20 empty] | D:14 1/16'' H:1'' Round |  |  |  |  | 6 | Black/White |  |  | Hardwired | 0 | 0 | 0 | 0 | 1 | 0 | 0 | 1 | 0 | 0 | 0 | 785652107818 | 16.5 | 16.5 | 10 | 6.9 | 1.576 | 175 | Yes | [9 empty] | cETL Damp | CROWELL 2L CEILING-71 | Two Light Outdoor Ceiling Flush Mount |  | 7847902-71.jpg | 7847902.jpg
7847902EN3-12 | Two Light Outdoor Ceiling Flush Mount | The transitional Crowell outdoor lighting collection by Sea Gull Lighting conveys Art Deco influences with its linear, vertical details and clean, overall design. Their large scale gives these light fixtures real presence without competing with the residential architecture they adorn. The lighting collection, offered in Antique Bronze finish with Crème Parchment glass or Black finish with Satin Etched glass, offers a one-light outdoor pendant, a two-light outdoor ceiling flush mount, a one-light outdoor post lantern, and small, medium and large one-light outdoor wall lanterns also available in Dark Sky versions. Incandescent, integrated LED and ENERGY STAR-qualified LED lamping are available. The advanced, integrated LED option has warm-on-dim technology that warms in color when dimmed, going from 2700K to 2200K and is California Title 24 compliant. | OUTDOOR | Crowell | Outdoor Lighting | Black | 12 | Aluminum | Satin Etched Glass | D:11.1875" H:5.375" |  |  | 2 Medium A19 9.3w |  | 2 | Yes | [14 empty] | 0 | [12 empty] | 124.98 | 249.96 | 374.94 | D:14 1/16'' H:7'' | 5.2 | 14.0625 |  |  | 7 | Cap Nuts | [6 empty] | No |  | No | [20 empty] | D:14 1/16'' H:1'' Round |  |  |  |  | 6 | Black/White |  |  | Hardwired | 0 | 0 | 0 | 1 | 1 | 0 | 0 | 0 | 0 | 0 | 0 | 785652052460 | 16.5 | 16.5 | 10 | 6.9 | 1.576 | 175 | Yes | [9 empty] | cETL Damp | CROWELL 2L CEILING-12 | Two Light Outdoor Ceiling Flush Mount |  | 7847902EN3-12.jpg | 7847902.jpg
7847902EN3-71 | Two Light Outdoor Ceiling Flush Mount | The transitional Crowell outdoor lighting collection by Sea Gull Lighting conveys Art Deco influences with its linear, vertical details and clean, overall design. Their large scale gives these light fixtures real presence without competing with the residential architecture they adorn. The lighting collection, offered in Antique Bronze finish with Crème Parchment glass or Black finish with Satin Etched glass, offers a one-light outdoor pendant, a two-light outdoor ceiling flush mount, a one-light outdoor post lantern, and small, medium and large one-light outdoor wall lanterns also available in Dark Sky versions. Incandescent, integrated LED and ENERGY STAR-qualified LED lamping are available. The advanced, integrated LED option has warm-on-dim technology that warms in color when dimmed, going from 2700K to 2200K and is California Title 24 compliant. | OUTDOOR | Crowell | Outdoor Lighting | Antique Bronze | 71 | Aluminum | Creme Parchment Glass | D:11.1875" H:5.375" |  |  | 2 Medium A19 9.3w |  | 2 | Yes | [14 empty] | 0 | [12 empty] | 124.98 | 249.96 | 374.94 | D:14 1/16'' H:7'' | 5.2 | 14.0625 |  |  | 7 | Cap Nuts | [6 empty] | No |  | No | [20 empty] | D:14 1/16'' H:1'' Round |  |  |  |  | 6 | Black/White |  |  | Hardwired | 0 | 0 | 0 | 1 | 1 | 0 | 0 | 0 | 0 | 0 | 0 | 785652052477 | 16.5 | 16.5 | 10 | 6.9 | 1.576 | 175 | Yes | [9 empty] | cETL Damp | CROWELL 2L CEILING-71 | Two Light Outdoor Ceiling Flush Mount |  | 7847902EN3-71.jpg | 7847902.jpg
7852702-12 | Two Light Outdoor Flush Mount |  | OUTDOOR | Tomek | Outdoor Lighting | Black | 12 | Aluminum | Etched / White Inside Glass | L:9" W:0.125" H:4.75" |  |  | 2 Medium A19 60w |  | 2 | No | [14 empty] | 0 | [12 empty] | 64.5 | 129 | 193.5 | L:12'' W:12'' H:6'' |  |  | 12 | 12 | 6 | Cap Nuts | [6 empty] | No |  | No | [20 empty] | DP:12'' W:12'' H:31/32'' Square |  |  |  |  | 6.5 | Black/White |  |  | Hardwired | 0 | 0 | 0 | 0 | 1 | 0 | 0 | 1 | 0 | 0 | 0 | 785652076978 | [16 empty] | cETL Damp | TOMEK 2L FLUSH MT-12 | Two Light Outdoor Flush Mount |  | 7852702-12.jpg | 7852702.jpg
7852702-71 | Two Light Outdoor Flush Mount |  | OUTDOOR | Tomek | Outdoor Lighting | Antique Bronze | 71 | Aluminum | Etched / White Inside Glass | L:9" W:0.125" H:4.75" |  |  | 2 Medium A19 60w |  | 2 | No | [14 empty] | 0 | [12 empty] | 64.5 | 129 | 193.5 | L:12'' W:12'' H:6'' |  |  | 12 | 12 | 6 | Cap Nuts | [6 empty] | No |  | No | [20 empty] | DP:12'' W:12'' H:31/32'' Square |  |  |  |  | 6.5 | Black/White |  |  | Hardwired | 0 | 0 | 0 | 0 | 1 | 0 | 0 | 1 | 0 | 0 | 0 | 785652076985 | 14.5 | 14.5 | 8.75 | 5.2 | 1.065 | 175 | Yes | [9 empty] | cETL Damp | TOMEK 2L FLUSH MT-71 | Two Light Outdoor Flush Mount |  | 7852702-71.jpg | 7852702.jpg
7852702EN3-12 | Two Light Outdoor Flush Mount |  | OUTDOOR | Tomek | Outdoor Lighting | Black | 12 | Aluminum | Etched / White Inside Glass | L:9" W:0.125" H:4.75" |  |  | 2 Medium A19 9.3w |  | 2 | Yes | [14 empty] | 0 | [12 empty] | 74.5 | 149 | 223.5 | L:12'' W:12'' H:6'' |  |  | 12 | 12 | 6 | Cap Nuts | [6 empty] | No |  | No | [20 empty] | DP:12'' W:12'' H:31/32'' Square |  |  |  |  | 6.5 | Black/White |  |  | Hardwired | 0 | 0 | 0 | 1 | 1 | 0 | 0 | 0 | 0 | 0 | 0 | 785652080586 | [16 empty] | cETL Damp | TOMEK 2L FLUSH MT-12 | Two Light Outdoor Flush Mount |  | 7852702EN3-12.jpg | 7852702EN3.jpg
7852702EN3-71 | Two Light Outdoor Flush Mount |  | OUTDOOR | Tomek | Outdoor Lighting | Antique Bronze | 71 | Aluminum | Etched / White Inside Glass | L:9" W:0.125" H:4.75" |  |  | 2 Medium A19 9.3w |  | 2 | Yes | [14 empty] | 0 | [12 empty] | 74.5 | 149 | 223.5 | L:12'' W:12'' H:6'' |  |  | 12 | 12 | 6 | Cap Nuts | [6 empty] | No |  | No | [20 empty] | DP:12'' W:12'' H:31/32'' Square |  |  |  |  | 6.5 | Black/White |  |  | Hardwired | 0 | 0 | 0 | 1 | 1 | 0 | 0 | 0 | 0 | 0 | 0 | 785652080593 | [16 empty] | cETL Damp | TOMEK 2L FLUSH MT-71 | Two Light Outdoor Flush Mount |  | 7852702EN3-71.jpg | 7852702EN3.jpg
78660-185 | One Light Outdoor Ceiling Flush Mount | The Winnetka outdoor lighting collection by Sea Gull Lighting has a clean design which lends itself to a modern-mission style. The geometric, cylinder design has subtle ornamentation, while still offering impressive style. The outdoor lighting collection is offered in a Forged Iron finish with Satin Etched glass. Both incandescent lamping and ENERGY STAR-qualified LED lamping are available. Most of these fixtures easily convert to LED by purchasing LED replacement lamps sold separately. | OUTDOOR | Winnetka Outdoor | Outdoor Lighting | Forged Iron | 185 | Aluminum | Satin Etched Glass | D:9" |  |  | 1 Medium A19 100w |  | 1 | No | [14 empty] | 0 | [12 empty] | 70.45 | 140.9 | 211.35 | D:10'' H:7'' | 3.7 | 10 |  |  | 7 | Cap Nuts | [6 empty] | No |  | No | [25 empty] | 6.5 |  |  | N/A | Hardwired | 0 | 0 | 0 | 0 | 1 | 0 | 0 | 1 | 0 | 0 | 0 | 785652078026 | 12.25 | 12.25 | 10.25 | 4.6 | 0.89 | 175 | Yes | [9 empty] | cETL Damp | WINNETKA 1L CEILING-185 | One Light Outdoor Ceiling Flush Mount |  | 78660-185.jpg | 78660.jpg
78660EN3-185 | One Light Outdoor Ceiling Flush Mount | The Winnetka outdoor lighting collection by Sea Gull Lighting has a clean design which lends itself to a modern-mission style. The geometric, cylinder design has subtle ornamentation, while still offering impressive style. The outdoor lighting collection is offered in a Forged Iron finish with Satin Etched glass. Both incandescent lamping and ENERGY STAR-qualified LED lamping are available. Most of these fixtures easily convert to LED by purchasing LED replacement lamps sold separately. | OUTDOOR | Winnetka Outdoor | Outdoor Lighting | Forged Iron | 185 | Aluminum | Satin Etched Glass | D:9" |  |  | 1 Medium A19 9.3w |  | 1 | Yes | [14 empty] | 0 | [12 empty] | 74.95 | 149.9 | 224.85 | D:10'' H:7'' | 3.7 | 10 |  |  | 7 | Cap Nuts | [6 empty] | No |  | No | [25 empty] | 6.5 | Black/White |  | N/A | Hardwired | 0 | 0 | 0 | 1 | 1 | 0 | 0 | 0 | 0 | 0 | 0 | 785652052484 | 12.25 | 12.25 | 10.25 | 4.6 | 0.89 | 175 | Yes | [9 empty] | cETL Damp | WINNETKA 1L CEILING-185 | One Light Outdoor Ceiling Flush Mount |  | 78660EN3-185.jpg | 78660.jpg
78880-51 | Two Light Outdoor Ceiling Flush Mount | The Medford Lakes outdoor lighting collection by Sea Gull Lighting is Arts and Crafts inspired with simple organic lines, yet big on style with linear design details, contrasted with sweeping arches – which demonstrates a subtle Asian influence as well. The Etched Hammered Glass with Light Amber Tint creates a warm glow and beautifully complements the Statuary Bronze finish. The assortment includes small, medium and large one-light outdoor wall lanterns, a one-light outdoor post lantern, a one-light outdoor pendant and a two-light outdoor ceiling flush mount. Both incandescent lamping and ENERGY STAR-qualified LED lamping are available, and most of the fixtures easily convert to LED by purchasing LED replacement lamps sold separately. | OUTDOOR | Medford Lakes | Outdoor Lighting | Statuary Bronze | 51 | Aluminum | Etched Hammered with Light Amber Glass | W:9.625" H:5.1875" |  |  | 2 Medium A19 60w |  | 2 | No | [14 empty] | 0 | [12 empty] | 124.98 | 249.96 | 374.94 | L:13'' W:13'' H:7'' | 5.3 |  | 13 | 13 | 7 | Key Slots | [6 empty] | No |  | No | [25 empty] | 6.5 |  |  | N/A | Hardwired | 0 | 0 | 0 | 0 | 1 | 0 | 0 | 1 | 0 | 0 | 0 | 785652788802 | 15 | 15.25 | 9.5 | 8.1 | 1.258 | 125 | Yes | [8 empty] | ETL Damp | cETL Damp | MEDFORD LAKES 2L CEILING-51 | Two Light Outdoor Ceiling Flush Mount |  | 78880-51.jpg | 78880.jpg
78880EN3-51 | Two Light Outdoor Ceiling Flush Mount | The Medford Lakes outdoor lighting collection by Sea Gull Lighting is Arts and Crafts inspired with simple organic lines, yet big on style with linear design details, contrasted with sweeping arches – which demonstrates a subtle Asian influence as well. The Etched Hammered Glass with Light Amber Tint creates a warm glow and beautifully complements the Statuary Bronze finish. The assortment includes small, medium and large one-light outdoor wall lanterns, a one-light outdoor post lantern, a one-light outdoor pendant and a two-light outdoor ceiling flush mount. Both incandescent lamping and ENERGY STAR-qualified LED lamping are available, and most of the fixtures easily convert to LED by purchasing LED replacement lamps sold separately. | OUTDOOR | Medford Lakes | Outdoor Lighting | Statuary Bronze | 51 | Aluminum | Etched Hammered with Light Amber Glass | W:9.625" H:5.1875" |  |  | 2 Medium A19 9.3w |  | 2 | Yes | [14 empty] | 0 | [12 empty] | 135.48 | 270.96 | 406.44 | L:13'' W:13'' H:7'' | 5.3 |  | 13 | 13 | 7 | Key Slots | [6 empty] | No |  | No | [25 empty] | 6.5 | Black/White |  | N/A | Hardwired | 0 | 0 | 0 | 1 | 1 | 0 | 0 | 0 | 0 | 0 | 0 | 785652052491 | 15.25 | 15 | 9.5 | 8.1 | 1.258 | 125 | Yes | [8 empty] | ETL Damp | cETL Damp | MEDFORD LAKES 2L CEILING-51 | Two Light Outdoor Ceiling Flush Mount |  | 78880EN3-51.jpg | 78880.jpg
7890902-12 | Two Light Outdoor Flush Mount |  | OUTDOOR | Wilburn | Outdoor Lighting | Black | 12 | Aluminum |  |  |  | Satin Etched Glass | 2 Medium A19 40w |  | 2 | No | [14 empty] | 0 | [12 empty] | 94.5 | 189 | 283.5 | D:13'' H:5 1/2'' |  | 13 |  |  | 5.5 | Cap Nuts | [6 empty] | No |  | No | [20 empty] | D:12 3/4'' H:5/8'' Round |  |  |  |  | 6.5 | Black/White |  |  | Hardwired | 0 | 0 | 0 | 0 | 1 | 0 | 0 | 1 | 0 | 0 | 0 | 785652076749 | [16 empty] | cETL Damp | WILBURN 2L FLUSH MT-12 | Two Light Outdoor Flush Mount |  | 7890902-12.jpg | 7890902.jpg
7890902-71 | Two Light Outdoor Flush Mount |  | OUTDOOR | Wilburn | Outdoor Lighting | Antique Bronze | 71 | Aluminum |  |  |  | Satin Etched Glass | 2 Medium A19 40w |  | 2 | No | [14 empty] | 0 | [12 empty] | 94.5 | 189 | 283.5 | D:13'' H:5 1/2'' |  | 13 |  |  | 5.5 | Cap Nuts | [6 empty] | No |  | No | [20 empty] | D:12 3/4'' H:5/8'' Round |  |  |  |  | 6.5 | Black/White |  |  | Hardwired | 0 | 0 | 0 | 0 | 1 | 0 | 0 | 1 | 0 | 0 | 0 | 785652076756 | [16 empty] | cETL Damp | WILBURN 2L FLUSH MT-71 | Two Light Outdoor Flush Mount |  | 7890902-71.jpg | 7890902.jpg
7890902EN3-12 | Two Light Outdoor Flush Mount |  | OUTDOOR | Wilburn | Outdoor Lighting | Black | 12 | Aluminum |  |  |  | Satin Etched Glass | 2 Medium A19 9.3w |  | 2 | Yes | [14 empty] | 0 | [12 empty] | 104.5 | 209 | 313.5 | D:13'' H:5 1/2'' |  | 13 |  |  | 5.5 | Cap Nuts | [6 empty] | No |  | No | [20 empty] | D:12 3/4'' H:5/8'' Round |  |  |  |  | 6.5 | Black/White |  |  | Hardwired | 0 | 0 | 0 | 1 | 1 | 0 | 0 | 0 | 0 | 0 | 0 | 785652080449 | [16 empty] | cETL Damp | WILBURN 2L FLUSH MT-12 | Two Light Outdoor Flush Mount |  | 7890902EN3-12.jpg | 7890902EN3.jpg
7890902EN3-71 | Two Light Outdoor Flush Mount |  | OUTDOOR | Wilburn | Outdoor Lighting | Antique Bronze | 71 | Aluminum |  |  |  | Satin Etched Glass | 2 Medium A19 9.3w |  | 2 | Yes | [14 empty] | 0 | [12 empty] | 104.5 | 209 | 313.5 | D:13'' H:5 1/2'' |  | 13 |  |  | 5.5 | Cap Nuts | [6 empty] | No |  | No | [20 empty] | D:12 3/4'' H:5/8'' Round |  |  |  |  | 6.5 | Black/White |  |  | Hardwired | 0 | 0 | 0 | 1 | 1 | 0 | 0 | 0 | 0 | 0 | 0 | 785652080456 | [16 empty] | cETL Damp | WILBURN 2L FLUSH MT-71 | Two Light Outdoor Flush Mount |  | 7890902EN3-71.jpg | 7890902EN3.jpg
7903493S-98 | Large LED Ceiling Flush Mount | Modern styling and forward thinking represent the Centra collection by Sea Gull Lighting. Stunning in a Brushed Stainless finish with Satin White glass, Centra is designed to bring a modern sensibility to your hallways and foyers with a pendant / semi-flush fixture, small, medium, and large ceiling fixtures and a wall sconce to round out the collection. Incandescent, integrated LED, and ENERGY STAR-qualified LED lamping are all available. | CEILING | Centra | Ceiling Lights | Brushed Stainless | 98 | Steel |  |  |  | Satin White Glass |  |  | 4 | No | 4000 | 3000 | 90 | 56 | 120 | 19 - Integrated | MODS - Modules |  | 5 | 100 | LED | 56 | 56 | 50000 | 0 | [12 empty] | 173.25 | 346.5 | 519.75 | D:21 1/4'' H:4 3/4'' | 8.9 | 21.25 |  |  | 4.75 | Key Slots | [6 empty] | No |  | No | [25 empty] | 6.5 | Black/White |  |  | Hardwired | 0 | 0 | 0 | 0 | 1 | 0 | 0 | 0 | 0 | 0 | 0 | 785652064272 | 23.5 | 23 | 8 | 12.7 | 2.502 | 175 | Yes | [8 empty] | UL Damp | cUL Damp | CENTRA LED CEILING-98 | Large LED Ceiling Flush Mount |  | 7903493S-98.jpg | 79034ble.jpg
79039-12 | Two Light Outdoor Ceiling Flush Mount | A bit of Shaker minimalism mixed with Arts and Crafts styling defines the transitional Hunnington outdoor lighting collection by Sea Gull Lighting. Equally at home in the city or the country, this timeless style will enhance the appearance of a home’s entrance with its clean, crisp lines. Offered in Weathered Pewter or Black finishes, with either Etched Seeded glass or Clear Seeded glass, the assortment includes a one-light outdoor pendant, small and large one-light outdoor wall lanterns, a one-light out door post lantern and a two-light outdoor ceiling flush mount. Both incandescent lamping and ENERGY STAR-qualified LED lamping (for those fixtures with the Etched Seeded glass) are available for most of the fixtures, and some can easily convert to LED by purchasing LED replacement lamps sold separately (for those with the Clear Seeded glass). | OUTDOOR | Hunnington | Outdoor Lighting | Black | 12 | Aluminum | Etched Seeded Glass | L:6.5" W:6.5" H:5" |  |  | 2 Medium A19 75w |  | 2 | No | [14 empty] | 0 | [12 empty] | 74.98 | N/A | 224.94 | W:10'' H:6 1/4'' | 4.3 |  |  | 10 | 6.25 | Key Slots | [6 empty] | No |  | No | [25 empty] | 6.5 |  |  |  | Hardwired | 0 | 0 | 0 | 0 | 1 | 0 | 0 | 1 | 0 | 0 | 0 | 785652024665 | 13.25 | 13.25 | 9.75 | 5.9 | 0.991 | 125 | Yes | [9 empty] | cETL Damp | HUNNINGTON 2L CEILING-12 | Two Light Outdoor Ceiling Flush Mount |  | 79039BLE-12.jpg | 79039.jpg
79039-57 | Two Light Outdoor Ceiling Flush Mount | A bit of Shaker minimalism mixed with Arts and Crafts styling defines the transitional Hunnington outdoor lighting collection by Sea Gull Lighting. Equally at home in the city or the country, this timeless style will enhance the appearance of a home’s entrance with its clean, crisp lines. Offered in Weathered Pewter or Black finishes, with either Etched Seeded glass or Clear Seeded glass, the assortment includes a one-light outdoor pendant, small and large one-light outdoor wall lanterns, a one-light out door post lantern and a two-light outdoor ceiling flush mount. Both incandescent lamping and ENERGY STAR-qualified LED lamping (for those fixtures with the Etched Seeded glass) are available for most of the fixtures, and some can easily convert to LED by purchasing LED replacement lamps sold separately (for those with the Clear Seeded glass). | OUTDOOR | Hunnington | Outdoor Lighting | Weathered Pewter | 57 | Aluminum | Etched Seeded Glass | L:6.5" W:6.5" H:5" |  |  | 2 Medium A19 75w |  | 2 | No | [14 empty] | 0 | [12 empty] | 74.98 | N/A | 224.94 | W:10'' H:6 1/4'' | 4.3 |  |  | 10 | 6.25 | Key Slots | [6 empty] | No |  | No | [25 empty] | 6.5 |  |  |  | Hardwired | 0 | 0 | 0 | 0 | 1 | 0 | 0 | 1 | 0 | 0 | 0 | 785652024672 | 13.25 | 13.25 | 9.75 | 5.9 | 0.991 | 125 | Yes | [9 empty] | cETL Damp | HUNNINGTON 2L CEILING-57 | Two Light Outdoor Ceiling Flush Mount |  | 79039BLE-57.jpg | 79039.jpg
7903997S-12 | LED Outdoor Ceiling Flush Mount | A bit of Shaker minimalism mixed with Arts and Crafts styling defines the transitional Hunnington outdoor lighting collection by Sea Gull Lighting. Equally at home in the city or the country, this timeless style will enhance the appearance of a home’s entrance with its clean, crisp lines. Offered in Weathered Pewter or Black finishes, with either Etched Seeded glass or Clear Seeded glass, the assortment includes a one-light outdoor pendant, small and large one-light outdoor wall lanterns, a one-light out door post lantern and a two-light outdoor ceiling flush mount. Both incandescent lamping and ENERGY STAR-qualified LED lamping (for those fixtures with the Etched Seeded glass) are available for most of the fixtures, and some can easily convert to LED by purchasing LED replacement lamps sold separately (for those with the Clear Seeded glass). | OUTDOOR | Hunnington | Outdoor Lighting | Black | 12 | Aluminum | Etched Seeded Glass | W:6.5" H:5" |  |  |  |  | 1 | No | 1000 | 2700 | 90 | 14 | 120 | 19 - Integrated | MODS - Modules |  | 5 | 100 | LED | 14 | 14 | 50000 | 0 | [12 empty] | 93.48 | N/A | 280.44 | L:10'' W:10'' H:6 1/4'' | 4.3 |  | 10 | 10 | 6.25 | Key Slots | [6 empty] | No |  | No | [25 empty] | 6.5 | Black/White |  |  | Hardwired | 0 | 0 | 0 | 0 | 1 | 0 | 0 | 0 | 0 | 0 | 0 | 785652063282 | 13.75 | 13.5 | 9.75 | 5.1 | 1.047 | 175 | Yes | [9 empty] | cETL Damp | HUNNINGTON LED CEILING-12 | LED Outdoor Ceiling Flush Mount |  | 7903997S-12.jpg | 7903991S.jpg
7903997S-57 | LED Outdoor Ceiling Flush Mount | A bit of Shaker minimalism mixed with Arts and Crafts styling defines the transitional Hunnington outdoor lighting collection by Sea Gull Lighting. Equally at home in the city or the country, this timeless style will enhance the appearance of a home’s entrance with its clean, crisp lines. Offered in Weathered Pewter or Black finishes, with either Etched Seeded glass or Clear Seeded glass, the assortment includes a one-light outdoor pendant, small and large one-light outdoor wall lanterns, a one-light out door post lantern and a two-light outdoor ceiling flush mount. Both incandescent lamping and ENERGY STAR-qualified LED lamping (for those fixtures with the Etched Seeded glass) are available for most of the fixtures, and some can easily convert to LED by purchasing LED replacement lamps sold separately (for those with the Clear Seeded glass). | OUTDOOR | Hunnington | Outdoor Lighting | Weathered Pewter | 57 | Aluminum | Etched Seeded Glass | W:6.5" H:5" |  |  |  |  | 1 | No | 1000 | 2700 | 90 | 14 | 120 | 19 - Integrated | MODS - Modules |  | 5 | 100 | LED | 14 | 14 | 50000 | 0 | [12 empty] | 93.48 | N/A | 280.44 | L:10'' W:10'' H:6 1/4'' | 4.3 |  | 10 | 10 | 6.25 | Key Slots | [6 empty] | No |  | No | [25 empty] | 6.5 | Black/White |  |  | Hardwired | 0 | 0 | 0 | 0 | 1 | 0 | 0 | 0 | 0 | 0 | 0 | 785652063299 | 13.75 | 13.75 | 9.5 | 5 | 1.039 | 175 | Yes | [9 empty] | cETL Damp | HUNNINGTON LED CEILING-57 | LED Outdoor Ceiling Flush Mount |  | 7903997S-57.jpg | 7903991S.jpg
79039EN3-12 | Two Light Outdoor Ceiling Flush Mount | A bit of Shaker minimalism mixed with Arts and Crafts styling defines the transitional Hunnington outdoor lighting collection by Sea Gull Lighting. Equally at home in the city or the country, this timeless style will enhance the appearance of a home’s entrance with its clean, crisp lines. Offered in Weathered Pewter or Black finishes, with either Etched Seeded glass or Clear Seeded glass, the assortment includes a one-light outdoor pendant, small and large one-light outdoor wall lanterns, a one-light out door post lantern and a two-light outdoor ceiling flush mount. Both incandescent lamping and ENERGY STAR-qualified LED lamping (for those fixtures with the Etched Seeded glass) are available for most of the fixtures, and some can easily convert to LED by purchasing LED replacement lamps sold separately (for those with the Clear Seeded glass). | OUTDOOR | Hunnington | Outdoor Lighting | Black | 12 | Aluminum | Etched Seeded Glass | L:6.5" W:6.5" H:5" |  |  | 2 Medium A19 9.3w |  | 2 | Yes | [14 empty] | 0 | [12 empty] | 89.98 | N/A | 269.94 | L:10'' W:10'' H:6 1/4'' | 4.3 |  | 10 | 10 | 6.25 | Key Slots | [6 empty] | No |  | No | [25 empty] | 6.5 | Black/White |  |  | Hardwired | 0 | 0 | 0 | 1 | 1 | 0 | 0 | 0 | 0 | 0 | 0 | 785652046025 | 13.25 | 13.25 | 9.75 | 5.9 | 0.991 | 125 | Yes | [9 empty] | cETL Damp | HUNNINGTON 2L CEILING-12 | Two Light Outdoor Ceiling Flush Mount |  | 79039EN3-12.jpg | 79039.jpg
79039EN3-57 | Two Light Outdoor Ceiling Flush Mount | A bit of Shaker minimalism mixed with Arts and Crafts styling defines the transitional Hunnington outdoor lighting collection by Sea Gull Lighting. Equally at home in the city or the country, this timeless style will enhance the appearance of a home’s entrance with its clean, crisp lines. Offered in Weathered Pewter or Black finishes, with either Etched Seeded glass or Clear Seeded glass, the assortment includes a one-light outdoor pendant, small and large one-light outdoor wall lanterns, a one-light out door post lantern and a two-light outdoor ceiling flush mount. Both incandescent lamping and ENERGY STAR-qualified LED lamping (for those fixtures with the Etched Seeded glass) are available for most of the fixtures, and some can easily convert to LED by purchasing LED replacement lamps sold separately (for those with the Clear Seeded glass). | OUTDOOR | Hunnington | Outdoor Lighting | Weathered Pewter | 57 | Aluminum | Etched Seeded Glass | L:6.5" W:6.5" H:5" |  |  | 2 Medium A19 9.3w |  | 2 | Yes | [14 empty] | 0 | [12 empty] | 89.98 | N/A | 269.94 | L:10'' W:10'' H:6 1/4'' | 4.3 |  | 10 | 10 | 6.25 | Key Slots | [6 empty] | No |  | No | [25 empty] | 6.5 | Black/White |  |  | Hardwired | 0 | 0 | 0 | 1 | 1 | 0 | 0 | 0 | 0 | 0 | 0 | 785652046032 | 13.25 | 13.25 | 9.75 | 5.9 | 0.991 | 125 | Yes | [9 empty] | cETL Damp | HUNNINGTON 2L CEILING-57 | Two Light Outdoor Ceiling Flush Mount |  | 79039EN3-57.jpg | 79039.jpg
79131-12 | Two Light Outdoor Ceiling Flush Mount | There is real curb appeal in the design details of the Herrington outdoor lighting collection by Sea Gull Lighting. Traditional elements are updated with contemporary lines with a sense of Asian-inspired styling. In a classic Black finish, the assortment is offered in both Clear Seeded and Etched White glass and includes a small and large one-light outdoor wall lanterns, a one-light outdoor pendant, a one-light outdoor post lantern and a two-light outdoor ceiling flush mount. Herrington is available in incandescent and ENERGY STAR-qualified LED models (Etched White Glass fixtures only), and all fixtures can easily convert to LED by purchasing LED replacement lamps sold separately. | OUTDOOR | Herrington | Outdoor Lighting | Black | 12 | Aluminum | Etched / White Inside Glass | L:5.125" W:5.125" |  |  | 2 Medium A19 60w |  | 2 | No | [14 empty] | 0 | [12 empty] | 49.95 | N/A | 149.85 | L:10 3/4'' W:10 3/4'' H:6 1/2'' | 4.8 |  | 10.75 | 10.75 | 6.5 | Key Slots | [6 empty] | No |  | No | [25 empty] | 6.5 |  |  |  | Hardwired | 0 | 0 | 0 | 0 | 1 | 0 | 0 | 1 | 0 | 0 | 0 | 785652025129 | 13 | 12.75 | 9.5 | 6 | 0.911 | 125 | Yes | [9 empty] | cETL Damp | HERRINGTON 2L CEILING-12 | Two Light Outdoor Ceiling Flush Mount |  | 79131BLE-12.jpg | 79131BLE.jpg
79131EN3-12 | Two Light Outdoor Ceiling Flush Mount | There is real curb appeal in the design details of the Herrington outdoor lighting collection by Sea Gull Lighting. Traditional elements are updated with contemporary lines with a sense of Asian-inspired styling. In a classic Black finish, the assortment is offered in both Clear Seeded and Etched White glass and includes a small and large one-light outdoor wall lanterns, a one-light outdoor pendant, a one-light outdoor post lantern and a two-light outdoor ceiling flush mount. Herrington is available in incandescent and ENERGY STAR-qualified LED models (Etched White Glass fixtures only), and all fixtures can easily convert to LED by purchasing LED replacement lamps sold separately. | OUTDOOR | Herrington | Outdoor Lighting | Black | 12 | Aluminum | Etched / White Inside Glass | L:5.125" W:5.125" |  |  | 2 Medium A19 9.3w |  | 2 | Yes | [14 empty] | 0 | [12 empty] | 60.48 | N/A | 181.44 | L:10 3/4'' W:10 3/4'' H:6 1/2'' | 4.8 |  | 10.75 | 10.75 | 6.5 | Key Slots | [6 empty] | No |  | No | [25 empty] | 6.5 | Black/White |  |  | Hardwired | 0 | 0 | 0 | 1 | 1 | 0 | 0 | 0 | 0 | 0 | 0 | 785652052507 | 13 | 12.75 | 9.5 | 6 | 0.911 | 125 | Yes | [9 empty] | cETL Damp | HERRINGTON 2L CEILING-12 | Two Light Outdoor Ceiling Flush Mount |  | 79131EN3-12.jpg | 79131.jpg
79136-12 | Two Light Outdoor Ceiling Flush Mount | The Wynfield collection by Sea Gull Lighting complements classical home designs with its soft curves and colonial accents. A Black Powdercoat finish over a durable cast aluminum body adds dependable quality to an enduring style. Either Frosted glass or Clear Beveled glass give the fixtures distinct appeal. The assortment includes small, medium and large one-light outdoor wall lanterns, a two-light outdoor wall lantern, a two-light, outdoor post lantern and a two-light outdoor ceiling flush mount. The fixtures with Frosted glass are also available in an ENERGY STAR-qualified LED version, and the one-light fixtures with Clear Beveled glass can easily convert to LED by purchasing LED replacement lamps sold separately. | OUTDOOR | Wynfield | Outdoor Lighting | Black | 12 | Aluminum | Etched / White Inside Glass | L:3.90625" W:5" H:4.4375" |  |  | 2 Medium A19 60w |  | 2 | No | [14 empty] | 0 | [12 empty] | 39.48 | 78.96 | 118.44 | D:12 3/4'' H:7 1/2'' | 3.7 | 12.75 |  |  | 7.5 | Key Slots | [6 empty] | No |  | No | [25 empty] | 6.5 |  |  |  | Hardwired | 0 | 0 | 0 | 0 | 1 | 0 | 0 | 1 | 0 | 0 | 0 | 785652024764 | 14.25 | 12.5 | 10.75 | 4.1 | 1.108 | 250 | Yes | [8 empty] | ETL Damp | cETL Damp | WYNFIELD 2L CEILING-12 | Two Light Outdoor Ceiling Flush Mount |  | 79136BLE-12.jpg | 79136BLE.jpg
79136EN3-12 | Two Light Outdoor Ceiling Flush Mount | The Wynfield collection by Sea Gull Lighting complements classical home designs with its soft curves and colonial accents. A Black Powdercoat finish over a durable cast aluminum body adds dependable quality to an enduring style. Either Frosted glass or Clear Beveled glass give the fixtures distinct appeal. The assortment includes small, medium and large one-light outdoor wall lanterns, a two-light outdoor wall lantern, a two-light, outdoor post lantern and a two-light outdoor ceiling flush mount. The fixtures with Frosted glass are also available in an ENERGY STAR-qualified LED version, and the one-light fixtures with Clear Beveled glass can easily convert to LED by purchasing LED replacement lamps sold separately. | OUTDOOR | Wynfield | Outdoor Lighting | Black | 12 | Aluminum | Etched / White Inside Glass | L:3.90625" W:5" H:4.4375" |  |  | 2 Medium A19 9.3w |  | 2 | Yes | [14 empty] | 0 | [12 empty] | 54.48 | 108.96 | 163.44 | D:12 3/4'' H:7 1/2'' | 3.7 | 12.75 |  |  | 7.5 | Key Slots | [6 empty] | No |  | No | [25 empty] | 6.5 | Black/White |  |  | Hardwired | 0 | 0 | 0 | 1 | 1 | 0 | 0 | 0 | 0 | 0 | 0 | 785652047978 | 14.25 | 12.5 | 10.75 | 4.1 | 1.108 | 250 | Yes | [8 empty] | ETL Damp | cETL Damp | WYNFIELD 2L CEILING-12 | Two Light Outdoor Ceiling Flush Mount |  | 79136EN3-12.jpg | 79136.jpg
7926-15 | Two Light Ceiling Flush Mount | The Haylee collection of flush mount ceiling fixtures by Sea Gull Lighting is ideal for foyers, hallways, bedrooms, utility work areas and stairways. Haylee flush mount fixtures have a White finish and White Acrylic shades, and they are offered in one-light, two-light and three-light versions all of which are ENERGY STAR-qualified LED models. | CEILING | Haylee | Ceiling Lights | White | 15 | Steel |  |  |  | White Plastic Acrylic | 2 GX23 Tubular 13w |  | 2 | No | [14 empty] | 0 | [12 empty] | 28.35 | 56.7 | 85.05 | D:11'' H:3 1/4'' |  | 11 |  |  | 3.25 | Key Slots | [6 empty] | No |  | No | [25 empty] | 6.5 |  |  | N/A | Hardwired | 1 | 0 | 1 | 0 | 0 | 0 | 0 | 0 | 0 | 0 | 1 | 785652792656 | 11.25 | 11.25 | 4.5 | 3.25 | 0.33 | 100 | Yes | [9 empty] | cUL Damp | Close to Ceiling Fluorescent Two Light White Finish | Two Light Ceiling Flush Mount |  | 7926-15.jpg | 7926.jpg
7926EN3-15 | Two Light Ceiling Flush Mount | The Haylee collection of flush mount ceiling fixtures by Sea Gull Lighting is ideal for foyers, hallways, bedrooms, utility work areas and stairways. Haylee flush mount fixtures have a White finish and White Acrylic shades, and they are offered in one-light, two-light and three-light versions all of which are ENERGY STAR-qualified LED models. | CEILING | Haylee | Ceiling Lights | White | 15 | Steel |  |  |  | White Plastic Acrylic | 2 Medium A19 9.3w |  | 2 | Yes | [14 empty] | 0 | [12 empty] | 44.75 | 89.5 | 134.25 | D:11'' H:3 1/4'' E:3 1/4'' | 2.1 | 11 |  |  | 3.25 | Key Slots |  |  |  |  | 3.25 |  | No |  | No | [25 empty] | 6.5 | Black/White |  |  | Hardwired | 1 | 0 | 0 | 1 | 1 | 0 | 0 | 0 | 0 | 0 | 1 | 785652065422 | 11.25 | 11.25 | 4.5 | 3.25 | 0.33 | 100 | Yes | [8 empty] | C-UL-US Damp |  | HAYLEE 2L FLUSH MOUNT-15 | Two Light Ceiling Flush Mount |  | 7926EN3-15.png | 7926EN3.jpg
7950893S-782 | Oval LED Ceiling Flush Mount |  | CEILING | Mahone | Ceiling Lights | Heirloom Bronze | 782 | Steel |  |  |  | White Acrylic |  |  | 3 | No | 3295 | 3000 | 90 | 53 | 120 | 19 - Integrated | MODS - Modules |  | 10 | 100 | LED | 53 | 53 | 50000 | 0 | [12 empty] | 163.48 | 326.96 | 490.44 | L:32 1/4'' W:18'' H:4'' | 6.82 |  | 32.25 | 18 | 4 | Universal Mounting Plate | [6 empty] | No |  | No | [20 empty] | DP:18'' W:32 1/4'' H:7/16'' Oval |  |  |  |  | 6.5 | Black/White |  |  | Hardwired | 0 | 0 | 0 | 1 | 1 | 0 | 1 | 0 | 0 | 0 | 1 | 785652066634 | 35.5 | 20.75 | 6.75 | 9.7 | 2.877 | 250 | Yes | [10 empty] | MAHONE OVAL LED CEILING-782 | Oval LED Ceiling Flush Mount |  | 7950893S-782.jpg | 7950893S.jpg
7950893S-962 | Oval LED Ceiling Flush Mount |  | CEILING | Mahone | Ceiling Lights | Brushed Nickel | 962 | Steel |  |  |  | White Acrylic |  |  | 3 | No | 3295 | 3000 | 90 | 53 | 120 | 19 - Integrated | MODS - Modules |  | 10 | 100 | LED | 53 | 53 | 50000 | 0 | [12 empty] | 163.48 | 326.96 | 490.44 | L:32 1/4'' W:18'' H:4'' | 6.82 |  | 32.25 | 18 | 4 | Universal Mounting Plate | [6 empty] | No |  | No | [20 empty] | DP:18'' W:32 1/4'' H:7/16'' Oval |  |  |  |  | 6.5 | Black/White |  |  | Hardwired | 0 | 0 | 0 | 1 | 1 | 0 | 1 | 0 | 0 | 0 | 1 | 785652066641 | 35.5 | 20.75 | 6.75 | 9.7 | 2.877 | 250 | Yes | [10 empty] | MAHONE OVAL LED CEILING-962 | Oval LED Ceiling Flush Mount |  | 7950893S-962.jpg | 7950893S.jpg
7'POST-ASTB | 7' Post ASTB |  | OUTDOOR | Outdoor Posts | Outdoor Lighting | Astral Bronze | ASTB | [7 empty] | 0 | No | [14 empty] | 0 | [12 empty] | 112.98 | 225.96 | 338.94 | [46 empty] | 0 | 0 | 0 | 0 | 0 | 0 | 0 | 0 | 0 | 0 | 0 | 014817402711 | 84.75 | 3.5 | 3.5 | 7.5 | 0.601 | 85 | Yes | 2 | 10014817402718 | 85.5 | 8 | 3.75 | 17 | 1.484 | Yes |  |  | 7' Post ASTB | 7' Post ASTB |  | 7POSTASTB.jpg | 7POSTASTB.jpg
7'POST-BB | 7' Post BB |  | OUTDOOR | Outdoor Posts | Outdoor Lighting | Burnished Bronze | BB | [7 empty] | 0 | No | [14 empty] | 0 | [12 empty] | 112.98 | 225.96 | 338.94 | [46 empty] | 0 | 0 | 0 | 0 | 0 | 0 | 0 | 0 | 0 | 0 | 0 | 014817402728 | 84.75 | 3.5 | 3.5 | 7.5 | 0.601 | 85 | Yes | 2 | 10014817402725 | 85 | 8 | 3.75 | 17 | 1.476 | Yes |  |  | 7' Post BB | 7' Post BB |  | 7POSTBB.jpg | 7POSTBB.jpg
7'POST-BK | EXTRUDED ALUM OUTDOOR POST |  | OUTDOOR | Outdoor Posts | [10 empty] | 0 | No | [27 empty] | 112.98 | 225.96 | 338.94 | [46 empty] | 0 | 0 | 0 | 0 | 0 | 0 | 0 | 0 | 0 | 0 | 0 | 014817197426 | 86 | 1 | 1 | 7.4 | 0.05 | 60 | Yes | 2 | 10014817197423 | 86 | 7 | 4 | 17.1 | 1.394 | Yes |  |  | EXTRUDED ALUM OUTDOOR POST |  |  | 7POSTBK.jpg | 7POSTBK.jpg
7'POST-BRAL | 7' Post BRAL |  | OUTDOOR | Outdoor Posts | Outdoor Lighting | Brushed Aluminum | BRAL | [7 empty] | 0 | No | [14 empty] | 0 | [12 empty] | 112.98 | 225.96 | 338.94 | W:3'' H:84 1/4'' | 7.15 |  |  | 3 | 84.25 | [40 empty] | 0 | 0 | 0 | 0 | 0 | 0 | 0 | 0 | 0 | 0 | 0 | 014817278064 | 85 | 3.75 | 4 | 7.8 | 0.738 | 93 | Yes | 2 | 10014817278061 | 85 | 7.5 | 4 | 15.6 | 1.476 | Yes |  |  | 7' Post BRAL | 7' Post BRAL |  | 7POSTBRAL.jpg | 7POSTBRAL.jpg
7'POST-CB | 7' Post CB |  | OUTDOOR | Outdoor Posts | Outdoor Lighting | Corinthian Bronze | CB | [7 empty] | 0 | No | [14 empty] | 0 | [12 empty] | 112.98 | 225.96 | 338.94 | [46 empty] | 0 | 0 | 0 | 0 | 0 | 0 | 0 | 0 | 0 | 0 | 0 | 014817253535 | 86 | 3.5 | 4 | 4 | 0.697 | 175 | Yes | 2 | 10014817253532 | 86 | 7 | 4 | 8 | 1.394 | Yes |  |  | 7' Post CB | 7' Post CB |  | 7POSTCB.jpg | 7POSTCB.jpg
7'POST-ES | 7' Post ES |  | OUTDOOR | Outdoor Posts | Outdoor Lighting | Espresso | ES | [7 empty] | 0 | No | [14 empty] | 0 | [12 empty] | 112.98 | 225.96 | 338.94 | [46 empty] | 0 | 0 | 0 | 0 | 0 | 0 | 0 | 0 | 0 | 0 | 0 | 014817208368 | 85 | 1 | 1 | 8.25 | 0.049 | 60 | Yes | 2 | 10014817208365 | 85 | 7 | 3.5 | 16.5 | 1.205 | Yes |  |  | 7' Post ES | Outdoor Post |  | 7POSTES.jpg | 7POSTES.jpg
7'POST-GBZ | 7' Post GBZ |  | OUTDOOR | Outdoor Posts | Outdoor Lighting | Grecian Bronze | GBZ | [7 empty] | 0 | No | [14 empty] | 0 | [12 empty] | 112.98 | 225.96 | 338.94 | [46 empty] | 0 | 0 | 0 | 0 | 0 | 0 | 0 | 0 | 0 | 0 | 0 | 014817253559 | 86 | 3.5 | 4 | 4 | 0.697 | 85 | Yes | 2 | 10014817253556 | 86 | 7 | 4 | 17 | 1.394 | Yes |  |  | 7' Post GBZ | Outdoor Post |  | 7POSTGBZ.jpg | 7POSTGBZ.jpg
7'POST-HTBZ | 7' Post HTBZ |  | OUTDOOR | Outdoor Posts | Outdoor Lighting | Heritage Bronze | HTBZ | Aluminum | [6 empty] | 0 | No | [14 empty] | 0 | [12 empty] | 112.98 | 225.96 | 338.94 | D:3'' H:84'' |  | 3 |  |  | 84 | [40 empty] | 0 | 0 | 0 | 0 | 0 | 0 | 0 | 0 | 0 | 0 | 0 | 014817364019 | 86 | 1 | 1 | 4 | 0.05 | 60 | Yes | 2 | 10014817364016 | 86 | 7 | 4 | 17 | 1.394 | Yes |  |  | 7' Post HTBZ | Outdoor Post |  | 7POSTHTBZ.jpg | 7POSTHTBZ.jpg
7'POST-ORB |  |  | OUTDOOR | Outdoor Posts | Outdoor Lighting | Oil Rubbed Bronze | ORB | [7 empty] | 0 | No | [14 empty] | 0 | [12 empty] | 112.98 | 225.96 | 338.94 | [46 empty] | 0 | 0 | 0 | 0 | 0 | 0 | 0 | 0 | 0 | 0 | 0 | 014817402735 | 83.5 | 3.5 | 3.5 | 7 | 0.592 | 93 | Yes | 2 | 10014817402732 | 86 | 7.5 | 4 | 16.7 | 1.493 | Yes |  |  | 7' Post ORB | 7' Post |  | POSTORB.jpg | 7POSTORB.jpg
7'POST-SBR | 7' Post SBR |  | OUTDOOR | Outdoor Posts | Outdoor Lighting | Sorrel Brown | SBR | [7 empty] | 0 | No | [14 empty] | 0 | [12 empty] | 112.98 | 225.96 | 338.94 | W:3'' H:84 1/4'' | 7.15 |  |  | 3 | 84.25 | [40 empty] | 0 | 0 | 0 | 0 | 0 | 0 | 0 | 0 | 0 | 0 | 0 | 014817477108 | 85.75 | 3.75 | 3.75 | 8.7 | 0.698 | 65 | Yes | 2 | 10014817477105 | 85.75 | 3.75 | 3.75 | 17.4 | 0.698 | Yes |  |  | 7' Post SBR | OUTDOOR LANTERN POST |  | 7POSTSBR.jpg | 7POSTSBR.jpg
7'POST-WAL | 7' Post WAL |  | OUTDOOR | Outdoor Posts | Outdoor Lighting | Walnut | WAL | [7 empty] | 0 | No | [14 empty] | 0 | [12 empty] | 112.98 | 225.96 | 338.94 | [46 empty] | 0 | 0 | 0 | 0 | 0 | 0 | 0 | 0 | 0 | 0 | 0 | 014817402742 | 84.75 | 3.5 | 3.5 | 7.4 | 0.601 | 85 | Yes | 2 | 10014817402749 | 85.5 | 8 | 3.75 | 16.8 | 1.484 | Yes |  |  | 7' Post WAL | 7' Post |  | 7POSTWAL.jpg | 7POSTWAL.jpg
8014-12 | Aluminum Pedestal Mount Adapter |  | OUTDOOR | Outdoor Posts | Outdoor Lighting | Black | 12 | Aluminum | [6 empty] | 0 | No | [14 empty] | 0 | [12 empty] | 15.95 | 31.9 | 47.85 | L:6'' W:6'' H:4 1/4'' |  |  | 6 | 6 | 4.25 | N/A | [6 empty] | No |  | No | [28 empty] | N/A |  | 0 | 0 | 0 | 0 | 0 | 0 | 0 | 0 | 0 | 0 | 0 | 785652117930 | 6.25 | 6.25 | 4 | 0.8 | 0.09 | 100 | Yes | 4 | 10785652117937 | 13 | 8.5 | 7 | 3.6 | 0.448 | Yes |  |  | OUTDOOR PEDESTAL MOUNT-12 | Aluminum Pedestal Mount Adapter | Ref Feiss Item # PIER MT-BK | 8014-12.jpg | 8014.jpg
8037-02 | One Light Outdoor Wall Lantern | Light has a way of sparkling against glass to create a warm and inviting welcome, and the Lancaster outdoor collection by Sea Gull Lighting is a classic example of such traditional design. Clear Curved Beveled glass is paired with one of four beautiful finish options including Polished Brass, Black, Antique Bronze and Antique Brushed Nickel. The assortment includes small, medium and large one-light outdoor wall lanterns, two-light outdoor wall lantern, three-light outdoor wall lantern, two-light and three-light outdoor post lanterns and a three-light outdoor pendant. Some of the fixtures can easily convert to LED by purchasing LED replacement lamps sold separately. | OUTDOOR | Lancaster | Outdoor Lighting | Polished Brass | 2 | Brass | Clear Curved Beveled Glass |  |  |  | 1 Medium A19 100w |  | 1 | No | [14 empty] | 0 | [12 empty] | 57.48 | 114.96 | 172.44 | W:7'' H:12'' E:7'' | 2.9 |  |  | 7 | 12 | Cap Nuts |  |  |  |  | 7 |  | No |  | No | [21 empty] | DP:5/8'' W:4 3/4'' H:5 1/2'' OB UP:5 3/4'' OB DOWN:6 1/4'' Octagonal |  |  |  | 6.5 |  |  | N/A | Hardwired | 0 | 0 | 0 | 0 | 1 | 0 | 0 | 1 | 0 | 0 | 0 | 785652803727 | 9.5 | 9.5 | 14.75 | 3.9 | 0.77 | 175 | Yes | [8 empty] | UL Wet | cUL Wet | LANCASTER 1L LANTERN-02 | One Light Outdoor Wall Lantern |  | 8037-02.jpg | 8037.jpg
8037-12 | One Light Outdoor Wall Lantern | Light has a way of sparkling against glass to create a warm and inviting welcome, and the Lancaster outdoor collection by Sea Gull Lighting is a classic example of such traditional design. Clear Curved Beveled glass is paired with one of four beautiful finish options including Polished Brass, Black, Antique Bronze and Antique Brushed Nickel. The assortment includes small, medium and large one-light outdoor wall lanterns, two-light outdoor wall lantern, three-light outdoor wall lantern, two-light and three-light outdoor post lanterns and a three-light outdoor pendant. Some of the fixtures can easily convert to LED by purchasing LED replacement lamps sold separately. | OUTDOOR | Lancaster | Outdoor Lighting | Black | 12 | Brass | Clear Curved Beveled Glass |  |  |  | 1 Medium A19 100w |  | 1 | No | [14 empty] | 0 | [12 empty] | 57.48 | 114.96 | 172.44 | W:7'' H:12'' E:7'' | 2.9 |  |  | 7 | 12 | Cap Nuts |  |  |  |  | 7 |  | No |  | No | [21 empty] | DP:5/8'' W:4 3/4'' H:5 1/2'' OB UP:5 3/4'' OB DOWN:6 1/4'' Octagonal |  |  |  | 6.5 |  |  | N/A | Hardwired | 0 | 0 | 0 | 0 | 1 | 0 | 0 | 1 | 0 | 0 | 0 | 785652803703 | 9.5 | 9.5 | 14.75 | 3.9 | 0.77 | 175 | Yes | [8 empty] | UL Wet | cUL Wet | LANCASTER 1L LANTERN-12 | One Light Outdoor Wall Lantern |  | 8037-12.jpg | 8037.jpg
8037-71 | One Light Outdoor Wall Lantern | Light has a way of sparkling against glass to create a warm and inviting welcome, and the Lancaster outdoor collection by Sea Gull Lighting is a classic example of such traditional design. Clear Curved Beveled glass is paired with one of four beautiful finish options including Polished Brass, Black, Antique Bronze and Antique Brushed Nickel. The assortment includes small, medium and large one-light outdoor wall lanterns, two-light outdoor wall lantern, three-light outdoor wall lantern, two-light and three-light outdoor post lanterns and a three-light outdoor pendant. Some of the fixtures can easily convert to LED by purchasing LED replacement lamps sold separately. | OUTDOOR | Lancaster | Outdoor Lighting | Antique Bronze | 71 | Brass | Clear Curved Beveled Glass |  |  |  | 1 Medium A19 100w |  | 1 | No | [14 empty] | 0 | [12 empty] | 57.48 | 114.96 | 172.44 | W:7'' H:12'' E:7'' | 2.9 |  |  | 7 | 12 | Cap Nuts |  |  |  |  | 7 |  | No |  | No | [21 empty] | DP:5/8'' W:4 3/4'' H:5 1/2'' OB UP:5 3/4'' OB DOWN:6 1/4'' Octagonal |  |  |  | 6.5 |  |  | N/A | Hardwired | 0 | 0 | 0 | 0 | 1 | 0 | 0 | 1 | 0 | 0 | 0 | 785652803710 | 8 | 8 | 14.75 | 3.35 | 0.546 | 125 | Yes | [8 empty] | UL Wet | cUL Wet | LANCASTER 1L LANTERN-71 | One Light Outdoor Wall Lantern |  | 8037-71.jpg | 8037.jpg
8037-965 | One Light Outdoor Wall Lantern | Light has a way of sparkling against glass to create a warm and inviting welcome, and the Lancaster outdoor collection by Sea Gull Lighting is a classic example of such traditional design. Clear Curved Beveled glass is paired with one of four beautiful finish options including Polished Brass, Black, Antique Bronze and Antique Brushed Nickel. The assortment includes small, medium and large one-light outdoor wall lanterns, two-light outdoor wall lantern, three-light outdoor wall lantern, two-light and three-light outdoor post lanterns and a three-light outdoor pendant. Some of the fixtures can easily convert to LED by purchasing LED replacement lamps sold separately. | OUTDOOR | Lancaster | Outdoor Lighting | Antique Brushed Nickel | 965 | Brass | Clear Curved Beveled Glass |  |  |  | 1 Medium A19 100w |  | 1 | No | [14 empty] | 0 | [12 empty] | 57.48 | 114.96 | 172.44 | W:7'' H:12'' E:7'' | 2.9 |  |  | 7 | 12 | Cap Nuts |  |  |  |  | 7 |  | No |  | No | [21 empty] | DP:5/8'' W:4 3/4'' H:5 1/2'' OB UP:5 3/4'' OB DOWN:6 1/4'' Octagonal |  |  |  | 6.5 |  |  | N/A | Hardwired | 0 | 0 | 0 | 0 | 1 | 0 | 0 | 1 | 0 | 0 | 0 | 785652080371 | 10 | 9.5 | 15 | 3.6 | 0.825 | 175 | Yes | [8 empty] | UL Wet | cUL Wet | LANCASTER 1L LANTERN-965 | One Light Outdoor Wall Lantern |  | 8037-965.jpg | 8037.jpg
8038-02 | One Light Outdoor Wall Lantern | Light has a way of sparkling against glass to create a warm and inviting welcome, and the Lancaster outdoor collection by Sea Gull Lighting is a classic example of such traditional design. Clear Curved Beveled glass is paired with one of four beautiful finish options including Polished Brass, Black, Antique Bronze and Antique Brushed Nickel. The assortment includes small, medium and large one-light outdoor wall lanterns, two-light outdoor wall lantern, three-light outdoor wall lantern, two-light and three-light outdoor post lanterns and a three-light outdoor pendant. Some of the fixtures can easily convert to LED by purchasing LED replacement lamps sold separately. | OUTDOOR | Lancaster | Outdoor Lighting | Polished Brass | 2 | Brass | Clear Curved Beveled Glass |  |  |  | 1 Medium A19 100w |  | 1 | No | [14 empty] | 0 | [12 empty] | 53.98 | 107.96 | 161.94 | W:7 3/4'' H:12'' E:7 1/2'' | 4 |  |  | 7.75 | 12 | Cap Nuts |  |  |  |  | 7.5 |  | No |  | No | [21 empty] | DP:5/8'' W:4 11/16'' H:5 9/16'' OB UP:4 1/2'' OB DOWN:7 1/2'' Octagonal |  |  |  | 6.5 |  |  | N/A | Hardwired | 0 | 0 | 0 | 0 | 1 | 0 | 0 | 1 | 0 | 0 | 0 | 785652803826 | 10.5 | 10.25 | 14 | 4.9 | 0.872 | 175 | Yes | [8 empty] | UL Wet | cUL Wet | LANCASTER 1L LANTERN-02 | One Light Outdoor Wall Lantern |  | 8038-02.jpg | 8038.jpg
8038-12 | One Light Outdoor Wall Lantern | Light has a way of sparkling against glass to create a warm and inviting welcome, and the Lancaster outdoor collection by Sea Gull Lighting is a classic example of such traditional design. Clear Curved Beveled glass is paired with one of four beautiful finish options including Polished Brass, Black, Antique Bronze and Antique Brushed Nickel. The assortment includes small, medium and large one-light outdoor wall lanterns, two-light outdoor wall lantern, three-light outdoor wall lantern, two-light and three-light outdoor post lanterns and a three-light outdoor pendant. Some of the fixtures can easily convert to LED by purchasing LED replacement lamps sold separately. | OUTDOOR | Lancaster | Outdoor Lighting | Black | 12 | Brass | Clear Curved Beveled Glass |  |  |  | 1 Medium A19 100w |  | 1 | No | [14 empty] | 0 | [12 empty] | 53.98 | 107.96 | 161.94 | W:7 3/4'' H:12'' E:7 1/2'' | 4 |  |  | 7.75 | 12 | Cap Nuts |  |  |  |  | 7.5 |  | No |  | No | [21 empty] | DP:5/8'' W:4 11/16'' H:5 9/16'' OB UP:4 1/2'' OB DOWN:7 1/2'' Octagonal |  |  |  | 6.5 |  |  | N/A | Hardwired | 0 | 0 | 0 | 0 | 1 | 0 | 0 | 1 | 0 | 0 | 0 | 785652803802 | 10.5 | 10.75 | 14 | 5.1 | 0.914 | 175 | Yes | [8 empty] | UL Wet | cUL Wet | LANCASTER 1L LANTERN-12 | One Light Outdoor Wall Lantern |  | 8038-12.jpg | 8038.jpg
8038-71 | One Light Outdoor Wall Lantern | Light has a way of sparkling against glass to create a warm and inviting welcome, and the Lancaster outdoor collection by Sea Gull Lighting is a classic example of such traditional design. Clear Curved Beveled glass is paired with one of four beautiful finish options including Polished Brass, Black, Antique Bronze and Antique Brushed Nickel. The assortment includes small, medium and large one-light outdoor wall lanterns, two-light outdoor wall lantern, three-light outdoor wall lantern, two-light and three-light outdoor post lanterns and a three-light outdoor pendant. Some of the fixtures can easily convert to LED by purchasing LED replacement lamps sold separately. | OUTDOOR | Lancaster | Outdoor Lighting | Antique Bronze | 71 | Brass | Clear Curved Beveled Glass |  |  |  | 1 Medium A19 100w |  | 1 | No | [14 empty] | 0 | [12 empty] | 53.98 | 107.96 | 161.94 | W:7 3/4'' H:12'' E:7 1/2'' | 4 |  |  | 7.75 | 12 | Cap Nuts |  |  |  |  | 7.5 |  | No |  | No | [21 empty] | DP:5/8'' W:4 11/16'' H:5 9/16'' OB UP:4 1/2'' OB DOWN:7 1/2'' Octagonal |  |  |  | 6.5 |  |  | N/A | Hardwired | 0 | 0 | 0 | 0 | 1 | 0 | 0 | 1 | 0 | 0 | 0 | 785652803819 | 10.75 | 10 | 15 | 4.95 | 0.933 | 175 | Yes | [8 empty] | UL Wet | cUL Wet | LANCASTER 1L LANTERN-71 | One Light Outdoor Wall Lantern |  | 8038-71.jpg | 8038.jpg
8038-965 | One Light Outdoor Wall Lantern | Light has a way of sparkling against glass to create a warm and inviting welcome, and the Lancaster outdoor collection by Sea Gull Lighting is a classic example of such traditional design. Clear Curved Beveled glass is paired with one of four beautiful finish options including Polished Brass, Black, Antique Bronze and Antique Brushed Nickel. The assortment includes small, medium and large one-light outdoor wall lanterns, two-light outdoor wall lantern, three-light outdoor wall lantern, two-light and three-light outdoor post lanterns and a three-light outdoor pendant. Some of the fixtures can easily convert to LED by purchasing LED replacement lamps sold separately. | OUTDOOR | Lancaster | Outdoor Lighting | Antique Brushed Nickel | 965 | Brass | Clear Curved Beveled Glass |  |  |  | 1 Medium A19 100w |  | 1 | No | [14 empty] | 0 | [12 empty] | 53.98 | 107.96 | 161.94 | W:7 3/4'' H:12'' E:7 1/2'' | 4 |  |  | 7.75 | 12 | Cap Nuts |  |  |  |  | 7.5 |  | No |  | No | [21 empty] | DP:5/8'' W:4 11/16'' H:5 9/16'' OB UP:4 1/2'' OB DOWN:7 1/2'' Octagonal |  |  |  | 6.5 |  |  | N/A | Hardwired | 0 | 0 | 0 | 0 | 1 | 0 | 0 | 1 | 0 | 0 | 0 | 785652803895 | 10 | 10 | 14 | 5.15 | 0.81 | 125 | Yes | [8 empty] | UL Wet | cUL Wet | LANCASTER 1L LANTERN-965 | One Light Outdoor Wall Lantern |  | 8038-965.jpg | 8038.jpg
8039-02 | Two Light Outdoor Wall Lantern | Light has a way of sparkling against glass to create a warm and inviting welcome, and the Lancaster outdoor collection by Sea Gull Lighting is a classic example of such traditional design. Clear Curved Beveled glass is paired with one of four beautiful finish options including Polished Brass, Black, Antique Bronze and Antique Brushed Nickel. The assortment includes small, medium and large one-light outdoor wall lanterns, two-light outdoor wall lantern, three-light outdoor wall lantern, two-light and three-light outdoor post lanterns and a three-light outdoor pendant. Some of the fixtures can easily convert to LED by purchasing LED replacement lamps sold separately. | OUTDOOR | Lancaster | Outdoor Lighting | Polished Brass | 2 | Brass | Clear Curved Beveled Glass |  |  |  | 2 Candelabra Torpedo 40w |  | 2 | No | [14 empty] | 0 | [12 empty] | 116.48 | 232.96 | 349.44 | W:10'' H:20 1/2'' E:9 1/2'' | 8.6 |  |  | 10 | 20.5 | Cap Nuts |  |  |  |  | 9.5 |  | No |  | No | [21 empty] | DP:3/4'' W:4 1/2'' H:9 1/4'' OB UP:9 1/2'' OB DOWN:11'' Octagonal |  |  |  | 6.5 |  |  | N/A | Hardwired | 0 | 0 | 0 | 0 | 1 | 0 | 0 | 1 | 0 | 0 | 0 | 785652803925 | 11.75 | 11.5 | 23.5 | 10.75 | 1.838 | 175 | Yes | [8 empty] | UL Wet | cUL Wet | LANCASTER 2L LANTERN-02 | Two Light Outdoor Wall Lantern |  | 8039-02.jpg | 8039.jpg
8039-12 | Two Light Outdoor Wall Lantern | Light has a way of sparkling against glass to create a warm and inviting welcome, and the Lancaster outdoor collection by Sea Gull Lighting is a classic example of such traditional design. Clear Curved Beveled glass is paired with one of four beautiful finish options including Polished Brass, Black, Antique Bronze and Antique Brushed Nickel. The assortment includes small, medium and large one-light outdoor wall lanterns, two-light outdoor wall lantern, three-light outdoor wall lantern, two-light and three-light outdoor post lanterns and a three-light outdoor pendant. Some of the fixtures can easily convert to LED by purchasing LED replacement lamps sold separately. | OUTDOOR | Lancaster | Outdoor Lighting | Black | 12 | Brass | Clear Curved Beveled Glass |  |  |  | 2 Candelabra Torpedo 40w |  | 2 | No | [14 empty] | 0 | [12 empty] | 97.48 | 194.96 | 292.44 | W:10'' H:20 1/2'' E:9 1/2'' | 8.6 |  |  | 10 | 20.5 | Cap Nuts |  |  |  |  | 9.5 |  | No |  | No | [21 empty] | DP:3/4'' W:4 1/2'' H:9 1/4'' OB UP:9 1/2'' OB DOWN:11'' Octagonal |  |  |  | 6.5 |  |  | N/A | Hardwired | 0 | 0 | 0 | 0 | 1 | 0 | 0 | 1 | 0 | 0 | 0 | 785652803901 | 11.75 | 11.75 | 23.75 | 10.95 | 1.898 | 175 | Yes | [8 empty] | UL Wet | cUL Wet | LANCASTER 2L LANTERN-12 | Two Light Outdoor Wall Lantern |  | 8039-12.jpg | 8039.jpg
8039-71 | Two Light Outdoor Wall Lantern | Light has a way of sparkling against glass to create a warm and inviting welcome, and the Lancaster outdoor collection by Sea Gull Lighting is a classic example of such traditional design. Clear Curved Beveled glass is paired with one of four beautiful finish options including Polished Brass, Black, Antique Bronze and Antique Brushed Nickel. The assortment includes small, medium and large one-light outdoor wall lanterns, two-light outdoor wall lantern, three-light outdoor wall lantern, two-light and three-light outdoor post lanterns and a three-light outdoor pendant. Some of the fixtures can easily convert to LED by purchasing LED replacement lamps sold separately. | OUTDOOR | Lancaster | Outdoor Lighting | Antique Bronze | 71 | Brass | Clear Curved Beveled Glass |  |  |  | 2 Candelabra Torpedo 40w |  | 2 | No | [14 empty] | 0 | [12 empty] | 116.48 | 232.96 | 349.44 | W:10'' H:20 1/2'' E:9 1/2'' | 8.6 |  |  | 10 | 20.5 | Cap Nuts |  |  |  |  | 9.5 |  | No |  | No | [21 empty] | DP:3/4'' W:4 1/2'' H:9 1/4'' OB UP:9 1/2'' OB DOWN:11'' Octagonal |  |  |  | 6.5 |  |  | N/A | Hardwired | 0 | 0 | 0 | 0 | 1 | 0 | 0 | 1 | 0 | 0 | 0 | 785652803987 | 11.75 | 11.75 | 23.5 | 10.75 | 1.878 | 175 | Yes | [8 empty] | UL Wet | cUL Wet | LANCASTER 2L LANTERN-71 | Two Light Outdoor Wall Lantern |  | 8039-71.jpg | 8039.jpg
8039-965 | Two Light Outdoor Wall Lantern | Light has a way of sparkling against glass to create a warm and inviting welcome, and the Lancaster outdoor collection by Sea Gull Lighting is a classic example of such traditional design. Clear Curved Beveled glass is paired with one of four beautiful finish options including Polished Brass, Black, Antique Bronze and Antique Brushed Nickel. The assortment includes small, medium and large one-light outdoor wall lanterns, two-light outdoor wall lantern, three-light outdoor wall lantern, two-light and three-light outdoor post lanterns and a three-light outdoor pendant. Some of the fixtures can easily convert to LED by purchasing LED replacement lamps sold separately. | OUTDOOR | Lancaster | Outdoor Lighting | Antique Brushed Nickel | 965 | Brass | Clear Curved Beveled Glass |  |  |  | 2 Candelabra Torpedo 40w |  | 2 | No | [14 empty] | 0 | [12 empty] | 116.48 | 232.96 | 349.44 | W:10'' H:20 1/2'' E:9 1/2'' | 8.6 |  |  | 10 | 20.5 | Cap Nuts |  |  |  |  | 9.5 |  | No |  | No | [21 empty] | DP:3/4'' W:4 1/2'' H:9 1/4'' OB UP:9 1/2'' OB DOWN:11'' Octagonal |  |  |  | 6.5 |  |  | N/A | Hardwired | 0 | 0 | 0 | 0 | 1 | 0 | 0 | 1 | 0 | 0 | 0 | 785652803956 | 11.75 | 11.5 | 23.5 | 10.7 | 1.838 | 175 | Yes | [8 empty] | UL Wet | cUL Wet | LANCASTER 2L LANTERN-965 | Two Light Outdoor Wall Lantern |  | 8039-965.jpg | 8039.jpg
8039EN-02 | Two Light Outdoor Wall Lantern | Light has a way of sparkling against glass to create a warm and inviting welcome, and the Lancaster outdoor collection by Sea Gull Lighting is a classic example of such traditional design. Clear Curved Beveled glass is paired with one of four beautiful finish options including Polished Brass, Black, Antique Bronze and Antique Brushed Nickel. The assortment includes small, medium and large one-light outdoor wall lanterns, two-light outdoor wall lantern, three-light outdoor wall lantern, two-light and three-light outdoor post lanterns and a three-light outdoor pendant. Some of the fixtures can easily convert to LED by purchasing LED replacement lamps sold separately. | OUTDOOR | Lancaster | Outdoor Lighting | Polished Brass | 2 | Brass | Undefined Glass |  |  |  | 2 Candelabra Torpedo 3.5w |  | 2 | Yes | [14 empty] | 0 | [12 empty] | 124.98 | 249.96 | 374.94 | W:10'' H:20 1/2'' E:9 1/2'' | 8.6 |  |  | 10 | 20.5 | Cap Nuts |  |  |  |  | 9.5 |  | No |  | No | [21 empty] | DP:3/4'' W:4 1/2'' H:9 1/4'' OB UP:9 1/2'' OB DOWN:11'' Octagonal |  |  |  | 6.5 |  |  | N/A | Hardwired | 0 | 0 | 0 | 1 | 1 | 0 | 0 | 0 | 0 | 0 | 0 | 785652031847 | 11.75 | 11.5 | 23.5 | 10.75 | 1.838 | 175 | Yes | [8 empty] | UL Wet | cUL Wet | LANCASTER 2L LANTERN-02 | Two Light Outdoor Wall Lantern |  | 8039EN-02.jpg | 8039.jpg
8039EN-12 | Two Light Outdoor Wall Lantern | Light has a way of sparkling against glass to create a warm and inviting welcome, and the Lancaster outdoor collection by Sea Gull Lighting is a classic example of such traditional design. Clear Curved Beveled glass is paired with one of four beautiful finish options including Polished Brass, Black, Antique Bronze and Antique Brushed Nickel. The assortment includes small, medium and large one-light outdoor wall lanterns, two-light outdoor wall lantern, three-light outdoor wall lantern, two-light and three-light outdoor post lanterns and a three-light outdoor pendant. Some of the fixtures can easily convert to LED by purchasing LED replacement lamps sold separately. | OUTDOOR | Lancaster | Outdoor Lighting | Black | 12 | Brass | Undefined Glass |  |  |  | 2 Candelabra Torpedo 3.5w |  | 2 | Yes | [14 empty] | 0 | [12 empty] | 107.48 | 214.96 | 322.44 | W:10'' H:20 1/2'' E:9 1/2'' | 8.6 |  |  | 10 | 20.5 | Cap Nuts |  |  |  |  | 9.5 |  | No |  | No | [21 empty] | DP:3/4'' W:4 1/2'' H:9 1/4'' OB UP:9 1/2'' OB DOWN:11'' Octagonal |  |  |  | 6.5 |  |  | N/A | Hardwired | 0 | 0 | 0 | 1 | 1 | 0 | 0 | 0 | 0 | 0 | 0 | 785652031854 | 23.75 | 11.75 | 11.75 | 10.95 | 1.898 | 175 | Yes | [8 empty] | UL Wet | cUL Wet | LANCASTER 2L LANTERN-12 | Two Light Outdoor Wall Lantern |  | 8039EN-12.jpg | 8039.jpg
8039EN-71 | Two Light Outdoor Wall Lantern | Light has a way of sparkling against glass to create a warm and inviting welcome, and the Lancaster outdoor collection by Sea Gull Lighting is a classic example of such traditional design. Clear Curved Beveled glass is paired with one of four beautiful finish options including Polished Brass, Black, Antique Bronze and Antique Brushed Nickel. The assortment includes small, medium and large one-light outdoor wall lanterns, two-light outdoor wall lantern, three-light outdoor wall lantern, two-light and three-light outdoor post lanterns and a three-light outdoor pendant. Some of the fixtures can easily convert to LED by purchasing LED replacement lamps sold separately. | OUTDOOR | Lancaster | Outdoor Lighting | Antique Bronze | 71 | Brass | Undefined Glass |  |  |  | 2 Candelabra Torpedo 3.5w |  | 2 | Yes | [14 empty] | 0 | [12 empty] | 124.98 | 249.96 | 374.94 | W:10'' H:20 1/2'' E:9 1/2'' | 8.6 |  |  | 10 | 20.5 | Cap Nuts |  |  |  |  | 9.5 |  | No |  | No | [21 empty] | DP:3/4'' W:4 1/2'' H:9 1/4'' OB UP:9 1/2'' OB DOWN:11'' Octagonal |  |  |  | 6.5 |  |  | N/A | Hardwired | 0 | 0 | 0 | 1 | 1 | 0 | 0 | 0 | 0 | 0 | 0 | 785652031861 | 23.5 | 11.75 | 11.75 | 10.75 | 1.878 | 175 | Yes | [8 empty] | UL Wet | cUL Wet | LANCASTER 2L LANTERN-71 | Two Light Outdoor Wall Lantern |  | 8039EN-71.jpg | 8039.jpg
8039EN-965 | Two Light Outdoor Wall Lantern | Light has a way of sparkling against glass to create a warm and inviting welcome, and the Lancaster outdoor collection by Sea Gull Lighting is a classic example of such traditional design. Clear Curved Beveled glass is paired with one of four beautiful finish options including Polished Brass, Black, Antique Bronze and Antique Brushed Nickel. The assortment includes small, medium and large one-light outdoor wall lanterns, two-light outdoor wall lantern, three-light outdoor wall lantern, two-light and three-light outdoor post lanterns and a three-light outdoor pendant. Some of the fixtures can easily convert to LED by purchasing LED replacement lamps sold separately. | OUTDOOR | Lancaster | Outdoor Lighting | Antique Brushed Nickel | 965 | Brass | Undefined Glass |  |  |  | 2 Candelabra Torpedo 3.5w |  | 2 | Yes | [14 empty] | 0 | [12 empty] | 124.98 | 249.96 | 374.94 | W:10'' H:20 1/2'' E:9 1/2'' | 8.6 |  |  | 10 | 20.5 | Cap Nuts |  |  |  |  | 9.5 |  | No |  | No | [21 empty] | DP:3/4'' W:4 1/2'' H:9 1/4'' OB UP:9 1/2'' OB DOWN:11'' Octagonal |  |  |  | 6.5 |  |  | N/A | Hardwired | 0 | 0 | 0 | 1 | 1 | 0 | 0 | 0 | 0 | 0 | 0 | 785652031878 | 23.5 | 11.5 | 11.75 | 10.7 | 1.838 | 175 | Yes | [8 empty] | UL Wet | cUL Wet | LANCASTER 2L LANTERN-965 | Two Light Outdoor Wall Lantern |  | 8039EN-965.jpg | 8039.jpg
8040-02 | Three Light Outdoor Wall Lantern | Light has a way of sparkling against glass to create a warm and inviting welcome, and the Lancaster outdoor collection by Sea Gull Lighting is a classic example of such traditional design. Clear Curved Beveled glass is paired with one of four beautiful finish options including Polished Brass, Black, Antique Bronze and Antique Brushed Nickel. The assortment includes small, medium and large one-light outdoor wall lanterns, two-light outdoor wall lantern, three-light outdoor wall lantern, two-light and three-light outdoor post lanterns and a three-light outdoor pendant. Some of the fixtures can easily convert to LED by purchasing LED replacement lamps sold separately. | OUTDOOR | Lancaster | Outdoor Lighting | Polished Brass | 2 | Brass | Clear Curved Beveled Glass |  |  |  | 3 Candelabra Torpedo 40w |  | 3 | No | [14 empty] | 0 | [12 empty] | 131.98 | 263.96 | 395.94 | W:11 3/4'' H:23'' E:11'' | 10.9 |  |  | 11.75 | 23 | Cap Nuts |  |  |  |  | 11 |  | No |  | No | [21 empty] | DP:3/4'' W:4 1/2'' H:9 1/4'' OB UP:10'' OB DOWN:13'' Octagonal |  |  |  | 6.5 |  |  | N/A | Hardwired | 0 | 0 | 0 | 0 | 1 | 0 | 0 | 1 | 0 | 0 | 0 | 785652804021 | 14.25 | 13.5 | 25.37 | 13.6 | 2.824 | 175 | Yes | [8 empty] | UL Wet | cUL Wet | LANCASTER 3L LANTERN-02 | Three Light Outdoor Wall Lantern |  | 8040-02.jpg | 8040.jpg
8040-12 | Three Light Outdoor Wall Lantern | Light has a way of sparkling against glass to create a warm and inviting welcome, and the Lancaster outdoor collection by Sea Gull Lighting is a classic example of such traditional design. Clear Curved Beveled glass is paired with one of four beautiful finish options including Polished Brass, Black, Antique Bronze and Antique Brushed Nickel. The assortment includes small, medium and large one-light outdoor wall lanterns, two-light outdoor wall lantern, three-light outdoor wall lantern, two-light and three-light outdoor post lanterns and a three-light outdoor pendant. Some of the fixtures can easily convert to LED by purchasing LED replacement lamps sold separately. | OUTDOOR | Lancaster | Outdoor Lighting | Black | 12 | Brass | Clear Curved Beveled Glass |  |  |  | 3 Candelabra Torpedo 40w |  | 3 | No | [14 empty] | 0 | [12 empty] | 118.48 | 236.96 | 355.44 | W:11 3/4'' H:23'' E:11'' | 10.9 |  |  | 11.75 | 23 | Cap Nuts |  |  |  |  | 11 |  | No |  | No | [21 empty] | DP:3/4'' W:4 1/2'' H:9 1/4'' OB UP:10'' OB DOWN:13'' Octagonal |  |  |  | 6.5 |  |  | N/A | Hardwired | 0 | 0 | 0 | 0 | 1 | 0 | 0 | 1 | 0 | 0 | 0 | 785652804007 | 14.25 | 13.5 | 25.5 | 13.85 | 2.839 | 175 | Yes | [8 empty] | UL Wet | cUL Wet | LANCASTER 3L LANTERN-12 | Three Light Outdoor Wall Lantern |  | 8040-12.jpg | 8040.jpg
8040-71 | Three Light Outdoor Wall Lantern | Light has a way of sparkling against glass to create a warm and inviting welcome, and the Lancaster outdoor collection by Sea Gull Lighting is a classic example of such traditional design. Clear Curved Beveled glass is paired with one of four beautiful finish options including Polished Brass, Black, Antique Bronze and Antique Brushed Nickel. The assortment includes small, medium and large one-light outdoor wall lanterns, two-light outdoor wall lantern, three-light outdoor wall lantern, two-light and three-light outdoor post lanterns and a three-light outdoor pendant. Some of the fixtures can easily convert to LED by purchasing LED replacement lamps sold separately. | OUTDOOR | Lancaster | Outdoor Lighting | Antique Bronze | 71 | Brass | Clear Curved Beveled Glass |  |  |  | 3 Candelabra Torpedo 40w |  | 3 | No | [14 empty] | 0 | [12 empty] | 131.98 | 263.96 | 395.94 | W:11 3/4'' H:23'' E:11'' | 10.9 |  |  | 11.75 | 23 | Cap Nuts |  |  |  |  | 11 |  | No |  | No | [21 empty] | DP:3/4'' W:4 1/2'' H:9 1/4'' OB UP:10'' OB DOWN:13'' Octagonal |  |  |  | 6.5 |  |  | N/A | Hardwired | 0 | 0 | 0 | 0 | 1 | 0 | 0 | 1 | 0 | 0 | 0 | 785652804014 | 14.25 | 13.75 | 25.58 | 13.35 | 2.901 | 175 | Yes | [8 empty] | UL Wet | cUL Wet | LANCASTER 3L LANTERN-71 | Three Light Outdoor Wall Lantern |  | 8040-71.jpg | 8040.jpg
8040-965 | Three Light Outdoor Wall Lantern | Light has a way of sparkling against glass to create a warm and inviting welcome, and the Lancaster outdoor collection by Sea Gull Lighting is a classic example of such traditional design. Clear Curved Beveled glass is paired with one of four beautiful finish options including Polished Brass, Black, Antique Bronze and Antique Brushed Nickel. The assortment includes small, medium and large one-light outdoor wall lanterns, two-light outdoor wall lantern, three-light outdoor wall lantern, two-light and three-light outdoor post lanterns and a three-light outdoor pendant. Some of the fixtures can easily convert to LED by purchasing LED replacement lamps sold separately. | OUTDOOR | Lancaster | Outdoor Lighting | Antique Brushed Nickel | 965 | Brass | Clear Curved Beveled Glass |  |  |  | 3 Candelabra Torpedo 40w |  | 3 | No | [14 empty] | 0 | [12 empty] | 131.98 | 263.96 | 395.94 | W:11 3/4'' H:23'' E:11'' | 10.9 |  |  | 11.75 | 23 | Cap Nuts |  |  |  |  | 11 |  | No |  | No | [21 empty] | DP:3/4'' W:4 1/2'' H:9 1/4'' OB UP:10'' OB DOWN:13'' Octagonal |  |  |  | 6.5 |  |  | N/A | Hardwired | 0 | 0 | 0 | 0 | 1 | 0 | 0 | 1 | 0 | 0 | 0 | 785652804090 | 14.25 | 13.5 | 25.5 | 13.8 | 2.839 | 175 | Yes | [8 empty] | UL Wet | cUL Wet | LANCASTER 3L LANTERN-965 | Three Light Outdoor Wall Lantern |  | 8040-965.jpg | 8040.jpg
8040EN-02 | Three Light Outdoor Wall Lantern | Light has a way of sparkling against glass to create a warm and inviting welcome, and the Lancaster outdoor collection by Sea Gull Lighting is a classic example of such traditional design. Clear Curved Beveled glass is paired with one of four beautiful finish options including Polished Brass, Black, Antique Bronze and Antique Brushed Nickel. The assortment includes small, medium and large one-light outdoor wall lanterns, two-light outdoor wall lantern, three-light outdoor wall lantern, two-light and three-light outdoor post lanterns and a three-light outdoor pendant. Some of the fixtures can easily convert to LED by purchasing LED replacement lamps sold separately. | OUTDOOR | Lancaster | Outdoor Lighting | Polished Brass | 2 | Brass | Undefined Glass |  |  |  | 3 Candelabra Torpedo 3.5w |  | 3 | Yes | [14 empty] | 0 | [12 empty] | 141.98 | 283.96 | 425.94 | W:11 3/4'' H:23'' E:11'' | 10.9 |  |  | 11.75 | 23 | Cap Nuts |  |  |  |  | 11 |  | No |  | No | [21 empty] | DP:3/4'' W:4 1/2'' H:9 1/4'' OB UP:10'' OB DOWN:13'' Octagonal |  |  |  | 6.5 |  |  | N/A | Hardwired | 0 | 0 | 0 | 1 | 1 | 0 | 0 | 0 | 0 | 0 | 0 | 785652031908 | 25.37 | 13.5 | 14.25 | 13.6 | 2.824 | 175 | Yes | [8 empty] | UL Wet | cUL Wet | LANCASTER 3L LANTERN-02 | Three Light Outdoor Wall Lantern |  | 8040EN-02.jpg | 8040.jpg
8040EN-12 | Three Light Outdoor Wall Lantern | Light has a way of sparkling against glass to create a warm and inviting welcome, and the Lancaster outdoor collection by Sea Gull Lighting is a classic example of such traditional design. Clear Curved Beveled glass is paired with one of four beautiful finish options including Polished Brass, Black, Antique Bronze and Antique Brushed Nickel. The assortment includes small, medium and large one-light outdoor wall lanterns, two-light outdoor wall lantern, three-light outdoor wall lantern, two-light and three-light outdoor post lanterns and a three-light outdoor pendant. Some of the fixtures can easily convert to LED by purchasing LED replacement lamps sold separately. | OUTDOOR | Lancaster | Outdoor Lighting | Black | 12 | Brass | Undefined Glass |  |  |  | 3 Candelabra Torpedo 3.5w |  | 3 | Yes | [14 empty] | 0 | [12 empty] | 129.48 | 258.96 | 388.44 | W:11 3/4'' H:23'' E:11'' | 10.9 |  |  | 11.75 | 23 | Cap Nuts |  |  |  |  | 11 |  | No |  | No | [21 empty] | DP:3/4'' W:4 1/2'' H:9 1/4'' OB UP:10'' OB DOWN:13'' Octagonal |  |  |  | 6.5 |  |  | N/A | Hardwired | 0 | 0 | 0 | 1 | 1 | 0 | 0 | 0 | 0 | 0 | 0 | 785652031915 | 14.25 | 13.5 | 25.55 | 13.85 | 2.844 | 175 | Yes | [8 empty] | UL Wet | cUL Wet | LANCASTER 3L LANTERN-12 | Three Light Outdoor Wall Lantern |  | 8040EN-12.jpg | 8040.jpg
8040EN-71 | Three Light Outdoor Wall Lantern | Light has a way of sparkling against glass to create a warm and inviting welcome, and the Lancaster outdoor collection by Sea Gull Lighting is a classic example of such traditional design. Clear Curved Beveled glass is paired with one of four beautiful finish options including Polished Brass, Black, Antique Bronze and Antique Brushed Nickel. The assortment includes small, medium and large one-light outdoor wall lanterns, two-light outdoor wall lantern, three-light outdoor wall lantern, two-light and three-light outdoor post lanterns and a three-light outdoor pendant. Some of the fixtures can easily convert to LED by purchasing LED replacement lamps sold separately. | OUTDOOR | Lancaster | Outdoor Lighting | Antique Bronze | 71 | Brass | Undefined Glass |  |  |  | 3 Candelabra Torpedo 3.5w |  | 3 | Yes | [14 empty] | 0 | [12 empty] | 141.98 | 283.96 | 425.94 | W:11 3/4'' H:23'' E:11'' | 10.9 |  |  | 11.75 | 23 | Cap Nuts |  |  |  |  | 11 |  | No |  | No | [21 empty] | DP:3/4'' W:4 1/2'' H:9 1/4'' OB UP:10'' OB DOWN:13'' Octagonal |  |  |  | 6.5 |  |  | N/A | Hardwired | 0 | 0 | 0 | 1 | 1 | 0 | 0 | 0 | 0 | 0 | 0 | 785652031922 | 25.37 | 13.5 | 14.25 | 13.6 | 2.824 | 175 | Yes | [8 empty] | UL Wet | cUL Wet | LANCASTER 3L LANTERN-71 | Three Light Outdoor Wall Lantern |  | 8040EN-71.jpg | 8040.jpg
8040EN-965 | Three Light Outdoor Wall Lantern | Light has a way of sparkling against glass to create a warm and inviting welcome, and the Lancaster outdoor collection by Sea Gull Lighting is a classic example of such traditional design. Clear Curved Beveled glass is paired with one of four beautiful finish options including Polished Brass, Black, Antique Bronze and Antique Brushed Nickel. The assortment includes small, medium and large one-light outdoor wall lanterns, two-light outdoor wall lantern, three-light outdoor wall lantern, two-light and three-light outdoor post lanterns and a three-light outdoor pendant. Some of the fixtures can easily convert to LED by purchasing LED replacement lamps sold separately. | OUTDOOR | Lancaster | Outdoor Lighting | Antique Brushed Nickel | 965 | Brass | Undefined Glass |  |  |  | 3 Candelabra Torpedo 3.5w |  | 3 | Yes | [14 empty] | 0 | [12 empty] | 141.98 | 283.96 | 425.94 | W:11 3/4'' H:23'' E:11'' | 10.9 |  |  | 11.75 | 23 | Cap Nuts |  |  |  |  | 11 |  | No |  | No | [20 empty] | DP:3/4'' W:4 1/2'' H:9 1/4'' OB UP:10'' OB DOWN:13'' Octagonal |  |  |  |  | 6.5 |  |  | N/A | Hardwired | 0 | 0 | 0 | 1 | 1 | 0 | 0 | 0 | 0 | 0 | 0 | 785652031939 | 25.5 | 13.5 | 14.25 | 13.8 | 2.839 | 175 | Yes | [8 empty] | UL Wet | cUL Wet | LANCASTER 3L LANTERN-965 | Three Light Outdoor Wall Lantern |  | 8040EN-965.jpg | 8040.jpg
8067-02 | One Light Outdoor Wall Lantern | Light has a way of sparkling against glass to create a warm and inviting welcome, and the Lancaster outdoor collection by Sea Gull Lighting is a classic example of such traditional design. Clear Curved Beveled glass is paired with one of four beautiful finish options including Polished Brass, Black, Antique Bronze and Antique Brushed Nickel. The assortment includes small, medium and large one-light outdoor wall lanterns, two-light outdoor wall lantern, three-light outdoor wall lantern, two-light and three-light outdoor post lanterns and a three-light outdoor pendant. Some of the fixtures can easily convert to LED by purchasing LED replacement lamps sold separately. | OUTDOOR | Lancaster | Outdoor Lighting | Polished Brass | 2 | Brass | Clear Curved Beveled Glass |  |  |  | 1 Medium A19 100w |  | 1 | No | [14 empty] | 0 | [12 empty] | 72.98 | 145.96 | 218.94 | W:7 3/4'' H:14'' E:7 1/2'' | 4.33 |  |  | 7.75 | 14 | Cap Nuts |  |  |  |  | 7.5 |  | No |  | No | [21 empty] | DP:5/8'' W:4 3/4'' H:5 1/2'' OB UP:6 1/2'' OB DOWN:7 1/2'' Octagonal |  |  |  | 6.5 |  |  | N/A | Hardwired | 0 | 0 | 0 | 0 | 1 | 0 | 0 | 1 | 0 | 0 | 0 | 785652080678 | 10.5 | 10.5 | 17 | 5.35 | 1.085 | 175 | Yes | [8 empty] | UL Wet | cUL Wet | LANCASTER 1L LANTERN-02 | One Light Outdoor Wall Lantern |  | 8067-02.jpg | 8067.jpg
8067-12 | One Light Outdoor Wall Lantern | Light has a way of sparkling against glass to create a warm and inviting welcome, and the Lancaster outdoor collection by Sea Gull Lighting is a classic example of such traditional design. Clear Curved Beveled glass is paired with one of four beautiful finish options including Polished Brass, Black, Antique Bronze and Antique Brushed Nickel. The assortment includes small, medium and large one-light outdoor wall lanterns, two-light outdoor wall lantern, three-light outdoor wall lantern, two-light and three-light outdoor post lanterns and a three-light outdoor pendant. Some of the fixtures can easily convert to LED by purchasing LED replacement lamps sold separately. | OUTDOOR | Lancaster | Outdoor Lighting | Black | 12 | Brass | Clear Curved Beveled Glass |  |  |  | 1 Medium A19 100w |  | 1 | No | [14 empty] | 0 | [12 empty] | 58.48 | 116.96 | 175.44 | W:7 3/4'' H:14'' E:7 1/2'' | 4.33 |  |  | 7.75 | 14 | Cap Nuts |  |  |  |  | 7.5 |  | No |  | No | [21 empty] | DP:5/8'' W:4 3/4'' H:5 1/2'' OB UP:6 1/2'' OB DOWN:7 1/2'' Octagonal |  |  |  | 6.5 |  |  | N/A | Hardwired | 0 | 0 | 0 | 0 | 1 | 0 | 0 | 1 | 0 | 0 | 0 | 785652806728 | 10.5 | 10.5 | 16.75 | 5.85 | 1.069 | 175 | Yes | [8 empty] | UL Wet | cUL Wet | LANCASTER 1L LANTERN-12 | One Light Outdoor Wall Lantern |  | 8067-12.jpg | 8067.jpg
8067-71 | One Light Outdoor Wall Lantern | Light has a way of sparkling against glass to create a warm and inviting welcome, and the Lancaster outdoor collection by Sea Gull Lighting is a classic example of such traditional design. Clear Curved Beveled glass is paired with one of four beautiful finish options including Polished Brass, Black, Antique Bronze and Antique Brushed Nickel. The assortment includes small, medium and large one-light outdoor wall lanterns, two-light outdoor wall lantern, three-light outdoor wall lantern, two-light and three-light outdoor post lanterns and a three-light outdoor pendant. Some of the fixtures can easily convert to LED by purchasing LED replacement lamps sold separately. | OUTDOOR | Lancaster | Outdoor Lighting | Antique Bronze | 71 | Brass | Clear Curved Beveled Glass |  |  |  | 1 Medium A19 100w |  | 1 | No | [14 empty] | 0 | [12 empty] | 72.98 | 145.96 | 218.94 | W:7 3/4'' H:14'' E:7 1/2'' | 4.33 |  |  | 7.75 | 14 | Cap Nuts |  |  |  |  | 7.5 |  | No |  | No | [21 empty] | DP:5/8'' W:4 3/4'' H:5 1/2'' OB UP:6 1/2'' OB DOWN:7 1/2'' Octagonal |  |  |  | 6.5 |  |  | N/A | Hardwired | 0 | 0 | 0 | 0 | 1 | 0 | 0 | 1 | 0 | 0 | 0 | 785652806711 | 10.78 | 10.5 | 16.75 | 5.1 | 1.097 | 175 | Yes | [8 empty] | UL Wet | cUL Wet | LANCASTER 1L LANTERN-71 | One Light Outdoor Wall Lantern |  | 8067-71.jpg | 8067.jpg
8067-965 | One Light Outdoor Wall Lantern | Light has a way of sparkling against glass to create a warm and inviting welcome, and the Lancaster outdoor collection by Sea Gull Lighting is a classic example of such traditional design. Clear Curved Beveled glass is paired with one of four beautiful finish options including Polished Brass, Black, Antique Bronze and Antique Brushed Nickel. The assortment includes small, medium and large one-light outdoor wall lanterns, two-light outdoor wall lantern, three-light outdoor wall lantern, two-light and three-light outdoor post lanterns and a three-light outdoor pendant. Some of the fixtures can easily convert to LED by purchasing LED replacement lamps sold separately. | OUTDOOR | Lancaster | Outdoor Lighting | Antique Brushed Nickel | 965 | Brass | Clear Curved Beveled Glass |  |  |  | 1 Medium A19 100w |  | 1 | No | [14 empty] | 0 | [12 empty] | 72.98 | 145.96 | 218.94 | W:7 3/4'' H:14'' E:7 1/2'' | 4.33 |  |  | 7.75 | 14 | Cap Nuts |  |  |  |  | 7.5 |  | No |  | No | [21 empty] | DP:5/8'' W:4 3/4'' H:5 1/2'' OB UP:6 1/2'' OB DOWN:7 1/2'' Octagonal |  |  |  | 6.5 |  |  | N/A | Hardwired | 0 | 0 | 0 | 0 | 1 | 0 | 0 | 1 | 0 | 0 | 0 | 785652806797 | 10.5 | 10.5 | 16.75 | 5.95 | 1.069 | 175 | Yes | [8 empty] | UL Wet | cUL Wet | LANCASTER 1L LANTERN-965 | One Light Outdoor Wall Lantern |  | 8067-965.jpg | 8067.jpg
8101-12 | Aluminum Post |  | OUTDOOR | Outdoor Posts | Outdoor Lighting | Black | 12 | [7 empty] | 0 | No | [14 empty] | 0 | [12 empty] | 55.98 | 111.96 | 167.94 | D:3'' H:84'' | 3 | 3 |  |  | 84 | Other | [6 empty] | No |  | No | [28 empty] | N/A |  | 0 | 0 | 0 | 0 | 0 | 0 | 0 | 0 | 0 | 0 | 0 | 785652117947 | 87 | 3.5 | 3.5 | 5.1 | 0.617 | 100 | Yes | [8 empty] | C-UL-US Wet |  | POST ALUMINUM-12 | Aluminum Post |  | 8101-12.jpg | 8101.jpg
8101-71 | Aluminum Post |  | OUTDOOR | Outdoor Posts | Outdoor Lighting | Antique Bronze | 71 | [7 empty] | 0 | No | [14 empty] | 0 | [12 empty] | 55.98 | 111.96 | 167.94 | D:3'' H:84'' |  | 3 |  |  | 84 | Other | [6 empty] | No |  | No | [28 empty] | N/A |  | 0 | 0 | 0 | 0 | 0 | 0 | 0 | 0 | 0 | 0 | 0 | 785652117961 | 87 | 3.5 | 3.5 | 5.2 | 0.617 | 100 | Yes | [8 empty] | C-UL-US Wet |  | POST ALUMINUM-71 | Aluminum Post |  | 8101-71.jpg | 8101.jpg
8102-12 | Steel Post |  | OUTDOOR | Outdoor Posts | Outdoor Lighting | Black | 12 | [7 empty] | 0 | No | [14 empty] | 0 | [12 empty] | 55.98 | 111.96 | 167.94 | D:3'' H:84'' | 10 | 3 |  |  | 84 | Other | [6 empty] | No |  | No | [28 empty] | N/A |  | 0 | 0 | 0 | 0 | 0 | 1 | 0 | 0 | 0 | 0 | 0 | 785652810213 | 85.4 | 3.4 | 3.5 | 11.4 | 0.588 | 70 | Yes | [8 empty] | C-UL-US Wet |  | POST STEEL-12 | Steel Post |  | 8102-12.jpg | 8102.jpg
8102-15 | Steel Post |  | OUTDOOR | Outdoor Posts | Outdoor Lighting | White | 15 | [7 empty] | 0 | No | [14 empty] | 0 | [12 empty] | 55.98 | 111.96 | 167.94 | D:3'' H:84'' | 9 | 3 |  |  | 84 | Other | [6 empty] | No |  | No | [28 empty] | N/A |  | 0 | 0 | 0 | 0 | 0 | 0 | 0 | 0 | 0 | 0 | 0 | 785652810251 | 85.5 | 3.25 | 3.5 | 10.1 | 0.563 | 70 | Yes | [8 empty] | C-UL-US Wet |  | POST STEEL-15 | Steel Post |  | 8102-15.jpg | 8102.jpg
8105-12 | Aluminum Post with Ladder Rest |  | OUTDOOR | Outdoor Posts | Outdoor Lighting | Black | 12 | [7 empty] | 0 | No | [14 empty] | 0 | [12 empty] | 55.45 | 110.9 | 166.35 | D:3'' H:84'' | 4.5 | 3 |  |  | 84 | Other | [6 empty] | No |  | No | [28 empty] | N/A |  | 0 | 0 | 0 | 0 | 0 | 0 | 0 | 0 | 0 | 0 | 0 | 785652810527 | 85.18 | 3.25 | 3.5 | 5.2 | 0.561 | 100 | Yes | [8 empty] | C-UL-US Wet |  | POST LADDER REST AL-12 | Aluminum Post with Ladder Rest |  | 8105-12.jpg | 8105.jpg
8105-71 | Aluminum Post with Ladder Rest |  | OUTDOOR | Outdoor Posts | Outdoor Lighting | Antique Bronze | 71 | [7 empty] | 0 | No | [14 empty] | 0 | [12 empty] | 71.95 | 143.9 | 215.85 | D:3'' H:84'' |  | 3 |  |  | 84 | Other | [6 empty] | No |  | No | [28 empty] | N/A |  | 0 | 0 | 0 | 0 | 0 | 0 | 0 | 0 | 0 | 0 | 0 | 785652117985 | 87 | 3.5 | 3.5 | 5.1 | 0.617 | 100 | Yes | [8 empty] | C-UL-US Wet |  | POST LADDER REST AL-71 | Aluminum Post with Ladder Rest |  | 8105-12.jpg | 8105.jpg
8106-12 | Steel Post with Ladder Rest |  | OUTDOOR | Outdoor Posts | Outdoor Lighting | Black | 12 | [7 empty] | 0 | No | [14 empty] | 0 | [12 empty] | 61.45 | 122.9 | 184.35 | D:3'' H:84'' | 10 | 3 |  |  | 84 | Other | [6 empty] | No |  | No | [28 empty] | N/A |  | 0 | 0 | 0 | 0 | 0 | 0 | 0 | 0 | 0 | 0 | 0 | 785652810626 | 85.18 | 3.25 | 3.5 | 11.5 | 0.561 | 70 | Yes | [8 empty] | C-UL-US Wet |  | POST LADDER REST STEEL-12 | Steel Post with Ladder Rest |  | 8106-12.jpg | 8106.jpg
8112-12 | Aluminum Post with Photo Cell |  | OUTDOOR | Outdoor Posts | Outdoor Lighting | Black | 12 | [7 empty] | 0 | No | [14 empty] | 0 | [12 empty] | 69.98 | 139.96 | 209.94 | D:3'' H:84'' |  | 3 |  |  | 84 | Other | [6 empty] | No |  | No | [28 empty] | N/A |  | 0 | 0 | 0 | 0 | 0 | 0 | 0 | 0 | 0 | 0 | 0 | 785652117992 | 87 | 3.5 | 3.5 | 5.2 | 0.617 | 100 | Yes | [8 empty] | C-UL-US Wet |  | POST PHOTO CELL AL-12 | Aluminum Post with Photo Cell |  | 8112-12.jpg | 8112.jpg
8114-12 | Aluminum Post with Ladder Rest and Photo Cell |  | OUTDOOR | Outdoor Posts | Outdoor Lighting | Black | 12 | [7 empty] | 0 | No | [14 empty] | 0 | [12 empty] | 99.98 | 199.96 | 299.94 | D:3'' H:84'' | 9 | 3 |  |  | 84 | Other | [6 empty] | No |  | No | [28 empty] | N/A |  | 0 | 0 | 0 | 0 | 0 | 0 | 0 | 0 | 0 | 0 | 0 | 785652811425 | 85.5 | 3.25 | 3.5 | 10.4 | 0.563 | 70 | Yes | [8 empty] | C-UL-US Wet |  | POST LADDER REST WITH PC AL-12 | Aluminum Post with Ladder Rest and Photo Cell |  | 8114-12.jpg | 8114.jpg
8118-12 | Steel Post with Ladder Rest and Photo Cell |  | OUTDOOR | Outdoor Posts | Outdoor Lighting | Black | 12 | [7 empty] | 0 | No | [14 empty] | 0 | [12 empty] | 77.95 | 155.9 | 233.85 | D:3'' H:84'' | 9.4 | 3 |  |  | 84 | Other | [6 empty] | No |  | No | [28 empty] | N/A |  | 0 | 0 | 0 | 0 | 0 | 0 | 0 | 0 | 0 | 0 | 0 | 785652811821 | 85.25 | 3.25 | 3.38 | 10.4 | 0.542 | 70 | Yes | [8 empty] | C-UL-US Wet |  | POST LADDER REST W PC STEEL-12 | Steel Post with Ladder Rest and Photo Cell |  | 8118-12.jpg | 8118.jpg
8120-12 | Aluminum Post in Black Finish |  | OUTDOOR | Outdoor Posts | Outdoor Lighting | Black | 12 | Cast Aluminum | [6 empty] | 0 | No | [14 empty] | 0 | [12 empty] | 96.98 | 193.96 | 290.94 | W:10 1/2'' H:71'' | 5 |  |  | 10.5 | 71 | N/A | [6 empty] | No |  | No | [28 empty] | N/A |  | 0 | 0 | 0 | 0 | 0 | 0 | 0 | 0 | 0 | 0 | 0 | 785652116490 | 27 | 11.75 | 11 | 9.4 | 2.02 | 175 | Yes | [8 empty] | UL Wet | cUL Wet | CAST ALUMINUM POST-12 | Aluminum Post in Black Finish |  | 8120-12.jpg | 8120.jpg
82027-12 | One Light Outdoor Post Lantern | A bit of Shaker minimalism mixed with Arts and Crafts styling defines the transitional Hunnington outdoor lighting collection by Sea Gull Lighting. Equally at home in the city or the country, this timeless style will enhance the appearance of a home’s entrance with its clean, crisp lines. Offered in Weathered Pewter or Black finishes, with either Etched Seeded glass or Clear Seeded glass, the assortment includes a one-light outdoor pendant, small and large one-light outdoor wall lanterns, a one-light out door post lantern and a two-light outdoor ceiling flush mount. Both incandescent lamping and ENERGY STAR-qualified LED lamping (for those fixtures with the Etched Seeded glass) are available for most of the fixtures, and some can easily convert to LED by purchasing LED replacement lamps sold separately (for those with the Clear Seeded glass). | OUTDOOR | Hunnington | Outdoor Lighting | Black | 12 | Aluminum | Clear Seeded Glass | L:4" W:4" H:8.75" |  |  | 1 Medium A19 100w |  | 1 | No | [14 empty] | 0 | [12 empty] | 80.98 | N/A | 242.94 | L:9'' W:9'' H:15'' | 4.5 |  | 9 | 9 | 15 | Post Mount | [6 empty] | No |  | No | [25 empty] | 6.5 |  |  |  | Hardwired | 0 | 0 | 0 | 0 | 1 | 0 | 0 | 1 | 0 | 0 | 0 | 785652228407 | 18.75 | 12 | 12 | 5.8 | 1.563 | 250 | Yes | [9 empty] | cETL Wet | HUNNINGTON 1L POST-12 | One Light Outdoor Post Lantern |  | 82027-12.jpg | 82027.jpg
82027-57 | One Light Outdoor Post Lantern | A bit of Shaker minimalism mixed with Arts and Crafts styling defines the transitional Hunnington outdoor lighting collection by Sea Gull Lighting. Equally at home in the city or the country, this timeless style will enhance the appearance of a home’s entrance with its clean, crisp lines. Offered in Weathered Pewter or Black finishes, with either Etched Seeded glass or Clear Seeded glass, the assortment includes a one-light outdoor pendant, small and large one-light outdoor wall lanterns, a one-light out door post lantern and a two-light outdoor ceiling flush mount. Both incandescent lamping and ENERGY STAR-qualified LED lamping (for those fixtures with the Etched Seeded glass) are available for most of the fixtures, and some can easily convert to LED by purchasing LED replacement lamps sold separately (for those with the Clear Seeded glass). | OUTDOOR | Hunnington | Outdoor Lighting | Weathered Pewter | 57 | Aluminum | Clear Seeded Glass | L:4" W:4" H:8.75" |  |  | 1 Medium A19 100w |  | 1 | No | [14 empty] | 0 | [12 empty] | 82.98 | N/A | 248.94 | L:9'' W:9'' H:15'' | 4.5 |  | 9 | 9 | 15 | Post Mount | [6 empty] | No |  | No | [25 empty] | 6.5 |  |  |  | Hardwired | 0 | 0 | 0 | 0 | 1 | 0 | 0 | 1 | 0 | 0 | 0 | 785652224195 | 18.75 | 12 | 12 | 5.8 | 1.563 | 250 | Yes | [9 empty] | cETL Wet | HUNNINGTON 1L POST-57 | One Light Outdoor Post Lantern |  | 82027-57.jpg | 82027.jpg
82029-12 | One Light Outdoor Post Lantern | Kent outdoor lighting fixtures by Sea Gull Lighting are crafted in die-cast aluminum for added durability to withstand harsh weather conditions. The traditional styling inspired by antique gas lanterns is offered in either Oxford Bronze with Clear Seeded glass, Black finish with Clear Beveled glass, and both finishes with Satin Etched glass. The assortment includes small and large one-light outdoor wall lanterns (with a flat bottom), as well as an additional design of small and large one-light outdoor wall lanterns (with finial on top and bottom) which can be mounted up or down, a one-light outdoor semi-flush convertible pendant and a one-light outdoor post lantern. Both incandescent lamping and ENERGY STAR-qualified LED lamping (for those fixtures with the Satin Etched glass) are available for most of the fixtures, and some can easily convert to LED by purchasing LED replacement lamps sold separately. | OUTDOOR | Kent | Outdoor Lighting | Black | 12 | Die Cast Aluminum | Clear Beveled Glass |  |  |  | 1 Medium A19 100w |  | 1 | No | [14 empty] | 0 | [12 empty] | 46.48 | 92.96 | 139.44 | L:8 3/8'' W:8 3/8'' H:20 1/4'' | 6.2 |  | 8.375 | 8.375 | 20.25 | Other | [6 empty] | No |  | No | [25 empty] | 6.5 | Black/White |  | N/A |  | 0 | 0 | 0 | 0 | 1 | 0 | 0 | 1 | 0 | 0 | 0 | 785652820298 | 11.25 | 11.25 | 22 | 7.8 | 1.611 | 175 | Yes | [8 empty] | UL Wet | cUL Wet | KENT 1L POST-12 | One Light Outdoor Post Lantern |  | 82029-12.jpg | 82029.jpg
82029-746 | One Light Outdoor Post Lantern | Kent outdoor lighting fixtures by Sea Gull Lighting are crafted in die-cast aluminum for added durability to withstand harsh weather conditions. The traditional styling inspired by antique gas lanterns is offered in either Oxford Bronze with Clear Seeded glass, Black finish with Clear Beveled glass, and both finishes with Satin Etched glass. The assortment includes small and large one-light outdoor wall lanterns (with a flat bottom), as well as an additional design of small and large one-light outdoor wall lanterns (with finial on top and bottom) which can be mounted up or down, a one-light outdoor semi-flush convertible pendant and a one-light outdoor post lantern. Both incandescent lamping and ENERGY STAR-qualified LED lamping (for those fixtures with the Satin Etched glass) are available for most of the fixtures, and some can easily convert to LED by purchasing LED replacement lamps sold separately. | OUTDOOR | Kent | Outdoor Lighting | Oxford Bronze | 746 | Die Cast Aluminum | Clear Seeded Glass |  |  |  | 1 Medium A19 100w |  | 1 | No | [14 empty] | 0 | [12 empty] | 49.98 | 99.96 | 149.94 | L:8 3/8'' W:8 3/8'' H:20 1/4'' | 6.2 |  | 8.375 | 8.375 | 20.25 | Other | [6 empty] | No |  | No | [25 empty] | 6.5 | Black/White |  | N/A |  | 0 | 0 | 0 | 0 | 1 | 0 | 0 | 1 | 0 | 0 | 0 | 785652820243 | 11.25 | 11.25 | 22 | 7.8 | 1.611 | 175 | Yes | [8 empty] | UL Wet | cUL Wet | KENT 1L POST-746 | One Light Outdoor Post Lantern |  | 82029-746.jpg | 82029.jpg
82048-185 | One Light Outdoor Post Lantern | The Yorktown outdoor lighting collection by Sea Gull Lighting is crafted in cast aluminum for added durability to withstand harsh weather conditions. The softly curved tiers and subtle strapping create transitional styling which complements a wide range of residential architecture. Offered in with Black or Forged Iron finish with Swirled Marbleized glass, the assortment includes a one-light outdoor pendant, as small one-light outdoor wall lantern with open bottom, medium and large one-light outdoor wall lanterns, a one-light outdoor post lantern and a two-light outdoor ceiling flush mount. Both incandescent lamping and ENERGY STAR-qualified LED lamping are available, and most of the fixtures easily convert to LED by purchasing LED replacement lamps sold separately. | OUTDOOR | Yorktown | Outdoor Lighting | Forged Iron | 185 | Die Cast Aluminum | Swirled Marbleize Glass |  |  |  | 1 Medium A19 100w |  | 1 | No | [14 empty] | 0 | [12 empty] | 49.98 | 99.96 | 149.94 | D:10'' H:17 1/4'' | 4.6 | 10 |  |  | 17.25 | Other | [6 empty] | No |  | No | [25 empty] | 6.5 |  |  | N/A |  | 0 | 0 | 0 | 0 | 1 | 0 | 0 | 1 | 0 | 0 | 0 | 785652820410 | 12.25 | 12.25 | 21 | 5.7 | 1.824 | 250 | Yes | [8 empty] | ETL Wet | cETL Wet | YORKTOWN 1L POST-185 | One Light Outdoor Post Lantern |  | 82048-185.jpg | 82048.jpg
82048EN3-185 | One Light Outdoor Post Lantern | The Yorktown outdoor lighting collection by Sea Gull Lighting is crafted in cast aluminum for added durability to withstand harsh weather conditions. The softly curved tiers and subtle strapping create transitional styling which complements a wide range of residential architecture. Offered in with Black or Forged Iron finish with Swirled Marbleized glass, the assortment includes a one-light outdoor pendant, as small one-light outdoor wall lantern with open bottom, medium and large one-light outdoor wall lanterns, a one-light outdoor post lantern and a two-light outdoor ceiling flush mount. Both incandescent lamping and ENERGY STAR-qualified LED lamping are available, and most of the fixtures easily convert to LED by purchasing LED replacement lamps sold separately. | OUTDOOR | Yorktown | Outdoor Lighting | Forged Iron | 185 | Die Cast Aluminum | Swirled Marbleize Glass |  |  |  | 1 Medium A19 9.3w |  | 1 | Yes | [14 empty] | 0 | [12 empty] | 49.95 | 99.9 | 149.85 | D:10'' H:17 1/4'' | 4.6 | 10 |  |  | 17.25 | Other | [6 empty] | No |  | No | [25 empty] | 6.5 | Black/White |  | N/A |  | 0 | 0 | 0 | 1 | 1 | 0 | 0 | 0 | 0 | 0 | 0 | 785652052514 | 21 | 12.25 | 12.25 | 5.7 | 1.824 | 250 | Yes | [8 empty] | ETL Wet | cETL Wet | YORKTOWN 1L POST-185 | One Light Outdoor Post Lantern |  | 82048EN3-185.jpg | 82048.jpg
82048PEN3-12 | One Light Outdoor Post Lantern | The Yorktown outdoor lighting collection by Sea Gull Lighting is crafted in cast aluminum for added durability to withstand harsh weather conditions. The softly curved tiers and subtle strapping create transitional styling which complements a wide range of residential architecture. Offered in with Black or Forged Iron finish with Swirled Marbleized glass, the assortment includes a one-light outdoor pendant, as small one-light outdoor wall lantern with open bottom, medium and large one-light outdoor wall lanterns, a one-light outdoor post lantern and a two-light outdoor ceiling flush mount. Both incandescent lamping and ENERGY STAR-qualified LED lamping are available, and most of the fixtures easily convert to LED by purchasing LED replacement lamps sold separately. | OUTDOOR | Yorktown | Outdoor Lighting | Black | 12 | Die Cast Aluminum | Swirled Marbleize Glass |  |  |  | 1 Medium A19 9.3w |  | 1 | Yes | [14 empty] | 0 | [12 empty] | 70.48 | 140.96 | 211.44 | D:10'' H:17 1/4'' | 4.6 | 10 |  |  | 17.25 | Other | [6 empty] | No |  | No | [25 empty] | 6.5 | Black/White |  | N/A |  | 0 | 0 | 0 | 1 | 1 | 1 | 0 | 0 | 0 | 0 | 0 | 785652048067 | 21.5 | 13 | 12.5 | 6.1 | 2.022 | 250 | Yes | [9 empty] | cETL Wet | YORKTOWN 1L POST-12 | One Light Outdoor Post Lantern |  | 82048PEN3-12.jpg | 82048P.jpg
82065-12 | One Light Outdoor Post Lantern | These outdoor lighting fixtures by Sea Gull Lighting are crafted from durable polycarbonate for enhanced weather resistance. Their clear beveled acrylic diffusers provide generous illumination that allows the incandescent light source to shine without diffusion. | OUTDOOR | Polycarbonate Outdoor | Outdoor Lighting | Black | 12 | Polycarbonate | Frosted Acrylic Acrylic |  |  |  | 1 Medium A19 100w |  | 1 | No | [14 empty] | 0 | [12 empty] | 33.98 | 67.96 | 101.94 | L:10 1/2'' W:10 1/2'' H:18'' | 2.8 |  | 10.5 | 10.5 | 18 | [7 empty] | No |  | No | [29 empty] | Hardwired | 0 | 0 | 0 | 0 | 1 | 0 | 0 | 1 | 0 | 0 | 0 | 785652185052 | 11 | 11 | 17.5 | 3.5 | 1.225 | 250 | Yes | [9 empty] | cETL Wet | 1L POST LANTERN-12 | One Light Outdoor Post Lantern | Interglobal: FI209-I100-BF | 82065-12.jpg | 82065.jpg
82065EN3-12 | One Light Outdoor Post Lantern | These outdoor lighting fixtures by Sea Gull Lighting are crafted from durable polycarbonate for enhanced weather resistance. Their clear beveled acrylic diffusers provide generous illumination that allows the incandescent light source to shine without diffusion. | OUTDOOR | Polycarbonate Outdoor | Outdoor Lighting | Black | 12 | Polycarbonate | Frosted Acrylic Acrylic |  |  |  | 1 Medium A19 9.3w |  | 1 | Yes | [14 empty] | 0 | [12 empty] | 37.98 | 75.96 | 113.94 | L:10 1/2'' W:10 1/2'' H:18'' | 2.8 |  | 10.5 | 10.5 | 18 | Other | [6 empty] | No |  | No | [25 empty] | 6.5 | Black/White |  |  | Hardwired | 0 | 0 | 0 | 1 | 1 | 0 | 0 | 0 | 0 | 0 | 0 | 785652065316 | 11 | 11 | 17.5 | 3.5 | 1.225 | 250 | Yes | [9 empty] | cETL Wet | 1L POST LANTERN-12 | One Light Outdoor Post Lantern |  | 82065EN3-12.jpg | 82065EN3.jpg
8207-71 | One Light Outdoor Post Lantern | The Prairie outdoor lighting collection by Sea Gull Lighting embodies a timeless Arts and Crafts design, whose linear, geometric detailing can add distinction to homes of any kind. The combination of the Antique Bronze finish with Champagne glass creates a warm, inviting aesthetic. These fixtures are available in incandescent and ENERGY STAR-qualified LED lamping versions, and most can easily convert to LED by purchasing LED replacement lamps sold separately. | OUTDOOR | Prairie Statement | Outdoor Lighting | Antique Bronze | 71 | Brass | Champagne Glass | W:7" H:8.375" |  |  | 1 Medium A19 150w |  | 1 | No | [14 empty] | 0 | [12 empty] | 148.5 | 297 | 445.5 | L:10'' W:10'' H:19'' | 9.5 |  | 10 | 10 | 19 | Other | [6 empty] | No |  | No | [25 empty] | 6.5 |  |  |  |  | 0 | 0 | 0 | 0 | 1 | 0 | 0 | 1 | 0 | 0 | 0 | 785652820717 | 13.75 | 13.75 | 22.25 | 11.9 | 2.434 | 175 | Yes | [9 empty] | cETL Wet | PRAIRIE 1L POST-71 | One Light Outdoor Post Lantern |  | 8207-71.jpg | 8207.jpg
82081-71 | Three Light Outdoor Post Lantern | Create a warm and inviting welcome day or night with the pagoda-inspired, transitional styling of the Hermitage outdoor lighting collection by Sea Gull Lighting offered in three, rich combinations -- Antique Bronze with Frosted glass (available with incandescent or ENERGY STAR-qualified LED lamping), Antique Bronze with Clear glass or Antique Brushed Nickel with Clear glass (some of which can easily convert to LED by purchasing LED replacement lamps sold separately). The assortment includes a small one-light outdoor wall lantern, a large one-light outdoor wall lantern, a three-light outdoor wall lantern, a three-light outdoor pendant and a three-light outdoor post lantern. | OUTDOOR | Hermitage | Outdoor Lighting | Antique Bronze | 71 | Aluminum | Clear Glass | D:8.125" |  |  | 3 Candelabra Torpedo 60w |  | 3 | No | [14 empty] | 0 | [12 empty] | 174.98 | 349.96 | 524.94 | D:11'' H:20 1/4'' | 7.75 | 11 |  |  | 20.25 | Other | [6 empty] | No |  | No | [25 empty] | 6.5 |  |  | N/A | Hardwired | 0 | 0 | 0 | 0 | 1 | 0 | 0 | 1 | 0 | 0 | 0 | 785652820878 | 13 | 13 | 21.58 | 9.7 | 2.111 | 175 | Yes | [8 empty] | UL Wet | cUL Wet | HERMITAGE 3L POST-71 | Three Light Outdoor Post Lantern |  | 82081-71.jpg | 82081.jpg
82081-965 | Three Light Outdoor Post Lantern | Create a warm and inviting welcome day or night with the pagoda-inspired, transitional styling of the Hermitage outdoor lighting collection by Sea Gull Lighting offered in three, rich combinations -- Antique Bronze with Frosted glass (available with incandescent or ENERGY STAR-qualified LED lamping), Antique Bronze with Clear glass or Antique Brushed Nickel with Clear glass (some of which can easily convert to LED by purchasing LED replacement lamps sold separately). The assortment includes a small one-light outdoor wall lantern, a large one-light outdoor wall lantern, a three-light outdoor wall lantern, a three-light outdoor pendant and a three-light outdoor post lantern. | OUTDOOR | Hermitage | Outdoor Lighting | Antique Brushed Nickel | 965 | Brass | Clear Glass | D:8.125" |  |  | 3 Candelabra Torpedo 60w |  | 3 | No | [14 empty] | 0 | [12 empty] | 174.98 | 349.96 | 524.94 | D:11'' H:20 1/4'' | 7.75 | 11 |  |  | 20.25 | Other | [6 empty] | No |  | No | [25 empty] | 6.5 |  |  | N/A | Hardwired | 0 | 0 | 0 | 0 | 1 | 0 | 0 | 1 | 0 | 0 | 0 | 785652820809 | 13.5 | 13.5 | 22.25 | 9.75 | 2.347 | 175 | Yes | [8 empty] | UL Wet | cUL Wet | HERMITAGE 3L POST-965 | Three Light Outdoor Post Lantern |  | 82081-965.jpg | 82081.jpg
82081EN-965 | Three Light Outdoor Post Lantern | Create a warm and inviting welcome day or night with the pagoda-inspired, transitional styling of the Hermitage outdoor lighting collection by Sea Gull Lighting offered in three, rich combinations -- Antique Bronze with Frosted glass (available with incandescent or ENERGY STAR-qualified LED lamping), Antique Bronze with Clear glass or Antique Brushed Nickel with Clear glass (some of which can easily convert to LED by purchasing LED replacement lamps sold separately). The assortment includes a small one-light outdoor wall lantern, a large one-light outdoor wall lantern, a three-light outdoor wall lantern, a three-light outdoor pendant and a three-light outdoor post lantern. | OUTDOOR | Hermitage | Outdoor Lighting | Antique Brushed Nickel | 965 | Brass | Clear Glass | D:8.125" |  |  | 3 Candelabra Torpedo 3.5w |  | 3 | Yes | [14 empty] | 0 | [12 empty] | 193.98 | 387.96 | 581.94 | D:11'' H:20 1/4'' | 7.75 | 11 |  |  | 20.25 | Other | [6 empty] | No |  | No | [25 empty] | 6.5 |  |  | N/A | Hardwired | 0 | 0 | 0 | 1 | 1 | 0 | 0 | 0 | 0 | 0 | 0 | 785652031960 | 22.25 | 13.5 | 13.5 | 9.75 | 2.347 | 175 | Yes | [8 empty] | UL Wet | cUL Wet | HERMITAGE 3L POST-965 | Three Light Outdoor Post Lantern |  | 82081EN-965.jpg | 82081.jpg
8209-02 | One Light Outdoor Post Lantern | The Classico outdoor lighting collection by Sea Gull Lighting is a time honored standard. Its traditional styling harkens back to charming coach lights and has remained a staple of exterior home décor for years. Offered in a Polished Brass or Black finish, both with Clear Beveled glass, the best visual aesthetics are achieved when paired with clear bulbs. The assortment includes small, medium and large one-light outdoor wall lanterns, a one-light outdoor pendant which can be converted into a semi-flush ceiling fixture, and a one-light outdoor post lantern. Most of the fixtures easily convert to LED by purchasing LED replacement lamps sold separately. | OUTDOOR | Classico | Outdoor Lighting | Polished Brass | 2 | Brass | Clear Beveled Glass |  |  |  | 1 Medium A19 100w |  | 1 | No | [14 empty] | 0 | [12 empty] | 58.48 | 116.96 | 175.44 | D:7'' H:15 3/4'' | 3.9 | 7 |  |  | 15.75 | Other | [6 empty] | No |  | No | [25 empty] | 6.5 |  |  | N/A |  | 0 | 0 | 0 | 0 | 1 | 0 | 0 | 1 | 0 | 0 | 0 | 785652820922 | 8.25 | 8.25 | 12.25 | 4.45 | 0.483 | 100 | Yes | 2 | 10785652820929 | 19.25 | 11.25 | 15.18 | 11 | 1.902 | Yes | UL Wet | cUL Wet | CLASSICO 1L POST-02 | One Light Outdoor Post Lantern |  | 8209-02.jpg | 8209.jpg
8209-12 | One Light Outdoor Post Lantern | The Classico outdoor lighting collection by Sea Gull Lighting is a time honored standard. Its traditional styling harkens back to charming coach lights and has remained a staple of exterior home décor for years. Offered in a Polished Brass or Black finish, both with Clear Beveled glass, the best visual aesthetics are achieved when paired with clear bulbs. The assortment includes small, medium and large one-light outdoor wall lanterns, a one-light outdoor pendant which can be converted into a semi-flush ceiling fixture, and a one-light outdoor post lantern. Most of the fixtures easily convert to LED by purchasing LED replacement lamps sold separately. | OUTDOOR | Classico | Outdoor Lighting | Black | 12 | Brass | Clear Beveled Glass |  |  |  | 1 Medium A19 100w |  | 1 | No | [14 empty] | 0 | [12 empty] | 44.48 | 88.96 | 133.44 | D:7'' H:15 3/4'' |  | 7 |  |  | 15.75 | Other | [6 empty] | No |  | No | [25 empty] | 6.5 |  |  | N/A |  | 0 | 0 | 0 | 0 | 1 | 0 | 0 | 1 | 0 | 0 | 0 | 785652158926 | 8 | 7.5 | 12.25 | 4.1 | 0.425 | 100 | Yes | 2 | 10785652158923 | 15 | 9 | 13.25 | 8.9 | 1.035 | Yes | UL Wet | cUL Wet | CLASSICO 1L POST-12 | One Light Outdoor Post Lantern |  | 8209-12.png | 8209.jpg
82131-12 | One Light Outdoor Post Lantern | There is real curb appeal in the design details of the Herrington outdoor lighting collection by Sea Gull Lighting. Traditional elements are updated with contemporary lines with a sense of Asian-inspired styling. In a classic Black finish, the assortment is offered in both Clear Seeded and Etched White glass and includes a small and large one-light outdoor wall lanterns, a one-light outdoor pendant, a one-light outdoor post lantern and a two-light outdoor ceiling flush mount. Herrington is available in incandescent and ENERGY STAR-qualified LED models (Etched White Glass fixtures only), and all fixtures can easily convert to LED by purchasing LED replacement lamps sold separately. | OUTDOOR | Herrington | Outdoor Lighting | Black | 12 | Aluminum | Clear Seeded Glass | L:3.1875" W:5.15625" H:6.25" |  |  | 1 Medium A19 100w |  | 1 | No | [14 empty] | 0 | [12 empty] | 31.98 | N/A | 95.94 | L:7 1/4'' W:7 1/4'' H:16 1/2'' | 3.4 |  | 7.25 | 7.25 | 16.5 | Post | [6 empty] | No |  | No | [25 empty] | 6.5 |  |  |  | Hardwired | 0 | 0 | 0 | 0 | 1 | 0 | 0 | 1 | 0 | 0 | 0 | 785652821318 | 9 | 9 | 15.75 | 4.3 | 0.738 | 175 | Yes | [9 empty] | cETL Wet | HERRINGTON 1L POST-12 | One Light Outdoor Post Lantern |  | 82131-12.jpg | 82131.jpg
8214203-12 | Three Light Outdoor Post Lantern | The Perrywood outdoor collection embodies all of the elements that make this exterior light a true classic: timeless styling, balanced proportions, versatile finish and rock solid construction. This traditional design features super trendy “water glass," a textured black powder-coated finish, and it’s built from cast aluminum for years of performance. Available in a Black finish. All fixtures are available as ENERGY STAR®-qualified and California Title 24 compliant. | OUTDOOR | Perrywood | Outdoor Lighting | Black | 12 | Cast Aluminum | Water Glass | D:8" H:8.5" |  |  | 3 Candelabra Torpedo 60w |  | 3 | No | [14 empty] | 0 | [12 empty] | 91.48 | 182.96 | 274.44 | D:9 1/2'' H:19 7/8'' | 5.4 | 9.5 |  |  | 19.875 | Post Mount | [6 empty] | No |  | No | [22 empty] | D:3'' H:3 9/16'' Round |  |  | 8.5 | Black/White |  |  | Hardwired | 0 | 0 | 0 | 0 | 1 | 0 | 0 | 1 | 0 | 0 | 0 | 785652070211 | 21.25 | 13.5 | 13.25 | 7.1 | 2.2 | 250 | Yes | [9 empty] | cETL Wet | PERRYWOOD 3L POST-12 | Three Light Outdoor Post Lantern |  | 8214203-12.jpg | 8214203.jpg
8214203EN-12 | Three Light Outdoor Post Lantern | The Perrywood outdoor collection embodies all of the elements that make this exterior light a true classic: timeless styling, balanced proportions, versatile finish and rock solid construction. This traditional design features super trendy “water glass," a textured black powder-coated finish, and it’s built from cast aluminum for years of performance. Available in a Black finish. All fixtures are available as ENERGY STAR®-qualified and California Title 24 compliant. | OUTDOOR | Perrywood | Outdoor Lighting | Black | 12 | Cast Aluminum | Water Glass | D:8" H:8.5" |  |  | 3 Candelabra Torpedo 3.5w |  | 3 | Yes | [14 empty] | 0 | [12 empty] | 107.98 | 215.96 | 323.94 | D:9 1/2'' H:19 7/8'' | 5.4 | 9.5 |  |  | 19.875 | Post Mount | [6 empty] | No |  | No | [22 empty] | D:3'' H:3 9/16'' Round |  |  | 8.5 | Black/White |  |  | Hardwired | 0 | 0 | 0 | 1 | 1 | 0 | 0 | 0 | 0 | 0 | 0 | 785652071898 | 21.25 | 13.5 | 13.25 | 7.1 | 2.2 | 250 | Yes | [9 empty] | cETL Wet | PERRYWOOD 3L LED POST-12 | Three Light Outdoor Post Lantern |  | 8214203EN-12.jpg | 8214203EN.jpg
8219301-12 | One Light Outdoor Post Lantern |  | OUTDOOR | Eddington | Outdoor Lighting | Black | 12 | Aluminum | Cased Opal Etched Glass | D:6.125" H:7.125" |  |  | 1 Medium A19 60w |  | 1 | No | [14 empty] | 0 | [12 empty] | 74.5 | 149 | 223.5 | D:8'' H:15'' |  | 8 |  |  | 15 | Post Mount | [6 empty] | No |  | No | [22 empty] | D:3'' H:3 1/2'' Round |  |  | 6.5 | Black/White |  |  | Hardwired | 0 | 0 | 0 | 0 | 1 | 0 | 0 | 1 | 0 | 0 | 0 | 785652077128 | [16 empty] | cETL Wet | EDDINGTON 1L POST MOUNT-12 | One Light Outdoor Post Lantern |  | 8219301-12.jpg | 8219301.jpg
8219301-71 | One Light Outdoor Post Lantern |  | OUTDOOR | Eddington | Outdoor Lighting | Antique Bronze | 71 | Aluminum | Cased Opal Etched Glass | D:6.125" H:7.125" |  |  | 1 Medium A19 60w |  | 1 | No | [14 empty] | 0 | [12 empty] | 74.5 | 149 | 223.5 | D:8'' H:15'' |  | 8 |  |  | 15 | Post Mount | [6 empty] | No |  | No | [22 empty] | D:3'' H:3 1/2'' Round |  |  | 6.5 | Black/White |  |  | Hardwired | 0 | 0 | 0 | 0 | 1 | 0 | 0 | 1 | 0 | 0 | 0 | 785652077135 | 17.75 | 10.5 | 10.75 | 4 | 1.159 | 250 | Yes | [9 empty] | cETL Wet | EDDINGTON 1L POST MOUNT-71 | One Light Outdoor Post Lantern |  | 8219301-71.jpg | 8219301.jpg
8219301EN3-12 | One Light Outdoor Post Lantern |  | OUTDOOR | Eddington | Outdoor Lighting | Black | 12 | Aluminum | Cased Opal Etched Glass | D:6.125" H:7.125" |  |  | 1 Medium A19 9.3w |  | 1 | Yes | [14 empty] | 0 | [12 empty] | 79.5 | 159 | 238.5 | D:8'' H:15'' |  | 8 |  |  | 15 | Post Mount | [6 empty] | No |  | No | [22 empty] | D:3'' H:3 1/2'' Round |  |  | 6.5 | Black/White |  |  | Hardwired | 0 | 0 | 0 | 1 | 1 | 0 | 0 | 0 | 0 | 0 | 0 | 785652080715 | [16 empty] | cETL Wet | EDDINGTON 1L POST MOUNT-12 | One Light Outdoor Post Lantern |  | 8219301EN3-12.jpg | 8219301EN3.jpg
8219301EN3-71 | One Light Outdoor Post Lantern |  | OUTDOOR | Eddington | Outdoor Lighting | Antique Bronze | 71 | Aluminum | Cased Opal Etched Glass | D:6.125" H:7.125" |  |  | 1 Medium A19 9.3w |  | 1 | Yes | [14 empty] | 0 | [12 empty] | 79.5 | 159 | 238.5 | D:8'' H:15'' |  | 8 |  |  | 15 | Post Mount | [6 empty] | No |  | No | [22 empty] | D:3'' H:3 1/2'' Round |  |  | 6.5 | Black/White |  |  | Hardwired | 0 | 0 | 0 | 1 | 1 | 0 | 0 | 0 | 0 | 0 | 0 | 785652080722 | [16 empty] | cETL Wet | EDDINGTON 1L POST MOUNT-71 | One Light Outdoor Post Lantern |  | 8219301EN3-71.jpg | 8219301EN3.jpg
82200-12 | Two Light Outdoor Post Lantern | The Wynfield collection by Sea Gull Lighting complements classical home designs with its soft curves and colonial accents. A Black Powdercoat finish over a durable cast aluminum body adds dependable quality to an enduring style. Either Frosted glass or Clear Beveled glass give the fixtures distinct appeal. The assortment includes small, medium and large one-light outdoor wall lanterns, a two-light outdoor wall lantern, a two-light, outdoor post lantern and a two-light outdoor ceiling flush mount. The fixtures with Frosted glass are also available in an ENERGY STAR-qualified LED version, and the one-light fixtures with Clear Beveled glass can easily convert to LED by purchasing LED replacement lamps sold separately. | OUTDOOR | Wynfield | Outdoor Lighting | Black | 12 | Die Cast Aluminum | Clear Beveled Glass |  |  |  | 2 Candelabra Torpedo 60w |  | 2 | No | [14 empty] | 0 | [12 empty] | 55.98 | 111.96 | 167.94 | D:7 3/4'' H:23'' | 6.1 | 7.75 |  |  | 23 | Other | [6 empty] | No |  | No | [25 empty] | 6.5 |  |  |  |  | 0 | 0 | 0 | 0 | 1 | 0 | 0 | 1 | 0 | 0 | 0 | 785652822001 | 11 | 11 | 19 | 7.7 | 1.33 | 175 | Yes | [9 empty] | cETL Wet | WYNFIELD 2L POST-12 | Two Light Outdoor Post Lantern |  | 82200-12.jpg | 82200.jpg
82200EN-12 | Two Light Outdoor Post Lantern | The Wynfield collection by Sea Gull Lighting complements classical home designs with its soft curves and colonial accents. A Black Powdercoat finish over a durable cast aluminum body adds dependable quality to an enduring style. Either Frosted glass or Clear Beveled glass give the fixtures distinct appeal. The assortment includes small, medium and large one-light outdoor wall lanterns, a two-light outdoor wall lantern, a two-light, outdoor post lantern and a two-light outdoor ceiling flush mount. The fixtures with Frosted glass are also available in an ENERGY STAR-qualified LED version, and the one-light fixtures with Clear Beveled glass can easily convert to LED by purchasing LED replacement lamps sold separately. | OUTDOOR | Wynfield | Outdoor Lighting | Black | 12 | Die Cast Aluminum | Undefined Glass / Clear Beveled Glass |  |  |  | 2 Candelabra Torpedo 3.5w |  | 2 | Yes | [14 empty] | 0 | [12 empty] | 64.98 | 129.96 | 194.94 | D:7 3/4'' H:23'' | 6.1 | 7.75 |  |  | 23 | Other | [6 empty] | No |  | No | [25 empty] | 6.5 |  |  |  |  | 0 | 0 | 0 | 1 | 1 | 0 | 0 | 0 | 0 | 0 | 0 | 785652031977 | 19 | 11 | 11 | 7.7 | 1.33 | 175 | Yes | [9 empty] | cETL Wet | WYNFIELD 2L POST-12 | Two Light Outdoor Post Lantern |  | 82200EN-12.jpg | 82200.jpg
82202-12 | Small One Light Outdoor Post Lantern | The Wynfield collection by Sea Gull Lighting complements classical home designs with its soft curves and colonial accents. A Black Powdercoat finish over a durable cast aluminum body adds dependable quality to an enduring style. Either Frosted glass or Clear Beveled glass give the fixtures distinct appeal. The assortment includes small, medium and large one-light outdoor wall lanterns, a two-light outdoor wall lantern, a two-light, outdoor post lantern and a two-light outdoor ceiling flush mount. The fixtures with Frosted glass are also available in an ENERGY STAR-qualified LED version, and the one-light fixtures with Clear Beveled glass can easily convert to LED by purchasing LED replacement lamps sold separately. | OUTDOOR | Wynfield | Outdoor Lighting | Black | 12 | Die Cast Aluminum | Clear Beveled Glass |  |  |  | 1 Medium A19 75w |  | 1 | No | [14 empty] | 0 | [12 empty] | 39.5 | 79 | 118.5 | D:6 1/8'' H:18 1/2'' |  | 6.125 |  |  | 18.5 | Post Mount | [6 empty] | No |  | No | [22 empty] | D:3 5/16'' H:3 1/2'' Round |  |  | 6.5 | Black/White |  |  | Hardwired | 0 | 0 | 0 | 0 | 1 | 0 | 0 | 1 | 0 | 0 | 0 | 785652078460 | [16 empty] | cETL Wet | WYNFIELD 1L POST MOUNT-12 | Small One Light Outdoor Post Lantern |  | 82202-12.jpg | 89202.jpg
82240-12 | One Light Outdoor Post Lantern | The Cape May outdoor lighting collection by Sea Gull Lighting is a regal, traditionally styled lantern collection. Design elements include leaf ornamentation on the back plate and finial arms as well as the beautiful combination of the Burled Iron finish and Etched Hammered glass with Light Amber Tint to offer a warm glow. The assortment includes a small one-light outdoor wall lantern (available in a Dark Sky version too), a medium one-light outdoor wall lantern, a large one-light outdoor wall lantern, an extra-large one-light outdoor wall lantern, a one-light outdoor post lantern, a one-light outdoor pendant and a one-light ceiling flush mount. Both incandescent and LED ENERGY STAR-qualified lamping available, and most of these fixtures easily convert to LED. | OUTDOOR | Cape May | Outdoor Lighting | Black | 12 | Aluminum |  |  |  | Etched / White Inside Glass | 1 Medium A19 100w |  | 1 | No | [14 empty] | 0 | [12 empty] | 127.95 | 255.9 | 383.85 | D:11'' H:23'' | 5.3 | 11 |  |  | 23 | Post Mount | [6 empty] | No |  | No | [25 empty] | 6.5 | Black/White |  |  |  | 0 | 0 | 0 | 0 | 1 | 0 | 0 | 1 | 0 | 0 | 0 | 785652078996 | 21.75 | 13.75 | 13.5 | 7.2 | 2.336 | 250 | Yes | [9 empty] | cETL Wet | CAPE MAY 1L POST MOUNT-12 | One Light Outdoor Post Lantern |  | 82240-12.jpg | 82240.jpg
82240-780 | One Light Outdoor Post Lantern | The Cape May outdoor lighting collection by Sea Gull Lighting is a regal, traditionally styled lantern collection. Design elements include leaf ornamentation on the back plate and finial arms as well as the beautiful combination of the Burled Iron finish and Etched Hammered glass with Light Amber Tint to offer a warm glow. The assortment includes a small one-light outdoor wall lantern (available in a Dark Sky version too), a medium one-light outdoor wall lantern, a large one-light outdoor wall lantern, an extra-large one-light outdoor wall lantern, a one-light outdoor post lantern, a one-light outdoor pendant and a one-light ceiling flush mount. Both incandescent and LED ENERGY STAR-qualified lamping available, and most of these fixtures easily convert to LED. | OUTDOOR | Cape May | Outdoor Lighting | Burled Iron | 780 | Aluminum |  |  |  | Etched Hammered with Light Amber Glass | 1 Medium A19 100w |  | 1 | No | [14 empty] | 0 | [12 empty] | 134.48 | 268.96 | 403.44 | D:11'' H:23'' | 5.3 | 11 |  |  | 23 | Post Mount | [6 empty] | No |  | No | [25 empty] | 6.5 | Black/White |  |  |  | 0 | 0 | 0 | 0 | 1 | 0 | 0 | 1 | 0 | 0 | 0 | 785652822407 | 13.25 | 13.25 | 21 | 7.1 | 2.134 | 250 | Yes | [9 empty] | cETL Wet | CAPE MAY 1L POST-780 | One Light Outdoor Post Lantern |  | 82240-780.jpg | 82240.jpg
82240EN3-12 | One Light Outdoor Post Lantern | The Cape May outdoor lighting collection by Sea Gull Lighting is a regal, traditionally styled lantern collection. Design elements include leaf ornamentation on the back plate and finial arms as well as the beautiful combination of the Burled Iron finish and Etched Hammered glass with Light Amber Tint to offer a warm glow. The assortment includes a small one-light outdoor wall lantern (available in a Dark Sky version too), a medium one-light outdoor wall lantern, a large one-light outdoor wall lantern, an extra-large one-light outdoor wall lantern, a one-light outdoor post lantern, a one-light outdoor pendant and a one-light ceiling flush mount. Both incandescent and LED ENERGY STAR-qualified lamping available, and most of these fixtures easily convert to LED. | OUTDOOR | Cape May | Outdoor Lighting | Black | 12 | Aluminum |  |  |  | Etched / White Inside Glass | 1 Medium A19 9.3w |  | 1 | Yes | [14 empty] | 0 | [12 empty] | 130.95 | 261.9 | 392.85 | D:11'' H:23'' | 5.3 | 11 |  |  | 23 | Post | [6 empty] | No |  | No | [25 empty] | 6.5 | Black/White |  |  | Hardwired | 0 | 0 | 0 | 1 | 1 | 0 | 0 | 0 | 0 | 0 | 0 | 785652083136 | 13.25 | 13.25 | 21 | 7.1 | 2.134 | 250 | Yes | [9 empty] | cETL Wet | CAPE MAY 1L POST-12 | One Light Outdoor Post Lantern |  | 82240EN3-12.jpg | 82240EN3.jpg
82240EN3-780 | One Light Outdoor Post Lantern | The Cape May outdoor lighting collection by Sea Gull Lighting is a regal, traditionally styled lantern collection. Design elements include leaf ornamentation on the back plate and finial arms as well as the beautiful combination of the Burled Iron finish and Etched Hammered glass with Light Amber Tint to offer a warm glow. The assortment includes a small one-light outdoor wall lantern (available in a Dark Sky version too), a medium one-light outdoor wall lantern, a large one-light outdoor wall lantern, an extra-large one-light outdoor wall lantern, a one-light outdoor post lantern, a one-light outdoor pendant and a one-light ceiling flush mount. Both incandescent and LED ENERGY STAR-qualified lamping available, and most of these fixtures easily convert to LED. | OUTDOOR | Cape May | Outdoor Lighting | Burled Iron | 780 | Aluminum |  |  |  | Etched Hammered with Light Amber Glass | 1 Medium A19 9.3w |  | 1 | Yes | [14 empty] | 0 | [12 empty] | 137.48 | 274.96 | 412.44 | D:11'' H:23'' | 5.3 | 11 |  |  | 23 | Post | [6 empty] | No |  | No | [25 empty] | 6.5 | Black/White |  |  | Hardwired | 0 | 0 | 0 | 1 | 1 | 0 | 0 | 0 | 0 | 0 | 0 | 785652044717 | 13.25 | 13.25 | 21 | 7.1 | 2.134 | 250 | Yes | [9 empty] | cETL Wet | CAPE MAY 1L POST-780 | One Light Outdoor Post Lantern |  | 82240EN3-780.jpg | 82240.jpg
8224401-12 | One Light Outdoor Post Lantern | The Sauganash outdoor lighting collection by Sea Gull Lighting has a distinct industrial inspiration with an external cage detail finished in either Antique Bronze or Black finishes over Clear Seeded or Etched Seeded glass shades to complete the look. The assortment includes small and large one-light outdoor wall lanterns (available in Dark Sky versions too), a one-light outdoor post lantern, a one-light outdoor pendant and a two-light outdoor ceiling flush mount. Both incandescent lamping and ENERGY STAR-qualified LED lamping are available. Most of these fixtures easily convert to LED by purchasing LED replacement lamps sold separately. | OUTDOOR | Sauganash | Outdoor Lighting | Black | 12 | Aluminum |  |  |  | Clear Seeded Glass | 1 Medium A19 100w |  | 1 | No | [14 empty] | 0 | [12 empty] | 189.98 | 379.96 | 569.94 | D:10 1/4'' H:22 1/4'' | 6.7 | 10.25 |  |  | 22.25 | Post | [6 empty] | No |  | No | [22 empty] | D:3'' Round |  |  | 12 | Black/White |  |  | Hardwired | 0 | 0 | 0 | 0 | 1 | 0 | 0 | 1 | 0 | 0 | 0 | 785652246074 | 22 | 13.25 | 13 | 8.3 | 2.193 | 250 | Yes | [9 empty] | cETL Wet | SAUGANASH 1L POST-12 | One Light Outdoor Post Lantern |  | 8224401-12.jpg | 8224401.jpg
8224401-71 | One Light Outdoor Post Lantern | The Sauganash outdoor lighting collection by Sea Gull Lighting has a distinct industrial inspiration with an external cage detail finished in either Antique Bronze or Black finishes over Clear Seeded or Etched Seeded glass shades to complete the look. The assortment includes small and large one-light outdoor wall lanterns (available in Dark Sky versions too), a one-light outdoor post lantern, a one-light outdoor pendant and a two-light outdoor ceiling flush mount. Both incandescent lamping and ENERGY STAR-qualified LED lamping are available. Most of these fixtures easily convert to LED by purchasing LED replacement lamps sold separately. | OUTDOOR | Sauganash | Outdoor Lighting | Antique Bronze | 71 | Aluminum |  |  |  | Clear Seeded Glass | 1 Medium A19 100w |  | 1 | No | [14 empty] | 0 | [12 empty] | 199.98 | 399.96 | 599.94 | D:10 1/4'' H:22 1/4'' | 6.7 | 10.25 |  |  | 22.25 | Post | [6 empty] | No |  | No | [22 empty] | D:3'' Round |  |  | 12 | Black/White |  |  | Hardwired | 0 | 0 | 0 | 0 | 1 | 0 | 0 | 1 | 0 | 0 | 0 | 785652246081 | 22.25 | 13.125 | 13.125 | 8.9 | 2.218 | 175 | Yes | [9 empty] | cETL Wet | SAUGANASH 1L POST-71 | One Light Outdoor Post Lantern |  | 8224401-71.jpg | 8224401.jpg
8224451-12 | One Light Outdoor Post Lantern | The Sauganash outdoor lighting collection by Sea Gull Lighting has a distinct industrial inspiration with an external cage detail finished in either Antique Bronze or Black finishes over Clear Seeded or Etched Seeded glass shades to complete the look. The assortment includes small and large one-light outdoor wall lanterns (available in Dark Sky versions too), a one-light outdoor post lantern, a one-light outdoor pendant and a two-light outdoor ceiling flush mount. Both incandescent lamping and ENERGY STAR-qualified LED lamping are available. Most of these fixtures easily convert to LED by purchasing LED replacement lamps sold separately. | OUTDOOR | Sauganash | Outdoor Lighting | Black | 12 | Aluminum | Etched Seeded Glass | D:7.875" H:11" |  |  | 1 Medium A19 100w |  | 1 | No | [14 empty] | 0 | [12 empty] | 189.98 | 379.96 | 569.94 | D:10 1/4'' H:22 1/4'' | 6.7 | 10.25 |  |  | 22.25 | Post | [6 empty] | No |  | No | [22 empty] | D:3'' Round |  |  | 12 | Black/White |  |  | Hardwired | 0 | 0 | 0 | 0 | 1 | 0 | 0 | 1 | 0 | 0 | 0 | 785652109430 | 22.25 | 13.25 | 13.25 | 8.2 | 2.261 | 250 | Yes | [9 empty] | cETL Wet | SAUGANASH 1L POST-12 | One Light Outdoor Post Lantern |  | 8224451-12.jpg | 8224401.jpg
8224451-71 | One Light Outdoor Post Lantern | The Sauganash outdoor lighting collection by Sea Gull Lighting has a distinct industrial inspiration with an external cage detail finished in either Antique Bronze or Black finishes over Clear Seeded or Etched Seeded glass shades to complete the look. The assortment includes small and large one-light outdoor wall lanterns (available in Dark Sky versions too), a one-light outdoor post lantern, a one-light outdoor pendant and a two-light outdoor ceiling flush mount. Both incandescent lamping and ENERGY STAR-qualified LED lamping are available. Most of these fixtures easily convert to LED by purchasing LED replacement lamps sold separately. | OUTDOOR | Sauganash | Outdoor Lighting | Antique Bronze | 71 | Aluminum | Etched Seeded Glass | D:7.875" H:11" |  |  | 1 Medium A19 100w |  | 1 | No | [14 empty] | 0 | [12 empty] | 199.98 | 399.96 | 599.94 | D:10 1/4'' H:22 1/4'' | 6.7 | 10.25 |  |  | 22.25 | Post | [6 empty] | No |  | No | [22 empty] | D:3'' Round |  |  | 12 | Black/White |  |  | Hardwired | 0 | 0 | 0 | 0 | 1 | 0 | 0 | 1 | 0 | 0 | 0 | 785652109447 | 22.5 | 13.25 | 13 | 8.3 | 2.243 | 250 | Yes | [9 empty] | cETL Wet | SAUGANASH 1L POST-71 | One Light Outdoor Post Lantern |  | 8224451-71.jpg | 8224401.jpg
8224451EN3-12 | One Light Outdoor Post Lantern | The Sauganash outdoor lighting collection by Sea Gull Lighting has a distinct industrial inspiration with an external cage detail finished in either Antique Bronze or Black finishes over Clear Seeded or Etched Seeded glass shades to complete the look. The assortment includes small and large one-light outdoor wall lanterns (available in Dark Sky versions too), a one-light outdoor post lantern, a one-light outdoor pendant and a two-light outdoor ceiling flush mount. Both incandescent lamping and ENERGY STAR-qualified LED lamping are available. Most of these fixtures easily convert to LED by purchasing LED replacement lamps sold separately. | OUTDOOR | Sauganash | Outdoor Lighting | Black | 12 | Aluminum | Etched Seeded Glass | D:7.875" H:11" |  |  | 1 Medium A19 9.3w |  | 1 | Yes | [14 empty] | 0 | [12 empty] | 193.98 | 387.96 | 581.94 | D:10 1/4'' H:22 1/4'' | 6.7 | 10.25 |  |  | 22.25 | Post | [6 empty] | No |  | No | [22 empty] | D:3'' Round |  |  | 12 | Black/White |  |  | Hardwired | 0 | 0 | 0 | 1 | 1 | 0 | 0 | 0 | 0 | 0 | 0 | 785652052538 | 22.25 | 13.25 | 13.25 | 8.2 | 2.261 | 250 | Yes | [9 empty] | cETL Wet | SAUGANASH 1L POST-12 | One Light Outdoor Post Lantern |  | 8224451EN3-12.jpg | 8224451.jpg
8224451EN3-71 | One Light Outdoor Post Lantern | The Sauganash outdoor lighting collection by Sea Gull Lighting has a distinct industrial inspiration with an external cage detail finished in either Antique Bronze or Black finishes over Clear Seeded or Etched Seeded glass shades to complete the look. The assortment includes small and large one-light outdoor wall lanterns (available in Dark Sky versions too), a one-light outdoor post lantern, a one-light outdoor pendant and a two-light outdoor ceiling flush mount. Both incandescent lamping and ENERGY STAR-qualified LED lamping are available. Most of these fixtures easily convert to LED by purchasing LED replacement lamps sold separately. | OUTDOOR | Sauganash | Outdoor Lighting | Antique Bronze | 71 | Aluminum | Etched Seeded Glass | D:7.875" H:11" |  |  | 1 Medium A19 9.3w |  | 1 | Yes | [14 empty] | 0 | [12 empty] | 199.98 | 399.96 | 599.94 | D:10 1/4'' H:22 1/4'' | 6.7 | 10.25 |  |  | 22.25 | Post | [6 empty] | No |  | No | [22 empty] | D:3'' Round |  |  | 12 | Black/White |  |  | Hardwired | 0 | 0 | 0 | 1 | 1 | 0 | 0 | 0 | 0 | 0 | 0 | 785652052545 | 22.5 | 13.25 | 13 | 8.3 | 2.243 | 250 | Yes | [9 empty] | cETL Wet | SAUGANASH 1L POST-71 | One Light Outdoor Post Lantern |  | 8224451EN3-71.jpg | 8224451.jpg
8229-02 | Two Light Outdoor Post Lantern | Light has a way of sparkling against glass to create a warm and inviting welcome, and the Lancaster outdoor collection by Sea Gull Lighting is a classic example of such traditional design. Clear Curved Beveled glass is paired with one of four beautiful finish options including Polished Brass, Black, Antique Bronze and Antique Brushed Nickel. The assortment includes small, medium and large one-light outdoor wall lanterns, two-light outdoor wall lantern, three-light outdoor wall lantern, two-light and three-light outdoor post lanterns and a three-light outdoor pendant. Some of the fixtures can easily convert to LED by purchasing LED replacement lamps sold separately. | OUTDOOR | Lancaster | Outdoor Lighting | Polished Brass | 2 | Brass | Clear Curved Beveled Glass |  |  |  | 2 Candelabra Torpedo 60w |  | 2 | No | [14 empty] | 0 | [12 empty] | 92.45 | 184.9 | 277.35 | D:10'' H:21 1/2'' | 6.8 | 10 |  |  | 21.5 | Other | [6 empty] | No |  | No | [25 empty] | 6.5 |  |  | N/A |  | 0 | 0 | 0 | 0 | 1 | 0 | 0 | 1 | 0 | 0 | 0 | 785652822926 | 11.75 | 10.5 | 17.5 | 8.2 | 1.249 | 125 | Yes | [8 empty] | UL Wet | cUL Wet | LANCASTER 2L POST-02 | Two Light Outdoor Post Lantern |  | 8229-02.jpg | 8229.jpg
8229-12 | Two Light Outdoor Post Lantern | Light has a way of sparkling against glass to create a warm and inviting welcome, and the Lancaster outdoor collection by Sea Gull Lighting is a classic example of such traditional design. Clear Curved Beveled glass is paired with one of four beautiful finish options including Polished Brass, Black, Antique Bronze and Antique Brushed Nickel. The assortment includes small, medium and large one-light outdoor wall lanterns, two-light outdoor wall lantern, three-light outdoor wall lantern, two-light and three-light outdoor post lanterns and a three-light outdoor pendant. Some of the fixtures can easily convert to LED by purchasing LED replacement lamps sold separately. | OUTDOOR | Lancaster | Outdoor Lighting | Black | 12 | Brass | Clear Curved Beveled Glass |  |  |  | 2 Candelabra Torpedo 60w |  | 2 | No | [14 empty] | 0 | [12 empty] | 82.98 | 165.96 | 248.94 | D:10'' H:21 1/2'' | 6.8 | 10 |  |  | 21.5 | Other | [6 empty] | No |  | No | [25 empty] | 6.5 | Black |  | N/A |  | 0 | 0 | 0 | 0 | 1 | 0 | 0 | 1 | 0 | 0 | 0 | 785652822919 | 11.25 | 10.5 | 17.5 | 8.75 | 1.196 | 125 | Yes | [8 empty] | UL Wet | cUL Wet | LANCASTER 2L POST-12 | Two Light Outdoor Post Lantern |  | 8229-12.jpg | 8229.jpg
8229301-12 | One Light Outdoor Post Lantern | High tech construction meets classical style in the Galvyn Collection. Traditional hexagonal tapered lanterns and etched glass panels quietly diffuse light over state of the art StoneStrong composite material built to withstand outdoor elements for years. StoneStrong material is rust-proof and built to last in any outside environment, including coastal, dry, and harsh winter or summer climates. StoneStrong is also backed by a robust warranty. Choose from a variety of sizes and silhouettes to adapt a broad range of outdoor settings. Available in Black and Antique Bronze finishes. Add an exterior fixture with an elegantly classic look that will last a long time thanks to modern engineering. | OUTDOOR | Galvyn | Outdoor Lighting | Black | 12 | StoneStrong | Undefined Glass | W:3.625" H:8.75" |  |  | 1 Medium A19 75w |  | 1 | No | [14 empty] | 0 | [12 empty] | 99.45 | 198.9 | 298.35 | D:9 7/8'' H:20 5/8'' | 3.63 | 9.875 |  |  | 20.625 | Post Mount | [6 empty] | No |  | No | [25 empty] | 6.5 | Black/White |  |  | Hardwired | 0 | 0 | 0 | 0 | 1 | 0 | 0 | 1 | 0 | 0 | 0 | 785652056574 | 20.75 | 11.5 | 14 | 6.4 | 1.933 | 250 | Yes | [9 empty] | cETL Wet | GALVYN 1L POST LANTERN-12 | One Light Outdoor Post Lantern |  | 8229301-12.png | 8229301.jpg
8229301-71 | One Light Outdoor Post Lantern | High tech construction meets classical style in the Galvyn Collection. Traditional hexagonal tapered lanterns and etched glass panels quietly diffuse light over state of the art StoneStrong composite material built to withstand outdoor elements for years. StoneStrong material is rust-proof and built to last in any outside environment, including coastal, dry, and harsh winter or summer climates. StoneStrong is also backed by a robust warranty. Choose from a variety of sizes and silhouettes to adapt a broad range of outdoor settings. Available in Black and Antique Bronze finishes. Add an exterior fixture with an elegantly classic look that will last a long time thanks to modern engineering. | OUTDOOR | Galvyn | Outdoor Lighting | Antique Bronze | 71 | StoneStrong | Satin Etched Glass | W:3.625" H:8.75" |  |  | 1 Medium A19 75w |  | 1 | No | [14 empty] | 0 | [12 empty] | 99.45 | 198.9 | 298.35 | D:9 7/8'' H:20 5/8'' | 3.63 | 9.875 |  |  | 20.625 | Post Mount | [6 empty] | No |  | No | [25 empty] | 6.5 | Black/White |  |  | Hardwired | 0 | 0 | 0 | 0 | 1 | 0 | 0 | 1 | 0 | 0 | 0 | 785652056581 | 20.75 | 11.5 | 14 | 6.4 | 1.933 | 250 | Yes | [9 empty] | cETL Wet | GALVYN 1L POST LANTERN-71 | One Light Outdoor Post Lantern |  | 8229301-71.png | 8229301.jpg
8229301EN3-12 | One Light Outdoor Post Lantern | High tech construction meets classical style in the Galvyn Collection. Traditional hexagonal tapered lanterns and etched glass panels quietly diffuse light over state of the art StoneStrong composite material built to withstand outdoor elements for years. StoneStrong material is rust-proof and built to last in any outside environment, including coastal, dry, and harsh winter or summer climates. StoneStrong is also backed by a robust warranty. Choose from a variety of sizes and silhouettes to adapt a broad range of outdoor settings. Available in Black and Antique Bronze finishes. Add an exterior fixture with an elegantly classic look that will last a long time thanks to modern engineering. | OUTDOOR | Galvyn | Outdoor Lighting | Black | 12 | StoneStrong | Satin Etched Glass | W:3.625" H:8.75" |  |  | 1 Medium A19 9.3w |  | 1 | Yes | [14 empty] | 0 | [12 empty] | 105.45 | 210.9 | 316.35 | D:9 7/8'' H:20 5/8'' | 3.63 | 9.875 |  |  | 20.625 | Post Mount | [6 empty] | No |  | No | [25 empty] | 6.5 | Black/White |  |  | Hardwired | 0 | 0 | 0 | 1 | 1 | 0 | 0 | 0 | 0 | 0 | 0 | 785652056963 | 20.75 | 11.5 | 14 | 6.4 | 1.933 | 250 | Yes | [9 empty] | cETL Wet | GALVYN 1L POST LANTERN-12 | One Light Outdoor Post Lantern |  | 8229301EN3-12.png | 8229301EN3.jpg
8229301EN3-71 | One Light Outdoor Post Lantern | High tech construction meets classical style in the Galvyn Collection. Traditional hexagonal tapered lanterns and etched glass panels quietly diffuse light over state of the art StoneStrong composite material built to withstand outdoor elements for years. StoneStrong material is rust-proof and built to last in any outside environment, including coastal, dry, and harsh winter or summer climates. StoneStrong is also backed by a robust warranty. Choose from a variety of sizes and silhouettes to adapt a broad range of outdoor settings. Available in Black and Antique Bronze finishes. Add an exterior fixture with an elegantly classic look that will last a long time thanks to modern engineering. | OUTDOOR | Galvyn | Outdoor Lighting | Antique Bronze | 71 | StoneStrong | Satin Etched Glass | W:3.625" H:8.75" |  |  | 1 Medium A19 9.3w |  | 1 | Yes | [14 empty] | 0 | [12 empty] | 105.45 | 210.9 | 316.35 | D:9 7/8'' H:20 5/8'' | 3.63 | 9.875 |  |  | 20.625 | Post Mount | [6 empty] | No |  | No | [25 empty] | 6.5 | Black/White |  |  | Hardwired | 0 | 0 | 0 | 1 | 1 | 0 | 0 | 0 | 0 | 0 | 0 | 785652056970 | 20.75 | 11.5 | 14 | 6.4 | 1.933 | 250 | Yes | [9 empty] | cETL Wet | GALVYN 1L POST LANTERN-71 | One Light Outdoor Post Lantern |  | 8229301EN3-71.png | 8229301EN3.jpg
8229-71 | Two Light Outdoor Post Lantern | Light has a way of sparkling against glass to create a warm and inviting welcome, and the Lancaster outdoor collection by Sea Gull Lighting is a classic example of such traditional design. Clear Curved Beveled glass is paired with one of four beautiful finish options including Polished Brass, Black, Antique Bronze and Antique Brushed Nickel. The assortment includes small, medium and large one-light outdoor wall lanterns, two-light outdoor wall lantern, three-light outdoor wall lantern, two-light and three-light outdoor post lanterns and a three-light outdoor pendant. Some of the fixtures can easily convert to LED by purchasing LED replacement lamps sold separately. | OUTDOOR | Lancaster | Outdoor Lighting | Antique Bronze | 71 | Brass | Clear Curved Beveled Glass |  |  |  | 2 Candelabra Torpedo 60w |  | 2 | No | [14 empty] | 0 | [12 empty] | 96.48 | 192.96 | 289.44 | D:10'' H:21 1/2'' | 6.8 | 10 |  |  | 21.5 | Other | [6 empty] | No |  | No | [25 empty] | 6.5 |  |  | N/A |  | 0 | 0 | 0 | 0 | 1 | 0 | 0 | 1 | 0 | 0 | 0 | 785652822711 | 11.25 | 10.5 | 17.5 | 8.75 | 1.196 | 125 | Yes | [8 empty] | UL Wet | cUL Wet | LANCASTER 2L POST-71 | Two Light Outdoor Post Lantern |  | 8229-71.jpg | 8229.jpg
8229-965 | Two Light Outdoor Post Lantern | Light has a way of sparkling against glass to create a warm and inviting welcome, and the Lancaster outdoor collection by Sea Gull Lighting is a classic example of such traditional design. Clear Curved Beveled glass is paired with one of four beautiful finish options including Polished Brass, Black, Antique Bronze and Antique Brushed Nickel. The assortment includes small, medium and large one-light outdoor wall lanterns, two-light outdoor wall lantern, three-light outdoor wall lantern, two-light and three-light outdoor post lanterns and a three-light outdoor pendant. Some of the fixtures can easily convert to LED by purchasing LED replacement lamps sold separately. | OUTDOOR | Lancaster | Outdoor Lighting | Antique Brushed Nickel | 965 | Brass | Clear Curved Beveled Glass |  |  |  | 2 Candelabra Torpedo 60w |  | 2 | No | [14 empty] | 0 | [12 empty] | 96.48 | 192.96 | 289.44 | D:10'' H:21 1/2'' | 6.8 | 10 |  |  | 21.5 | Other | [6 empty] | No |  | No | [25 empty] | 6.5 |  |  | N/A |  | 0 | 0 | 0 | 0 | 1 | 0 | 0 | 1 | 0 | 0 | 0 | 785652822964 | 11.25 | 10.5 | 17.5 | 8.45 | 1.196 | 125 | Yes | [8 empty] | UL Wet | cUL Wet | LANCASTER 2L POST-965 | Two Light Outdoor Post Lantern |  | 8229-965.jpg | 8229.jpg
8229EN-02 | Two Light Outdoor Post Lantern | Light has a way of sparkling against glass to create a warm and inviting welcome, and the Lancaster outdoor collection by Sea Gull Lighting is a classic example of such traditional design. Clear Curved Beveled glass is paired with one of four beautiful finish options including Polished Brass, Black, Antique Bronze and Antique Brushed Nickel. The assortment includes small, medium and large one-light outdoor wall lanterns, two-light outdoor wall lantern, three-light outdoor wall lantern, two-light and three-light outdoor post lanterns and a three-light outdoor pendant. Some of the fixtures can easily convert to LED by purchasing LED replacement lamps sold separately. | OUTDOOR | Lancaster | Outdoor Lighting | Polished Brass | 2 | Brass | Undefined Glass |  |  |  | 2 Candelabra Torpedo 3.5w |  | 2 | Yes | [14 empty] | 0 | [12 empty] | 105.98 | 211.96 | 317.94 | D:10'' H:21 1/2'' | 6.8 | 10 |  |  | 21.5 | Other | [6 empty] | No |  | No | [25 empty] | 6.5 |  |  | N/A |  | 0 | 0 | 0 | 1 | 1 | 0 | 0 | 0 | 0 | 0 | 0 | 785652031984 | 11.75 | 10.5 | 17.5 | 8.2 | 1.249 | 125 | Yes | [8 empty] | UL Wet | cUL Wet | LANCASTER 2L POST-02 | Two Light Outdoor Post Lantern |  | 8229EN-02.jpg | 8229.jpg
8229EN-12 | Two Light Outdoor Post Lantern | Light has a way of sparkling against glass to create a warm and inviting welcome, and the Lancaster outdoor collection by Sea Gull Lighting is a classic example of such traditional design. Clear Curved Beveled glass is paired with one of four beautiful finish options including Polished Brass, Black, Antique Bronze and Antique Brushed Nickel. The assortment includes small, medium and large one-light outdoor wall lanterns, two-light outdoor wall lantern, three-light outdoor wall lantern, two-light and three-light outdoor post lanterns and a three-light outdoor pendant. Some of the fixtures can easily convert to LED by purchasing LED replacement lamps sold separately. | OUTDOOR | Lancaster | Outdoor Lighting | Black | 12 | Brass | Undefined Glass |  |  |  | 2 Candelabra Torpedo 3.5w |  | 2 | Yes | [14 empty] | 0 | [12 empty] | 93.48 | 186.96 | 280.44 | D:10'' H:21 1/2'' | 6.8 | 10 |  |  | 21.5 | Other | [6 empty] | No |  | No | [25 empty] | 6.5 | Black |  | N/A |  | 0 | 0 | 0 | 1 | 1 | 0 | 0 | 0 | 0 | 0 | 0 | 785652031991 | 11.25 | 10 | 17 | 8.7 | 1.107 | 125 | Yes | [8 empty] | UL Wet | cUL Wet | LANCASTER 2L POST-12 | Two Light Outdoor Post Lantern |  | 8229EN-12.jpg | 8229.jpg
8229EN-71 | Two Light Outdoor Post Lantern | Light has a way of sparkling against glass to create a warm and inviting welcome, and the Lancaster outdoor collection by Sea Gull Lighting is a classic example of such traditional design. Clear Curved Beveled glass is paired with one of four beautiful finish options including Polished Brass, Black, Antique Bronze and Antique Brushed Nickel. The assortment includes small, medium and large one-light outdoor wall lanterns, two-light outdoor wall lantern, three-light outdoor wall lantern, two-light and three-light outdoor post lanterns and a three-light outdoor pendant. Some of the fixtures can easily convert to LED by purchasing LED replacement lamps sold separately. | OUTDOOR | Lancaster | Outdoor Lighting | Antique Bronze | 71 | Brass | Undefined Glass |  |  |  | 2 Candelabra Torpedo 3.5w |  | 2 | Yes | [14 empty] | 0 | [12 empty] | 105.98 | 211.96 | 317.94 | D:10'' H:21 1/2'' | 6.8 | 10 |  |  | 21.5 | Other | [6 empty] | No |  | No | [25 empty] | 6.5 |  |  | N/A |  | 0 | 0 | 0 | 1 | 1 | 0 | 0 | 0 | 0 | 0 | 0 | 785652032004 | 11.25 | 10.5 | 17.5 | 8.75 | 1.196 | 125 | Yes | [8 empty] | UL Wet | cUL Wet | LANCASTER 2L POST-71 | Two Light Outdoor Post Lantern |  | 8229EN-71.jpg | 8229.jpg
8229EN-965 | Two Light Outdoor Post Lantern | Light has a way of sparkling against glass to create a warm and inviting welcome, and the Lancaster outdoor collection by Sea Gull Lighting is a classic example of such traditional design. Clear Curved Beveled glass is paired with one of four beautiful finish options including Polished Brass, Black, Antique Bronze and Antique Brushed Nickel. The assortment includes small, medium and large one-light outdoor wall lanterns, two-light outdoor wall lantern, three-light outdoor wall lantern, two-light and three-light outdoor post lanterns and a three-light outdoor pendant. Some of the fixtures can easily convert to LED by purchasing LED replacement lamps sold separately. | OUTDOOR | Lancaster | Outdoor Lighting | Antique Brushed Nickel | 965 | Brass | Undefined Glass |  |  |  | 2 Candelabra Torpedo 3.5w |  | 2 | Yes | [14 empty] | 0 | [12 empty] | 105.98 | 211.96 | 317.94 | D:10'' H:21 1/2'' | 6.8 | 10 |  |  | 21.5 | Other | [6 empty] | No |  | No | [25 empty] | 6.5 |  |  | N/A |  | 0 | 0 | 0 | 1 | 1 | 0 | 0 | 0 | 0 | 0 | 0 | 785652032011 | 11.25 | 10.5 | 17.5 | 8.45 | 1.196 | 125 | Yes | [8 empty] | UL Wet | cUL Wet | LANCASTER 2L POST-965 | Two Light Outdoor Post Lantern |  | 8229EN-965.jpg | 8229.jpg
8231-12 | Three Light Outdoor Post Lantern | The traditional design accents and pleasant proportions of the Brentwood outdoor lighting collection from Sea Gull Lighting make it a versatile selection for any home. Offered in either a Black Powdercoat or White Powdercoat finish, and either Clear or White Glass. The assortment offered in both finishes includes a small one-light outdoor wall lantern, a medium one-uplight outdoor wall lantern, a medium one-downlight outdoor wall lantern, a large one-light wall lantern, a one-light outdoor pendant and a one-light outdoor post lantern. In the Black Powdercoat finish only, a two-light outdoor ceiling flush mount is also available. Most of these fixtures easily convert to LED by purchasing LED replacement lamps sold separately. | OUTDOOR | Brentwood | Outdoor Lighting | Black | 12 | Die Cast Aluminum | Clear Glass | W:5.25" H:11" |  |  | 3 Candelabra Torpedo 60w |  | 3 | No | [14 empty] | 0 | [12 empty] | 74.98 | 149.96 | 224.94 | D:13'' H:25 3/4'' | 7.8 | 13 |  |  | 25.75 | Post | [6 empty] | No |  | No | [25 empty] | 6.5 | Black/White |  |  | Hardwired | 0 | 0 | 0 | 0 | 1 | 0 | 0 | 1 | 0 | 0 | 0 | 785652823022 | 14.25 | 13 | 21 | 10.4 | 2.251 | 175 | Yes | [8 empty] | UL Wet | cUL Wet | BRENTWOOD 3L POST-12 | Three Light Outdoor Post Lantern |  | 8231-12.jpg | 8231.jpg
8231EN-12 | Three Light Outdoor Post Lantern | The traditional design accents and pleasant proportions of the Brentwood outdoor lighting collection from Sea Gull Lighting make it a versatile selection for any home. Offered in either a Black Powdercoat or White Powdercoat finish, and either Clear or White Glass. The assortment offered in both finishes includes a small one-light outdoor wall lantern, a medium one-uplight outdoor wall lantern, a medium one-downlight outdoor wall lantern, a large one-light wall lantern, a one-light outdoor pendant and a one-light outdoor post lantern. In the Black Powdercoat finish only, a two-light outdoor ceiling flush mount is also available. Most of these fixtures easily convert to LED by purchasing LED replacement lamps sold separately. | OUTDOOR | Brentwood | Outdoor Lighting | Black | 12 | Die Cast Aluminum | Clear Glass | W:5.25" H:11" |  |  | 3 Candelabra Torpedo 3.5w |  | 3 | Yes | [14 empty] | 0 | [12 empty] | 92.98 | 185.96 | 278.94 | D:13'' H:25 3/4'' | 7.8 | 13 |  |  | 25.75 | Post | [6 empty] | No |  | No | [25 empty] | 6.5 | Black/White |  |  | Hardwired | 0 | 0 | 0 | 1 | 1 | 0 | 0 | 0 | 0 | 0 | 0 | 785652032028 | 21 | 13 | 14.25 | 10.4 | 2.251 | 175 | Yes | [8 empty] | UL Wet | cUL Wet | BRENTWOOD 3L POST-12 | Three Light Outdoor Post Lantern |  | 8231EN-12.jpg | 8231.jpg
8236301-12 | One Light Outdoor Post Lantern | The stately Childress outdoor lighting collection by Sea Gull Lighting is rich with design elements contributing to its traditional silhouette. A shepherd’s crook, chamfered roof line, cut-corner-square body with Satin Etched glass and a small bottom finial all add detail and visual interest. Made of durable cast aluminum, a stepped-edge backplate completes the traditional look. Offered in Antique Bronze or Black finish, the lighting fixtures include a two-light outdoor ceiling flush mount, an extra large two-light outdoor wall lantern, small, medium and large one-light outdoor wall lanterns, a one-light outdoor pendant; and a one-light outdoor post lantern. Incandescent, integrated LED and ENERGY STAR-qualified LED lamping are available. The advanced, integrated LED option has warm-on-dim technology that warms in color when dimmed, going from 2700K to 2200K and is California Title 24 compliant. | OUTDOOR | Childress | Outdoor Lighting | Black | 12 | Die Cast Aluminum | Satin Etched Glass |  |  |  | 1 Medium A19 100w |  | 1 | No | [14 empty] | 0 | [12 empty] | 99.98 | 199.96 | 299.94 | D:9'' H:20 1/2'' | 4.5 | 9 |  |  | 20.5 | Post Mount | [6 empty] | No |  | No | [22 empty] | D:3'' H:3 1/2'' Round |  |  | 6 | Black/White |  |  | Hardwired | 0 | 0 | 0 | 0 | 1 | 0 | 0 | 1 | 0 | 0 | 0 | 785652112928 | 19.75 | 11.75 | 11.75 | 6 | 1.578 | 250 | Yes | [9 empty] | cETL Wet | CHILDRESS 1L POST-12 | One Light Outdoor Post Lantern |  | 8236301-12.jpg | 8236301BL.jpg
8236301-71 | One Light Outdoor Post Lantern | The stately Childress outdoor lighting collection by Sea Gull Lighting is rich with design elements contributing to its traditional silhouette. A shepherd’s crook, chamfered roof line, cut-corner-square body with Satin Etched glass and a small bottom finial all add detail and visual interest. Made of durable cast aluminum, a stepped-edge backplate completes the traditional look. Offered in Antique Bronze or Black finish, the lighting fixtures include a two-light outdoor ceiling flush mount, an extra large two-light outdoor wall lantern, small, medium and large one-light outdoor wall lanterns, a one-light outdoor pendant; and a one-light outdoor post lantern. Incandescent, integrated LED and ENERGY STAR-qualified LED lamping are available. The advanced, integrated LED option has warm-on-dim technology that warms in color when dimmed, going from 2700K to 2200K and is California Title 24 compliant. | OUTDOOR | Childress | Outdoor Lighting | Antique Bronze | 71 | Die Cast Aluminum | Satin Etched Glass |  |  |  | 1 Medium A19 100w |  | 1 | No | [14 empty] | 0 | [12 empty] | 99.98 | 199.96 | 299.94 | D:9'' H:20 1/2'' | 4.5 | 9 |  |  | 20.5 | Post Mount | [6 empty] | No |  | No | [22 empty] | D:3'' H:3 1/2'' Round |  |  | 6 | Black/White |  |  | Hardwired | 0 | 0 | 0 | 0 | 1 | 0 | 0 | 1 | 0 | 0 | 0 | 785652112935 | 19.75 | 11.75 | 11.75 | 6 | 1.578 | 250 | Yes | [9 empty] | cETL Wet | CHILDRESS 1L POST-71 | One Light Outdoor Post Lantern |  | 8236301-71.jpg | 8236301BL.jpg
8236301EN3-12 | One Light Outdoor Post Lantern | The stately Childress outdoor lighting collection by Sea Gull Lighting is rich with design elements contributing to its traditional silhouette. A shepherd’s crook, chamfered roof line, cut-corner-square body with Satin Etched glass and a small bottom finial all add detail and visual interest. Made of durable cast aluminum, a stepped-edge backplate completes the traditional look. Offered in Antique Bronze or Black finish, the lighting fixtures include a two-light outdoor ceiling flush mount, an extra large two-light outdoor wall lantern, small, medium and large one-light outdoor wall lanterns, a one-light outdoor pendant; and a one-light outdoor post lantern. Incandescent, integrated LED and ENERGY STAR-qualified LED lamping are available. The advanced, integrated LED option has warm-on-dim technology that warms in color when dimmed, going from 2700K to 2200K and is California Title 24 compliant. | OUTDOOR | Childress | Outdoor Lighting | Black | 12 | Die Cast Aluminum | Satin Etched Glass |  |  |  | 1 Medium A19 9.3w |  | 1 | Yes | [14 empty] | 0 | [12 empty] | 99.98 | 199.96 | 299.94 | D:9'' H:20 1/2'' | 4.5 | 9 |  |  | 20.5 | Post Mount | [6 empty] | No |  | No | [22 empty] | D:3'' H:3 1/2'' Round |  |  | 6 | Black/White |  |  | Hardwired | 0 | 0 | 0 | 1 | 1 | 0 | 0 | 0 | 0 | 0 | 0 | 785652052552 | 19.75 | 11.75 | 11.75 | 6 | 1.578 | 250 | Yes | [9 empty] | cETL Wet | CHILDRESS 1L POST-12 | One Light Outdoor Post Lantern |  | 8236301EN3-12.jpg | 8236301.jpg
8236301EN3-71 | One Light Outdoor Post Lantern | The stately Childress outdoor lighting collection by Sea Gull Lighting is rich with design elements contributing to its traditional silhouette. A shepherd’s crook, chamfered roof line, cut-corner-square body with Satin Etched glass and a small bottom finial all add detail and visual interest. Made of durable cast aluminum, a stepped-edge backplate completes the traditional look. Offered in Antique Bronze or Black finish, the lighting fixtures include a two-light outdoor ceiling flush mount, an extra large two-light outdoor wall lantern, small, medium and large one-light outdoor wall lanterns, a one-light outdoor pendant; and a one-light outdoor post lantern. Incandescent, integrated LED and ENERGY STAR-qualified LED lamping are available. The advanced, integrated LED option has warm-on-dim technology that warms in color when dimmed, going from 2700K to 2200K and is California Title 24 compliant. | OUTDOOR | Childress | Outdoor Lighting | Antique Bronze | 71 | Die Cast Aluminum | Satin Etched Glass |  |  |  | 1 Medium A19 9.3w |  | 1 | Yes | [14 empty] | 0 | [12 empty] | 99.98 | 199.96 | 299.94 | D:9'' H:20 1/2'' | 4.5 | 9 |  |  | 20.5 | Post Mount | [6 empty] | No |  | No | [22 empty] | D:3'' H:3 1/2'' Round |  |  | 6 | Black/White |  |  | Hardwired | 0 | 0 | 0 | 1 | 1 | 0 | 0 | 0 | 0 | 0 | 0 | 785652052569 | 19.75 | 11.75 | 11.75 | 6 | 1.578 | 250 | Yes | [9 empty] | cETL Wet | CHILDRESS 1L POST-71 | One Light Outdoor Post Lantern |  | 8236301EN3-71.jpg | 8236301.jpg
8238601-12 | Medium One Light Outdoor Post Lantern | The Sevier outdoor collection by Sea Gull Lighting brings timeless design to new heights with its traditional design details found in classic outdoor fixtures as well as an open bottom for easy maintenance. Made of durable cast aluminum, a multi-level crown, top finial and stepped-edge back plate complete the traditional look. Offered in Antique Bronze or Black finish, both with Clear glass, the collection includes a one-light outdoor pendant, one-light post lantern, a large one-light uplight outdoor wall lantern, a small one-light uplight outdoor wall lantern, a small one-light downlight outdoor wall lantern, and a large one-light downlight outdoor wall lantern. | OUTDOOR | Sevier | Outdoor Lighting | Black | 12 |  | Clear Glass |  |  |  | 1 Medium A19 100w |  | 1 | No | [14 empty] | 0 | [12 empty] | 54.5 | 109 | 163.5 | D:8 1/8'' H:17 3/4'' |  | 8.125 |  |  | 17.75 | Post Mount | [6 empty] | No |  | No | [22 empty] | D:3 3/8'' H:3 1/2'' Round |  |  | 6.5 | Black/White |  |  | Hardwired | 0 | 0 | 0 | 0 | 1 | 0 | 0 | 1 | 0 | 0 | 0 | 785652078545 | [16 empty] | cETL Wet | SEVIER 1L POST MOUNT-12 | Medium One Light Outdoor Post Lantern |  | 8238601-12.jpg | 8238601.jpg
8238601-71 | Medium One Light Outdoor Post Lantern | The Sevier outdoor collection by Sea Gull Lighting brings timeless design to new heights with its traditional design details found in classic outdoor fixtures as well as an open bottom for easy maintenance. Made of durable cast aluminum, a multi-level crown, top finial and stepped-edge back plate complete the traditional look. Offered in Antique Bronze or Black finish, both with Clear glass, the collection includes a one-light outdoor pendant, one-light post lantern, a large one-light uplight outdoor wall lantern, a small one-light uplight outdoor wall lantern, a small one-light downlight outdoor wall lantern, and a large one-light downlight outdoor wall lantern. | OUTDOOR | Sevier | Outdoor Lighting | Antique Bronze | 71 |  | Clear Glass |  |  |  | 1 Medium A19 100w |  | 1 | No | [14 empty] | 0 | [12 empty] | 54.5 | 109 | 163.5 | D:8 1/8'' H:17 3/4'' |  | 8.125 |  |  | 17.75 | Post Mount | [6 empty] | No |  | No | [22 empty] | D:3 3/8'' H:3 1/2'' Round |  |  | 6.5 | Black/White |  |  | Hardwired | 0 | 0 | 0 | 0 | 1 | 0 | 0 | 1 | 0 | 0 | 0 | 785652078552 | [16 empty] | cETL Wet | SEVIER 1L POST MOUNT-71 | Medium One Light Outdoor Post Lantern |  | 8238601-71.jpg | 8238601.jpg
8238651-12 | Medium One Light Outdoor Post Lantern | The Sevier outdoor collection by Sea Gull Lighting brings timeless design to new heights with its traditional design details found in classic outdoor fixtures as well as an open bottom for easy maintenance. Made of durable cast aluminum, a multi-level crown, top finial and stepped-edge back plate complete the traditional look. Offered in Antique Bronze or Black finish, both with Clear glass, the collection includes a one-light outdoor pendant, one-light post lantern, a large one-light uplight outdoor wall lantern, a small one-light uplight outdoor wall lantern, a small one-light downlight outdoor wall lantern, and a large one-light downlight outdoor wall lantern. | OUTDOOR | Sevier | Outdoor Lighting | Black | 12 |  | Satin Etched Glass |  |  |  | 1 Medium A19 100w |  | 1 | No | [14 empty] | 0 | [12 empty] | 54.5 | 109 | 163.5 | D:8 1/8'' H:17 3/4'' |  | 8.125 |  |  | 17.75 | Post Mount | [6 empty] | No |  | No | [22 empty] | D:3 3/8'' H:3 1/2'' Round |  |  | 6.5 | Black/White |  |  | Hardwired | 0 | 0 | 0 | 0 | 1 | 0 | 0 | 1 | 0 | 0 | 0 | 785652078569 | [16 empty] | cETL Wet | SEVIER 1L POST MOUNT-12 | Medium One Light Outdoor Post Lantern |  | 8238651-12.jpg | 8238651.jpg
8238651-71 | Medium One Light Outdoor Post Lantern | The Sevier outdoor collection by Sea Gull Lighting brings timeless design to new heights with its traditional design details found in classic outdoor fixtures as well as an open bottom for easy maintenance. Made of durable cast aluminum, a multi-level crown, top finial and stepped-edge back plate complete the traditional look. Offered in Antique Bronze or Black finish, both with Clear glass, the collection includes a one-light outdoor pendant, one-light post lantern, a large one-light uplight outdoor wall lantern, a small one-light uplight outdoor wall lantern, a small one-light downlight outdoor wall lantern, and a large one-light downlight outdoor wall lantern. | OUTDOOR | Sevier | Outdoor Lighting | Antique Bronze | 71 |  | Satin Etched Glass |  |  |  | 1 Medium A19 100w |  | 1 | No | [14 empty] | 0 | [12 empty] | 54.5 | 109 | 163.5 | D:8 1/8'' H:17 3/4'' |  | 8.125 |  |  | 17.75 | Post Mount | [6 empty] | No |  | No | [22 empty] | D:3 3/8'' H:3 1/2'' Round |  |  | 6.5 | Black/White |  |  | Hardwired | 0 | 0 | 0 | 0 | 1 | 0 | 0 | 1 | 0 | 0 | 0 | 785652078576 | [16 empty] | cETL Wet | SEVIER 1L POST MOUNT-71 | Medium One Light Outdoor Post Lantern |  | 8238651-71.jpg | 8238651.jpg
8238651EN3-12 | Medium One Light Outdoor Post Lantern | The Sevier outdoor collection by Sea Gull Lighting brings timeless design to new heights with its traditional design details found in classic outdoor fixtures as well as an open bottom for easy maintenance. Made of durable cast aluminum, a multi-level crown, top finial and stepped-edge back plate complete the traditional look. Offered in Antique Bronze or Black finish, both with Clear glass, the collection includes a one-light outdoor pendant, one-light post lantern, a large one-light uplight outdoor wall lantern, a small one-light uplight outdoor wall lantern, a small one-light downlight outdoor wall lantern, and a large one-light downlight outdoor wall lantern. | OUTDOOR | Sevier | Outdoor Lighting | Black | 12 |  | Satin Etched Glass |  |  |  | 1 Medium A19 9.3w |  | 1 | Yes | [14 empty] | 0 | [12 empty] | 59.5 | 119 | 178.5 | D:8 1/8'' H:17 3/4'' |  | 8.125 |  |  | 17.75 | Post Mount | [6 empty] | No |  | No | [22 empty] | D:3 3/8'' H:3 1/2'' Round |  |  | 6.5 | Black/White |  |  | Hardwired | 0 | 0 | 0 | 1 | 1 | 0 | 0 | 0 | 0 | 0 | 0 | 785652082887 | [16 empty] | cETL Wet | SEVIER 1L POST MOUNT-12 | Medium One Light Outdoor Post Lantern |  | 8238651EN3-12.jpg | 8238651EN3.jpg
8238651EN3-71 | Medium One Light Outdoor Post Lantern | The Sevier outdoor collection by Sea Gull Lighting brings timeless design to new heights with its traditional design details found in classic outdoor fixtures as well as an open bottom for easy maintenance. Made of durable cast aluminum, a multi-level crown, top finial and stepped-edge back plate complete the traditional look. Offered in Antique Bronze or Black finish, both with Clear glass, the collection includes a one-light outdoor pendant, one-light post lantern, a large one-light uplight outdoor wall lantern, a small one-light uplight outdoor wall lantern, a small one-light downlight outdoor wall lantern, and a large one-light downlight outdoor wall lantern. | OUTDOOR | Sevier | Outdoor Lighting | Antique Bronze | 71 |  | Satin Etched Glass |  |  |  | 1 Medium A19 9.3w |  | 1 | Yes | [14 empty] | 0 | [12 empty] | 59.5 | 119 | 178.5 | D:8 1/8'' H:17 3/4'' |  | 8.125 |  |  | 17.75 | Post Mount | [6 empty] | No |  | No | [22 empty] | D:3 3/8'' H:3 1/2'' Round |  |  | 6.5 | Black/White |  |  | Hardwired | 0 | 0 | 0 | 1 | 1 | 0 | 0 | 0 | 0 | 0 | 0 | 785652082894 | [16 empty] | cETL Wet | SEVIER 1L POST MOUNT-71 | Medium One Light Outdoor Post Lantern |  | 8238651EN3-71.jpg | 8238651EN3.jpg
8238701-12 | Large One Light Outdoor Post Lantern | The Sevier outdoor collection by Sea Gull Lighting brings timeless design to new heights with its traditional design details found in classic outdoor fixtures as well as an open bottom for easy maintenance. Made of durable cast aluminum, a multi-level crown, top finial and stepped-edge back plate complete the traditional look. Offered in Antique Bronze or Black finish, both with Clear glass, the collection includes a one-light outdoor pendant, one-light post lantern, a large one-light uplight outdoor wall lantern, a small one-light uplight outdoor wall lantern, a small one-light downlight outdoor wall lantern, and a large one-light downlight outdoor wall lantern. | OUTDOOR | Sevier | Outdoor Lighting | Black | 12 |  | Clear Glass | W:3.25" H:8.875" |  |  | 1 Medium A19 100w |  | 1 | No | [14 empty] | 0 | [12 empty] | 49.98 | 99.96 | 149.94 | D:9 3/8'' H:22 1/8'' |  | 9.375 |  |  | 22.125 | Other | [6 empty] | No |  | No | [25 empty] | 6.5 | Black/White |  |  | Hardwired | 0 | 0 | 0 | 0 | 1 | 0 | 0 | 1 | 0 | 0 | 0 | 785652001369 | 20.75 | 12.25 | 11 | 5.5 | 1.618 | 250 | Yes | [9 empty] | cETL Wet | SEVIER 1L POST-12 | Large One Light Outdoor Post Lantern |  | 8238701-12.png | 8238701.jpg
8238701-71 | Large One Light Outdoor Post Lantern | The Sevier outdoor collection by Sea Gull Lighting brings timeless design to new heights with its traditional design details found in classic outdoor fixtures as well as an open bottom for easy maintenance. Made of durable cast aluminum, a multi-level crown, top finial and stepped-edge back plate complete the traditional look. Offered in Antique Bronze or Black finish, both with Clear glass, the collection includes a one-light outdoor pendant, one-light post lantern, a large one-light uplight outdoor wall lantern, a small one-light uplight outdoor wall lantern, a small one-light downlight outdoor wall lantern, and a large one-light downlight outdoor wall lantern. | OUTDOOR | Sevier | Outdoor Lighting | Antique Bronze | 71 |  | Clear Glass | W:3.25" H:8.875" |  |  | 1 Medium A19 100w |  | 1 | No | [14 empty] | 0 | [12 empty] | 49.98 | 99.96 | 149.94 | D:9 3/8'' H:22 1/8'' |  | 9.375 |  |  | 22.125 | Other | [6 empty] | No |  | No | [25 empty] | 6.5 | Black/White |  |  | Hardwired | 0 | 0 | 0 | 0 | 1 | 0 | 0 | 1 | 0 | 0 | 0 | 785652001376 | 20.75 | 12.25 | 11 | 5.5 | 1.618 | 250 | Yes | [9 empty] | cETL Wet | SEVIER 1L POST-71 | Large One Light Outdoor Post Lantern |  | 8238701-71_alt.png | 8238701.jpg
8238751-12 | Large One Light Outdoor Post Lantern | The Sevier outdoor collection by Sea Gull Lighting brings timeless design to new heights with its traditional design details found in classic outdoor fixtures as well as an open bottom for easy maintenance. Made of durable cast aluminum, a multi-level crown, top finial and stepped-edge back plate complete the traditional look. Offered in Antique Bronze or Black finish, both with Clear glass, the collection includes a one-light outdoor pendant, one-light post lantern, a large one-light uplight outdoor wall lantern, a small one-light uplight outdoor wall lantern, a small one-light downlight outdoor wall lantern, and a large one-light downlight outdoor wall lantern. | OUTDOOR | Sevier | Outdoor Lighting | Black | 12 |  | Satin Etched Glass | W:3.25" H:8.875" |  |  | 1 Medium A19 100w |  | 1 | No | [14 empty] | 0 | [12 empty] | 47.45 | 94.9 | 142.35 | D:9 3/8'' H:22 1/8'' |  | 9.375 |  |  | 22.125 | Other | [6 empty] | No |  | No | [25 empty] | 6.5 | Black/White |  |  | Hardwired | 0 | 0 | 0 | 0 | 1 | 0 | 0 | 1 | 0 | 0 | 0 | 785652056093 | 20.75 | 12.25 | 11 | 5.5 | 1.618 | 250 | Yes | [9 empty] | cETL Wet | SEVIER 1L POST MOUNT-12 | Large One Light Outdoor Post Lantern |  | 8238751-12.jpg | 8238751.jpg
8238751-71 | Large One Light Outdoor Post Lantern | The Sevier outdoor collection by Sea Gull Lighting brings timeless design to new heights with its traditional design details found in classic outdoor fixtures as well as an open bottom for easy maintenance. Made of durable cast aluminum, a multi-level crown, top finial and stepped-edge back plate complete the traditional look. Offered in Antique Bronze or Black finish, both with Clear glass, the collection includes a one-light outdoor pendant, one-light post lantern, a large one-light uplight outdoor wall lantern, a small one-light uplight outdoor wall lantern, a small one-light downlight outdoor wall lantern, and a large one-light downlight outdoor wall lantern. | OUTDOOR | Sevier | Outdoor Lighting | Antique Bronze | 71 |  | Satin Etched Glass | W:3.25" H:8.875" |  |  | 1 Medium A19 100w |  | 1 | No | [14 empty] | 0 | [12 empty] | 47.45 | 94.9 | 142.35 | D:9 3/8'' H:22 1/8'' |  | 9.375 |  |  | 22.125 | Other | [6 empty] | No |  | No | [25 empty] | 6.5 | Black/White |  |  | Hardwired | 0 | 0 | 0 | 0 | 1 | 0 | 0 | 1 | 0 | 0 | 0 | 785652056109 | 20.75 | 12.25 | 11 | 5.5 | 1.618 | 250 | Yes | [9 empty] | cETL Wet | SEVIER 1L POST MOUNT-71 | Large One Light Outdoor Post Lantern |  | 8238751-71.jpg | 8238751.jpg
8238751EN3-12 | Large One Light Outdoor Post Lantern | The Sevier outdoor collection by Sea Gull Lighting brings timeless design to new heights with its traditional design details found in classic outdoor fixtures as well as an open bottom for easy maintenance. Made of durable cast aluminum, a multi-level crown, top finial and stepped-edge back plate complete the traditional look. Offered in Antique Bronze or Black finish, both with Clear glass, the collection includes a one-light outdoor pendant, one-light post lantern, a large one-light uplight outdoor wall lantern, a small one-light uplight outdoor wall lantern, a small one-light downlight outdoor wall lantern, and a large one-light downlight outdoor wall lantern. | OUTDOOR | Sevier | Outdoor Lighting | Black | 12 |  | Satin Etched Glass | W:3.25" H:8.875" |  |  | 1 Medium A19 9.3w |  | 1 | Yes | [14 empty] | 0 | [12 empty] | 52.45 | 104.9 | 157.35 | D:9 3/8'' H:22 1/8'' |  | 9.375 |  |  | 22.125 | Other | [6 empty] | No |  | No | [25 empty] | 6.5 | Black/White |  |  | Hardwired | 0 | 0 | 0 | 1 | 1 | 0 | 0 | 0 | 0 | 0 | 0 | 785652056215 | 20.75 | 12.25 | 11 | 5.5 | 1.618 | 250 | Yes | [9 empty] | cETL Wet | SEVIER 1L POST MOUNT-12 | Large One Light Outdoor Post Lantern |  | 8238751EN3-12.jpg | 8238751EN3.jpg
8238751EN3-71 | Large One Light Outdoor Post Lantern | The Sevier outdoor collection by Sea Gull Lighting brings timeless design to new heights with its traditional design details found in classic outdoor fixtures as well as an open bottom for easy maintenance. Made of durable cast aluminum, a multi-level crown, top finial and stepped-edge back plate complete the traditional look. Offered in Antique Bronze or Black finish, both with Clear glass, the collection includes a one-light outdoor pendant, one-light post lantern, a large one-light uplight outdoor wall lantern, a small one-light uplight outdoor wall lantern, a small one-light downlight outdoor wall lantern, and a large one-light downlight outdoor wall lantern. | OUTDOOR | Sevier | Outdoor Lighting | Antique Bronze | 71 |  | Undefined Glass | W:3.25" H:8.875" |  |  | 1 Medium A19 9.3w |  | 1 | Yes | [14 empty] | 0 | [12 empty] | 52.45 | 104.9 | 157.35 | D:9 3/8'' H:22 1/8'' |  | 9.375 |  |  | 22.125 | Other | [6 empty] | No |  | No | [25 empty] | 6.5 | Black/White |  |  | Hardwired | 0 | 0 | 0 | 1 | 1 | 0 | 0 | 0 | 0 | 0 | 0 | 785652056222 | 20.75 | 12.25 | 11 | 5.5 | 1.618 | 250 | Yes | [9 empty] | cETL Wet | SEVIER 1L POST MOUNT-71 | Large One Light Outdoor Post Lantern |  | 8238751EN3-71.jpg | 8238751EN3.jpg
8239-02 | Three Light Outdoor Post Lantern | Light has a way of sparkling against glass to create a warm and inviting welcome, and the Lancaster outdoor collection by Sea Gull Lighting is a classic example of such traditional design. Clear Curved Beveled glass is paired with one of four beautiful finish options including Polished Brass, Black, Antique Bronze and Antique Brushed Nickel. The assortment includes small, medium and large one-light outdoor wall lanterns, two-light outdoor wall lantern, three-light outdoor wall lantern, two-light and three-light outdoor post lanterns and a three-light outdoor pendant. Some of the fixtures can easily convert to LED by purchasing LED replacement lamps sold separately. | OUTDOOR | Lancaster | Outdoor Lighting | Polished Brass | 2 | Brass | Clear Curved Beveled Glass |  |  |  | 3 Candelabra Torpedo 60w |  | 3 | No | [14 empty] | 0 | [12 empty] | 112.98 | 225.96 | 338.94 | D:11 3/4'' H:24'' | 9.3 | 11.75 |  |  | 24 | Other | [6 empty] | No |  | No | [25 empty] | 6.5 |  |  | N/A |  | 0 | 0 | 0 | 0 | 1 | 0 | 0 | 1 | 0 | 0 | 0 | 785652823923 | 14.5 | 12.5 | 19.58 | 11.65 | 2.054 | 175 | Yes | [8 empty] | UL Wet | cUL Wet | LANCASTER 3L POST-02 | Three Light Outdoor Post Lantern |  | 8239-02.jpg | 8239.jpg
8239-12 | Three Light Outdoor Post Lantern | Light has a way of sparkling against glass to create a warm and inviting welcome, and the Lancaster outdoor collection by Sea Gull Lighting is a classic example of such traditional design. Clear Curved Beveled glass is paired with one of four beautiful finish options including Polished Brass, Black, Antique Bronze and Antique Brushed Nickel. The assortment includes small, medium and large one-light outdoor wall lanterns, two-light outdoor wall lantern, three-light outdoor wall lantern, two-light and three-light outdoor post lanterns and a three-light outdoor pendant. Some of the fixtures can easily convert to LED by purchasing LED replacement lamps sold separately. | OUTDOOR | Lancaster | Outdoor Lighting | Black | 12 | Brass | Clear Curved Beveled Glass |  |  |  | 3 Candelabra Torpedo 60w |  | 3 | No | [14 empty] | 0 | [12 empty] | 107.48 | 214.96 | 322.44 | D:11 3/4'' H:24'' | 9.3 | 11.75 |  |  | 24 | Other | [6 empty] | No |  | No | [25 empty] | 6.5 |  |  | N/A |  | 0 | 0 | 0 | 0 | 1 | 0 | 0 | 1 | 0 | 0 | 0 | 785652823909 | 14.38 | 12.75 | 19.38 | 11.9 | 2.056 | 175 | Yes | [8 empty] | UL Wet | cUL Wet | LANCASTER 3L POST-12 | Three Light Outdoor Post Lantern |  | 8239-12.jpg | 8239.jpg
8239-71 | Three Light Outdoor Post Lantern | Light has a way of sparkling against glass to create a warm and inviting welcome, and the Lancaster outdoor collection by Sea Gull Lighting is a classic example of such traditional design. Clear Curved Beveled glass is paired with one of four beautiful finish options including Polished Brass, Black, Antique Bronze and Antique Brushed Nickel. The assortment includes small, medium and large one-light outdoor wall lanterns, two-light outdoor wall lantern, three-light outdoor wall lantern, two-light and three-light outdoor post lanterns and a three-light outdoor pendant. Some of the fixtures can easily convert to LED by purchasing LED replacement lamps sold separately. | OUTDOOR | Lancaster | Outdoor Lighting | Antique Bronze | 71 | Brass | Clear Curved Beveled Glass |  |  |  | 3 Candelabra Torpedo 60w |  | 3 | No | [14 empty] | 0 | [12 empty] | 112.98 | 225.96 | 338.94 | D:11 3/4'' H:24'' | 9.3 | 11.75 |  |  | 24 | Other | [6 empty] | No |  | No | [25 empty] | 6.5 |  |  | N/A |  | 0 | 0 | 0 | 0 | 1 | 0 | 0 | 1 | 0 | 0 | 0 | 785652823985 | 14.18 | 12.78 | 19.25 | 11.3 | 2.019 | 175 | Yes | [8 empty] | UL Wet | cUL Wet | LANCASTER 3L POST-71 | Three Light Outdoor Post Lantern |  | 8239-71.jpg | 8239.jpg
8239-965 | Three Light Outdoor Post Lantern | Light has a way of sparkling against glass to create a warm and inviting welcome, and the Lancaster outdoor collection by Sea Gull Lighting is a classic example of such traditional design. Clear Curved Beveled glass is paired with one of four beautiful finish options including Polished Brass, Black, Antique Bronze and Antique Brushed Nickel. The assortment includes small, medium and large one-light outdoor wall lanterns, two-light outdoor wall lantern, three-light outdoor wall lantern, two-light and three-light outdoor post lanterns and a three-light outdoor pendant. Some of the fixtures can easily convert to LED by purchasing LED replacement lamps sold separately. | OUTDOOR | Lancaster | Outdoor Lighting | Antique Brushed Nickel | 965 | Brass | Clear Curved Beveled Glass |  |  |  | 3 Candelabra Torpedo 60w |  | 3 | No | [14 empty] | 0 | [12 empty] | 112.98 | 225.96 | 338.94 | D:11 3/4'' H:24'' | 9.3 | 11.75 |  |  | 24 | Other | [6 empty] | No |  | No | [25 empty] | 6.5 |  |  | N/A |  | 0 | 0 | 0 | 0 | 1 | 0 | 0 | 1 | 0 | 0 | 0 | 785652823954 | 14.38 | 12.75 | 19.38 | 11.9 | 2.056 | 175 | Yes | [8 empty] | UL Wet | cUL Wet | LANCASTER 3L POST-965 | Three Light Outdoor Post Lantern |  | 8239-965.jpg | 8239.jpg
8239EN-02 | Three Light Outdoor Post Lantern | Light has a way of sparkling against glass to create a warm and inviting welcome, and the Lancaster outdoor collection by Sea Gull Lighting is a classic example of such traditional design. Clear Curved Beveled glass is paired with one of four beautiful finish options including Polished Brass, Black, Antique Bronze and Antique Brushed Nickel. The assortment includes small, medium and large one-light outdoor wall lanterns, two-light outdoor wall lantern, three-light outdoor wall lantern, two-light and three-light outdoor post lanterns and a three-light outdoor pendant. Some of the fixtures can easily convert to LED by purchasing LED replacement lamps sold separately. | OUTDOOR | Lancaster | Outdoor Lighting | Polished Brass | 2 | Brass | Undefined Glass |  |  |  | 3 Candelabra Torpedo 3.5w |  | 3 | Yes | [14 empty] | 0 | [12 empty] | 124.98 | 249.96 | 374.94 | D:11 3/4'' H:24'' | 9.3 | 11.75 |  |  | 24 | Other | [6 empty] | No |  | No | [25 empty] | 6.5 |  |  | N/A |  | 0 | 0 | 0 | 1 | 1 | 0 | 0 | 0 | 0 | 0 | 0 | 785652032059 | 19.5 | 12.5 | 14.5 | 11.65 | 2.045 | 175 | Yes | [8 empty] | UL Wet | cUL Wet | LANCASTER 3L POST-02 | Three Light Outdoor Post Lantern |  | 8239EN-02.jpg | 8239.jpg
8239EN-12 | Three Light Outdoor Post Lantern | Light has a way of sparkling against glass to create a warm and inviting welcome, and the Lancaster outdoor collection by Sea Gull Lighting is a classic example of such traditional design. Clear Curved Beveled glass is paired with one of four beautiful finish options including Polished Brass, Black, Antique Bronze and Antique Brushed Nickel. The assortment includes small, medium and large one-light outdoor wall lanterns, two-light outdoor wall lantern, three-light outdoor wall lantern, two-light and three-light outdoor post lanterns and a three-light outdoor pendant. Some of the fixtures can easily convert to LED by purchasing LED replacement lamps sold separately. | OUTDOOR | Lancaster | Outdoor Lighting | Black | 12 | Brass | Undefined Glass |  |  |  | 3 Candelabra Torpedo 3.5w |  | 3 | Yes | [14 empty] | 0 | [12 empty] | 117.48 | 234.96 | 352.44 | D:11 3/4'' H:24'' | 9.3 | 11.75 |  |  | 24 | Other | [6 empty] | No |  | No | [25 empty] | 6.5 |  |  | N/A |  | 0 | 0 | 0 | 1 | 1 | 0 | 0 | 0 | 0 | 0 | 0 | 785652032066 | 14.38 | 12.75 | 19.38 | 11.9 | 2.056 | 175 | Yes | [8 empty] | UL Wet | cUL Wet | LANCASTER 3L POST-12 | Three Light Outdoor Post Lantern |  | 8239EN-12.jpg | 8239.jpg
8239EN-71 | Three Light Outdoor Post Lantern | Light has a way of sparkling against glass to create a warm and inviting welcome, and the Lancaster outdoor collection by Sea Gull Lighting is a classic example of such traditional design. Clear Curved Beveled glass is paired with one of four beautiful finish options including Polished Brass, Black, Antique Bronze and Antique Brushed Nickel. The assortment includes small, medium and large one-light outdoor wall lanterns, two-light outdoor wall lantern, three-light outdoor wall lantern, two-light and three-light outdoor post lanterns and a three-light outdoor pendant. Some of the fixtures can easily convert to LED by purchasing LED replacement lamps sold separately. | OUTDOOR | Lancaster | Outdoor Lighting | Antique Bronze | 71 | Brass | Undefined Glass |  |  |  | 3 Candelabra Torpedo 3.5w |  | 3 | Yes | [14 empty] | 0 | [12 empty] | 124.98 | 249.96 | 374.94 | D:11 3/4'' H:24'' | 9.3 | 11.75 |  |  | 24 | Other | [6 empty] | No |  | No | [25 empty] | 6.5 |  |  | N/A |  | 0 | 0 | 0 | 1 | 1 | 0 | 0 | 0 | 0 | 0 | 0 | 785652032073 | 14.18 | 12.78 | 19.25 | 11.3 | 2.019 | 175 | Yes | [8 empty] | UL Wet | cUL Wet | LANCASTER 3L POST-71 | Three Light Outdoor Post Lantern |  | 8239EN-71.jpg | 8239.jpg
8239EN-965 | Three Light Outdoor Post Lantern | Light has a way of sparkling against glass to create a warm and inviting welcome, and the Lancaster outdoor collection by Sea Gull Lighting is a classic example of such traditional design. Clear Curved Beveled glass is paired with one of four beautiful finish options including Polished Brass, Black, Antique Bronze and Antique Brushed Nickel. The assortment includes small, medium and large one-light outdoor wall lanterns, two-light outdoor wall lantern, three-light outdoor wall lantern, two-light and three-light outdoor post lanterns and a three-light outdoor pendant. Some of the fixtures can easily convert to LED by purchasing LED replacement lamps sold separately. | OUTDOOR | Lancaster | Outdoor Lighting | Antique Brushed Nickel | 965 | Brass | Undefined Glass |  |  |  | 3 Candelabra Torpedo 3.5w |  | 3 | Yes | [14 empty] | 0 | [12 empty] | 131.98 | 263.96 | 395.94 | D:11 3/4'' H:24'' | 9.3 | 11.75 |  |  | 24 | Other | [6 empty] | No |  | No | [25 empty] | 6.5 |  |  | N/A |  | 0 | 0 | 0 | 1 | 1 | 0 | 0 | 0 | 0 | 0 | 0 | 785652032080 | 19.4 | 12.75 | 15 | 11.9 | 2.147 | 175 | Yes | [8 empty] | UL Wet | cUL Wet | LANCASTER 3L POST-965 | Three Light Outdoor Post Lantern |  | 8239EN-965.jpg | 8239.jpg
8247901-12 | One Light Outdoor Post Lantern | The transitional Crowell outdoor lighting collection by Sea Gull Lighting conveys Art Deco influences with its linear, vertical details and clean, overall design. Their large scale gives these light fixtures real presence without competing with the residential architecture they adorn. The lighting collection, offered in Antique Bronze finish with Crème Parchment glass or Black finish with Satin Etched glass, offers a one-light outdoor pendant, a two-light outdoor ceiling flush mount, a one-light outdoor post lantern, and small, medium and large one-light outdoor wall lanterns also available in Dark Sky versions. Incandescent, integrated LED and ENERGY STAR-qualified LED lamping are available. The advanced, integrated LED option has warm-on-dim technology that warms in color when dimmed, going from 2700K to 2200K and is California Title 24 compliant. | OUTDOOR | Crowell | Outdoor Lighting | Black | 12 | Aluminum | Satin Etched Glass | D:5.6875" H:10.5" |  |  | 1 Medium A19 100w |  | 1 | No | [14 empty] | 0 | [12 empty] | 124.98 | 249.96 | 374.94 | D:9'' H:17'' | 4.7 | 9 |  |  | 17 | Post | [6 empty] | No |  | No | [22 empty] | D:3'' H:3'' Round |  |  | 6 | Black/White |  |  | Hardwired | 0 | 0 | 0 | 0 | 1 | 0 | 0 | 1 | 0 | 0 | 0 | 785652107887 | 20.25 | 11.25 | 11.5 | 6.3 | 1.516 | 175 | Yes | [9 empty] | cETL Wet | CROWELL 1L POST-12 | One Light Outdoor Post Lantern |  | 8247901-12.jpg | 8247901.jpg
8247901-71 | One Light Outdoor Post Lantern | The transitional Crowell outdoor lighting collection by Sea Gull Lighting conveys Art Deco influences with its linear, vertical details and clean, overall design. Their large scale gives these light fixtures real presence without competing with the residential architecture they adorn. The lighting collection, offered in Antique Bronze finish with Crème Parchment glass or Black finish with Satin Etched glass, offers a one-light outdoor pendant, a two-light outdoor ceiling flush mount, a one-light outdoor post lantern, and small, medium and large one-light outdoor wall lanterns also available in Dark Sky versions. Incandescent, integrated LED and ENERGY STAR-qualified LED lamping are available. The advanced, integrated LED option has warm-on-dim technology that warms in color when dimmed, going from 2700K to 2200K and is California Title 24 compliant. | OUTDOOR | Crowell | Outdoor Lighting | Antique Bronze | 71 | Aluminum | Creme Parchment Glass | D:5.6875" H:10.5" |  |  | 1 Medium A19 100w |  | 1 | No | [14 empty] | 0 | [12 empty] | 124.98 | 249.96 | 374.94 | D:9'' H:17'' | 4.7 | 9 |  |  | 17 | Post | [6 empty] | No |  | No | [22 empty] | D:3'' H:3'' Round |  |  | 6 | Black/White |  |  | Hardwired | 0 | 0 | 0 | 0 | 1 | 0 | 0 | 1 | 0 | 0 | 0 | 785652107894 | 11.5 | 11.25 | 20.25 | 6.3 | 1.516 | 175 | Yes | [9 empty] | cETL Wet | CROWELL 1L POST-71 | One Light Outdoor Post Lantern |  | 8247901-71.jpg | 8247901.jpg
8247901EN3-12 | One Light Outdoor Post Lantern | The transitional Crowell outdoor lighting collection by Sea Gull Lighting conveys Art Deco influences with its linear, vertical details and clean, overall design. Their large scale gives these light fixtures real presence without competing with the residential architecture they adorn. The lighting collection, offered in Antique Bronze finish with Crème Parchment glass or Black finish with Satin Etched glass, offers a one-light outdoor pendant, a two-light outdoor ceiling flush mount, a one-light outdoor post lantern, and small, medium and large one-light outdoor wall lanterns also available in Dark Sky versions. Incandescent, integrated LED and ENERGY STAR-qualified LED lamping are available. The advanced, integrated LED option has warm-on-dim technology that warms in color when dimmed, going from 2700K to 2200K and is California Title 24 compliant. | OUTDOOR | Crowell | Outdoor Lighting | Black | 12 | Aluminum | Satin Etched Glass | D:5.6875" H:10.5" |  |  | 1 Medium A19 9.3w |  | 1 | Yes | [14 empty] | 0 | [12 empty] | 131.98 | 263.96 | 395.94 | D:9'' H:17'' | 4.7 | 9 |  |  | 17 | Post | [6 empty] | No |  | No | [22 empty] | D:3'' H:3'' Round |  |  | 6 | Black/White |  |  | Hardwired | 0 | 0 | 0 | 1 | 1 | 0 | 0 | 0 | 0 | 0 | 0 | 785652052576 | 20.25 | 11.25 | 11.5 | 6.3 | 1.516 | 175 | Yes | [9 empty] | cETL Wet | CROWELL 1L POST-12 | One Light Outdoor Post Lantern |  | 8247901EN3-12.jpg | 8247901.jpg
8247901EN3-71 | One Light Outdoor Post Lantern | The transitional Crowell outdoor lighting collection by Sea Gull Lighting conveys Art Deco influences with its linear, vertical details and clean, overall design. Their large scale gives these light fixtures real presence without competing with the residential architecture they adorn. The lighting collection, offered in Antique Bronze finish with Crème Parchment glass or Black finish with Satin Etched glass, offers a one-light outdoor pendant, a two-light outdoor ceiling flush mount, a one-light outdoor post lantern, and small, medium and large one-light outdoor wall lanterns also available in Dark Sky versions. Incandescent, integrated LED and ENERGY STAR-qualified LED lamping are available. The advanced, integrated LED option has warm-on-dim technology that warms in color when dimmed, going from 2700K to 2200K and is California Title 24 compliant. | OUTDOOR | Crowell | Outdoor Lighting | Antique Bronze | 71 | Aluminum | Creme Parchment Glass | D:5.6875" H:10.5" |  |  | 1 Medium A19 9.3w |  | 1 | Yes | [14 empty] | 0 | [12 empty] | 131.98 | 263.96 | 395.94 | D:9'' H:17'' | 4.7 | 9 |  |  | 17 | Post | [6 empty] | No |  | No | [22 empty] | D:3'' H:3'' Round |  |  | 6 | Black/White |  |  | Hardwired | 0 | 0 | 0 | 1 | 1 | 0 | 0 | 0 | 0 | 0 | 0 | 785652052583 | 11.5 | 11.25 | 20.25 | 6.3 | 1.516 | 175 | Yes | [9 empty] | cETL Wet | CROWELL 1L POST-71 | One Light Outdoor Post Lantern |  | 8247901EN3-71.jpg | 8247901.jpg
8250701-12 | One Light Outdoor Post Lantern | Timeless neo-classical style meets high-tech performance in the Calder Collection. Using an ornate style that echoes colonial lanterns but constructed in proprietary StoneStrong exterior, Calder will withstand harsh outdoor conditions for years to come. StoneStrong material is rust-proof and built to last in any outside environment, including coastal, dry, and harsh winter climates. StoneStrong is also backed by a robust warranty. Add a vintage classical look with the advantages of modern technology as an attractive and practical addition to any exterior. Available in Black and Antique Bronze finishes. All fixtures are available as ENERGY STAR®-qualified and California Title 24 compliant. | OUTDOOR | Calder | Outdoor Lighting | Black | 12 | StoneStrong | Satin Etched Glass | D:7.5" H:8.625" |  |  | 1 Medium A19 75w |  | 1 | No | [14 empty] | 0 | [12 empty] | 88.45 | 176.9 | 265.35 | D:10'' H:20'' | 4.8 | 10 |  |  | 20 | Post | [6 empty] | No |  | No | [22 empty] | D:3'' H:3 1/2'' Round |  |  | 6 | Black/White |  |  | Hardwired | 0 | 0 | 0 | 0 | 1 | 0 | 0 | 1 | 0 | 0 | 0 | 785652056413 | 20.5 | 13.25 | 13 | 7.2 | 2.043 | 250 | Yes | [9 empty] | cETL Wet | CALDER 1L POST LANTERN-12 | One Light Outdoor Post Lantern |  | 8250701-12.png | 8250701.jpg
8250701-71 | One Light Outdoor Post Lantern | Timeless neo-classical style meets high-tech performance in the Calder Collection. Using an ornate style that echoes colonial lanterns but constructed in proprietary StoneStrong exterior, Calder will withstand harsh outdoor conditions for years to come. StoneStrong material is rust-proof and built to last in any outside environment, including coastal, dry, and harsh winter climates. StoneStrong is also backed by a robust warranty. Add a vintage classical look with the advantages of modern technology as an attractive and practical addition to any exterior. Available in Black and Antique Bronze finishes. All fixtures are available as ENERGY STAR®-qualified and California Title 24 compliant. | OUTDOOR | Calder | Outdoor Lighting | Antique Bronze | 71 | StoneStrong | Satin Etched Glass | D:7.5" H:8.625" |  |  | 1 Medium A19 75w |  | 1 | No | [14 empty] | 0 | [12 empty] | 92.98 | 185.96 | 278.94 | D:10'' H:20'' | 4.8 | 10 |  |  | 20 | Post | [6 empty] | No |  | No | [22 empty] | D:3'' H:3 1/2'' Round |  |  | 6 | Black/White |  |  | Hardwired | 0 | 0 | 0 | 0 | 1 | 0 | 0 | 1 | 0 | 0 | 0 | 785652056420 | 20.5 | 13.25 | 13 | 7.2 | 2.043 | 250 | Yes | [9 empty] | cETL Wet | CALDER 1L POST LANTERN-71 | One Light Outdoor Post Lantern |  | 8250701-71.png | 8250701.jpg
8250701EN3-12 | One Light Outdoor Post Lantern | Timeless neo-classical style meets high-tech performance in the Calder Collection. Using an ornate style that echoes colonial lanterns but constructed in proprietary StoneStrong exterior, Calder will withstand harsh outdoor conditions for years to come. StoneStrong material is rust-proof and built to last in any outside environment, including coastal, dry, and harsh winter climates. StoneStrong is also backed by a robust warranty. Add a vintage classical look with the advantages of modern technology as an attractive and practical addition to any exterior. Available in Black and Antique Bronze finishes. All fixtures are available as ENERGY STAR®-qualified and California Title 24 compliant. | OUTDOOR | Calder | Outdoor Lighting | Black | 12 | StoneStrong | Satin Etched Glass | D:7.5" H:8.625" |  |  | 1 Medium A19 9.3w |  | 1 | Yes | [14 empty] | 0 | [12 empty] | 99.98 | 199.96 | 299.94 | D:10'' H:20'' | 4.8 | 10 |  |  | 20 | Post | [6 empty] | No |  | No | [22 empty] | D:3'' H:3 1/2'' Round |  |  | 6 | Black/White |  |  | Hardwired | 0 | 0 | 0 | 1 | 1 | 0 | 0 | 0 | 0 | 0 | 0 | 785652056802 | 20.5 | 13.25 | 13 | 7.2 | 2.043 | 250 | Yes | [9 empty] | cETL Wet | CALDER 1L POST LANTERN-12 | One Light Outdoor Post Lantern |  | 8250701EN3-12.png | 8250701EN3.jpg
8250701EN3-71 | One Light Outdoor Post Lantern | Timeless neo-classical style meets high-tech performance in the Calder Collection. Using an ornate style that echoes colonial lanterns but constructed in proprietary StoneStrong exterior, Calder will withstand harsh outdoor conditions for years to come. StoneStrong material is rust-proof and built to last in any outside environment, including coastal, dry, and harsh winter climates. StoneStrong is also backed by a robust warranty. Add a vintage classical look with the advantages of modern technology as an attractive and practical addition to any exterior. Available in Black and Antique Bronze finishes. All fixtures are available as ENERGY STAR®-qualified and California Title 24 compliant. | OUTDOOR | Calder | Outdoor Lighting | Antique Bronze | 71 | StoneStrong | Satin Etched Glass | D:7.5" H:8.625" |  |  | 1 Medium A19 9.3w |  | 1 | Yes | [14 empty] | 0 | [12 empty] | 99.98 | 199.96 | 299.94 | D:10'' H:20'' | 4.8 | 10 |  |  | 20 | Post | [6 empty] | No |  | No | [22 empty] | D:3'' H:3 1/2'' Round |  |  | 6 | Black/White |  |  | Hardwired | 0 | 0 | 0 | 1 | 1 | 0 | 0 | 0 | 0 | 0 | 0 | 785652056819 | 20.5 | 13.25 | 13 | 7.2 | 2.043 | 250 | Yes | [9 empty] | cETL Wet | CALDER 1L POST LANTERN-71 | One Light Outdoor Post Lantern |  | 8250701EN3-71.png | 8250701EN3.jpg
8252-68 | One Light Outdoor Post Lantern | These outdoor post lights are a timeless design that is minimalist in nature. The round acrylic diffuser is crafted for lasting durability. The outdoor globe post top lanterns fit 3 inch posts, sold separately. | OUTDOOR | Outdoor Globe | Outdoor Lighting | White Plastic | 68 | Polycarbonate |  |  |  | White Plastic Acrylic | 1 Medium A19 100w |  | 1 | No | [14 empty] | 0 | [12 empty] | 33.48 | 66.96 | 100.44 | D:12'' H:13'' | 2.2 | 12 |  |  | 13 | Other | [6 empty] | No |  | No | [25 empty] | 6.5 |  |  | N/A |  | 0 | 0 | 0 | 0 | 1 | 0 | 0 | 1 | 0 | 0 | 0 | 785652825286 | 12.38 | 12.38 | 12.75 | 2.6 | 1.131 | 250 | Yes | [9 empty] | cETL Wet | OUTDOOR GLOBE 1L POST-68 | One Light Outdoor Post Lantern |  | 8252-68.jpg | 8252.jpg
8252701-12 | One Light Outdoor Post Lantern |  | OUTDOOR | Tomek | Outdoor Lighting | Black | 12 | Aluminum | Etched / White Inside Glass | L:5.5" W:0.125" H:9" |  |  | 1 Medium A19 75w |  | 1 | No | [14 empty] | 0 | [12 empty] | 74.5 | 149 | 223.5 | L:8 3/8'' W:8 3/8'' H:15 3/8'' |  |  | 8.375 | 8.375 | 15.375 | Post Mount | [6 empty] | No |  | No | [22 empty] | D:3 5/32'' H:3'' Round |  |  | 6.5 | Black/White |  |  | Hardwired | 0 | 0 | 0 | 0 | 1 | 0 | 0 | 1 | 0 | 0 | 0 | 785652076992 | 17.25 | 15 | 10.75 | 4.9 | 1.61 | 250 | Yes | [9 empty] | cETL Wet | TOMEK 1L POST MOUNT-12 | One Light Outdoor Post Lantern |  | 8252701-12.jpg | 8252701.jpg
8252701-71 | One Light Outdoor Post Lantern |  | OUTDOOR | Tomek | Outdoor Lighting | Antique Bronze | 71 | Aluminum | Etched / White Inside Glass | L:5.5" W:0.125" H:9" |  |  | 1 Medium A19 75w |  | 1 | No | [14 empty] | 0 | [12 empty] | 74.5 | 149 | 223.5 | L:8 3/8'' W:8 3/8'' H:15 3/8'' |  |  | 8.375 | 8.375 | 15.375 | Post Mount | [6 empty] | No |  | No | [22 empty] | D:3 5/32'' H:3'' Round |  |  | 6.5 | Black/White |  |  | Hardwired | 0 | 0 | 0 | 0 | 1 | 0 | 0 | 1 | 0 | 0 | 0 | 785652077005 | [16 empty] | cETL Wet | TOMEK 1L POST MOUNT-71 | One Light Outdoor Post Lantern |  | 8252701-71.jpg | 8252701.jpg
8252701EN3-12 | One Light Outdoor Post Lantern |  | OUTDOOR | Tomek | Outdoor Lighting | Black | 12 | Aluminum | Etched / White Inside Glass | L:5.5" W:0.125" H:9" |  |  | 1 Medium A19 9.3w |  | 1 | Yes | [14 empty] | 0 | [12 empty] | 79.5 | 159 | 238.5 | L:8 3/8'' W:8 3/8'' H:15 3/8'' |  |  | 8.375 | 8.375 | 15.375 | Post Mount | [6 empty] | No |  | No | [22 empty] | D:3 5/32'' H:3'' Round |  |  | 6.5 | Black/White |  |  | Hardwired | 0 | 0 | 0 | 1 | 1 | 0 | 0 | 0 | 0 | 0 | 0 | 785652080609 | [16 empty] | cETL Wet | TOMEK 1L POST MOUNT-12 | One Light Outdoor Post Lantern |  | 8252701EN3-12.jpg | 8252701EN3.jpg
8252701EN3-71 | One Light Outdoor Post Lantern |  | OUTDOOR | Tomek | Outdoor Lighting | Antique Bronze | 71 | Aluminum | Etched / White Inside Glass | L:5.5" W:0.125" H:9" |  |  | 1 Medium A19 9.3w |  | 1 | Yes | [14 empty] | 0 | [12 empty] | 79.5 | 159 | 238.5 | L:8 3/8'' W:8 3/8'' H:15 3/8'' |  |  | 8.375 | 8.375 | 15.375 | Post Mount | [6 empty] | No |  | No | [22 empty] | D:3 5/32'' H:3'' Round |  |  | 6.5 | Black/White |  |  | Hardwired | 0 | 0 | 0 | 1 | 1 | 0 | 0 | 0 | 0 | 0 | 0 | 785652080616 | [16 empty] | cETL Wet | TOMEK 1L POST MOUNT-71 | One Light Outdoor Post Lantern |  | 8252701EN3-71.jpg | 8252701EN3.jpg
82529-12 | One Light Outdoor Post Lantern | Kent outdoor lighting fixtures by Sea Gull Lighting are crafted in die-cast aluminum for added durability to withstand harsh weather conditions. The traditional styling inspired by antique gas lanterns is offered in either Oxford Bronze with Clear Seeded glass, Black finish with Clear Beveled glass, and both finishes with Satin Etched glass. The assortment includes small and large one-light outdoor wall lanterns (with a flat bottom), as well as an additional design of small and large one-light outdoor wall lanterns (with finial on top and bottom) which can be mounted up or down, a one-light outdoor semi-flush convertible pendant and a one-light outdoor post lantern. Both incandescent lamping and ENERGY STAR-qualified LED lamping (for those fixtures with the Satin Etched glass) are available for most of the fixtures, and some can easily convert to LED by purchasing LED replacement lamps sold separately. | OUTDOOR | Kent | Outdoor Lighting | Black | 12 | Die Cast Aluminum | Satin Etched Glass |  |  |  | 1 Medium A19 100w |  | 1 | No | [14 empty] | 0 | [12 empty] | 47.98 | 95.96 | 143.94 | L:8 3/8'' W:8 3/8'' H:20 1/4'' | 5 |  | 8.375 | 8.375 | 20.25 | Other | [6 empty] | No |  | No | [25 empty] | 6.5 | Black/White |  | N/A |  | 0 | 0 | 0 | 0 | 1 | 0 | 0 | 1 | 0 | 0 | 0 | 785652117428 | 22.25 | 10 | 10 | 6.2 | 1.288 | 175 | Yes | [8 empty] | UL Wet | cUL Wet | KENT 1L POST-12 | One Light Outdoor Post Lantern |  | 82529-12.jpg | 82029.jpg
82529-746 | One Light Outdoor Post Lantern | Kent outdoor lighting fixtures by Sea Gull Lighting are crafted in die-cast aluminum for added durability to withstand harsh weather conditions. The traditional styling inspired by antique gas lanterns is offered in either Oxford Bronze with Clear Seeded glass, Black finish with Clear Beveled glass, and both finishes with Satin Etched glass. The assortment includes small and large one-light outdoor wall lanterns (with a flat bottom), as well as an additional design of small and large one-light outdoor wall lanterns (with finial on top and bottom) which can be mounted up or down, a one-light outdoor semi-flush convertible pendant and a one-light outdoor post lantern. Both incandescent lamping and ENERGY STAR-qualified LED lamping (for those fixtures with the Satin Etched glass) are available for most of the fixtures, and some can easily convert to LED by purchasing LED replacement lamps sold separately. | OUTDOOR | Kent | Outdoor Lighting | Oxford Bronze | 746 | Die Cast Aluminum | Satin Etched Glass |  |  |  | 1 Medium A19 100w |  | 1 | No | [14 empty] | 0 | [12 empty] | 47.98 | 95.96 | 143.94 | L:8 3/8'' W:8 3/8'' H:20 1/4'' | 5 |  | 8.375 | 8.375 | 20.25 | Other | [6 empty] | No |  | No | [25 empty] | 6.5 | Black/White |  | N/A |  | 0 | 0 | 0 | 0 | 1 | 0 | 0 | 1 | 0 | 0 | 0 | 785652117435 | 22.25 | 10 | 10 | 6.2 | 1.288 | 175 | Yes | [8 empty] | UL Wet | cUL Wet | KENT 1L POST-746 | One Light Outdoor Post Lantern |  | 82529-746.jpg | 82029.jpg
82529EN3-12 | One Light Outdoor Post Lantern | Kent outdoor lighting fixtures by Sea Gull Lighting are crafted in die-cast aluminum for added durability to withstand harsh weather conditions. The traditional styling inspired by antique gas lanterns is offered in either Oxford Bronze with Clear Seeded glass, Black finish with Clear Beveled glass, and both finishes with Satin Etched glass. The assortment includes small and large one-light outdoor wall lanterns (with a flat bottom), as well as an additional design of small and large one-light outdoor wall lanterns (with finial on top and bottom) which can be mounted up or down, a one-light outdoor semi-flush convertible pendant and a one-light outdoor post lantern. Both incandescent lamping and ENERGY STAR-qualified LED lamping (for those fixtures with the Satin Etched glass) are available for most of the fixtures, and some can easily convert to LED by purchasing LED replacement lamps sold separately. | OUTDOOR | Kent | Outdoor Lighting | Black | 12 | Die Cast Aluminum | Satin Etched Glass |  |  |  | 1 Medium A19 9.3w |  | 1 | Yes | [14 empty] | 0 | [12 empty] | 52.48 | 104.96 | 157.44 | L:8 3/8'' W:8 3/8'' H:20 1/4'' | 5 |  | 8.375 | 8.375 | 20.25 | Other | [6 empty] | No |  | No | [25 empty] | 6.5 | Black/White |  | N/A |  | 0 | 0 | 0 | 1 | 1 | 0 | 0 | 0 | 0 | 0 | 0 | 785652052590 | 22.25 | 10 | 10 | 6.2 | 1.288 | 175 | Yes | [8 empty] | UL Wet | cUL Wet | KENT 1L POST-12 | One Light Outdoor Post Lantern |  | 82529EN3-12.jpg | 82529.jpg
82529EN3-746 | One Light Outdoor Post Lantern | Kent outdoor lighting fixtures by Sea Gull Lighting are crafted in die-cast aluminum for added durability to withstand harsh weather conditions. The traditional styling inspired by antique gas lanterns is offered in either Oxford Bronze with Clear Seeded glass, Black finish with Clear Beveled glass, and both finishes with Satin Etched glass. The assortment includes small and large one-light outdoor wall lanterns (with a flat bottom), as well as an additional design of small and large one-light outdoor wall lanterns (with finial on top and bottom) which can be mounted up or down, a one-light outdoor semi-flush convertible pendant and a one-light outdoor post lantern. Both incandescent lamping and ENERGY STAR-qualified LED lamping (for those fixtures with the Satin Etched glass) are available for most of the fixtures, and some can easily convert to LED by purchasing LED replacement lamps sold separately. | OUTDOOR | Kent | Outdoor Lighting | Oxford Bronze | 746 | Die Cast Aluminum | Satin Etched Glass |  |  |  | 1 Medium A19 9.3w |  | 1 | Yes | [14 empty] | 0 | [12 empty] | 52.48 | 104.96 | 157.44 | L:8 3/8'' W:8 3/8'' H:20 1/4'' | 5 |  | 8.375 | 8.375 | 20.25 | Other | [6 empty] | No |  | No | [25 empty] | 6.5 | Black/White |  | N/A |  | 0 | 0 | 0 | 1 | 1 | 0 | 0 | 0 | 0 | 0 | 0 | 785652052606 | 22.25 | 10 | 10 | 6.2 | 1.288 | 175 | Yes | [8 empty] | UL Wet | cUL Wet | KENT 1L POST-746 | One Light Outdoor Post Lantern |  | 82529EN3-746.jpg | 82529.jpg
8252EN3-68 | One Light Outdoor Post Lantern | These outdoor post lights are a timeless design that is minimalist in nature. The round acrylic diffuser is crafted for lasting durability. The outdoor globe post top lanterns fit 3 inch posts, sold separately. | OUTDOOR | Outdoor Globe | Outdoor Lighting | White Plastic | 68 | Polycarbonate |  |  |  | White Plastic Acrylic | 1 Medium A19 9.3w |  | 1 | Yes | [14 empty] | 0 | [12 empty] | 38.98 | 77.96 | 116.94 | D:12'' H:13'' | 2.2 | 12 |  |  | 13 | Other | [6 empty] | No |  | No | [25 empty] | 6.5 | Black/White |  |  |  | 0 | 0 | 0 | 1 | 1 | 0 | 0 | 0 | 0 | 0 | 0 | 785652065255 | 12.38 | 12.38 | 12.75 | 2.6 | 1.131 | 250 | Yes | [9 empty] | cETL Wet | OUTDOOR GLOBE 1L POST-68 | One Light Outdoor Post Lantern |  | 8252EN3-68.jpg | 8252EN3.jpg
8254-68 | One Light Outdoor Post Lantern | These outdoor post lights are a timeless design that is minimalist in nature. The round acrylic diffuser is crafted for lasting durability. The outdoor globe post top lanterns fit 3 inch posts, sold separately. | OUTDOOR | Outdoor Globe | Outdoor Lighting | White Plastic | 68 | Polycarbonate |  |  |  | White Plastic Acrylic | 1 Medium A19 150w |  | 1 | No | [14 empty] | 0 | [12 empty] | 38.98 | 77.96 | 116.94 | D:14'' H:15'' | 2.9 | 14 |  |  | 15 | Other | [6 empty] | No |  | No | [25 empty] | 6.5 |  |  | N/A |  | 0 | 0 | 0 | 0 | 1 | 0 | 0 | 1 | 0 | 0 | 0 | 785652825484 | 14.25 | 14.18 | 14.5 | 3.5 | 1.696 | 250 | Yes | [9 empty] | cETL Wet | OUTDOOR GLOBE 1L POST-68 | One Light Outdoor Post Lantern |  | 8254-68.jpg | 8254.jpg
8254EN3-68 | One Light Outdoor Post Lantern | These outdoor post lights are a timeless design that is minimalist in nature. The round acrylic diffuser is crafted for lasting durability. The outdoor globe post top lanterns fit 3 inch posts, sold separately. | OUTDOOR | Outdoor Globe | Outdoor Lighting | White Plastic | 68 | Polycarbonate |  |  |  | White Plastic Acrylic | 1 Medium A19 9.3w |  | 1 | Yes | [14 empty] | 0 | [12 empty] | 44.48 | 88.96 | 133.44 | D:14'' H:15'' | 2.9 | 14 |  |  | 15 | Other | [6 empty] | No |  | No | [25 empty] | 6.5 | Black/White |  |  |  | 0 | 0 | 0 | 1 | 1 | 0 | 0 | 0 | 0 | 0 | 0 | 785652065262 | 14.25 | 14.18 | 14.5 | 3.5 | 1.696 | 250 | Yes | [9 empty] | cETL Wet | OUTDOOR GLOBE 1L POST-68 | One Light Outdoor Post Lantern |  | 8254EN3-68.jpg | 8254EN3.jpg
8255-12 | One Light Outdoor Post Lantern | These outdoor lighting fixtures by Sea Gull Lighting are crafted from durable polycarbonate for enhanced weather resistance. Their clear beveled acrylic diffusers provide generous illumination that allows the incandescent light source to shine without diffusion. | OUTDOOR | Polycarbonate Outdoor | Outdoor Lighting | Black | 12 | Polycarbonate | Clear Beveled Acrylic |  |  |  | 1 Medium A19 100w |  | 1 | No | [14 empty] | 0 | [12 empty] | 33.98 | 67.96 | 101.94 | L:8'' W:8'' H:18'' | 1.78 |  | 8 | 8 | 18 | Other | [6 empty] | No |  | No | [25 empty] | 6.5 |  |  | N/A |  | 0 | 0 | 0 | 0 | 1 | 0 | 0 | 1 | 0 | 0 | 0 | 785652825521 | 16.5 | 8.5 | 8.38 | 2.2 | 0.68 | 250 | Yes | [9 empty] | cETL Wet | POLYCARBONATE 1L POST-12 | One Light Outdoor Post Lantern |  | 8255-12.jpg | 8255.jpg
82570-71 | One Light Outdoor Post Lantern | The Jamestowne outdoor lighting collection by Sea Gull Lighting delivers a formal, traditional lantern style in proportions that won't overwhelm. Coupled with either Clear Beveled glass or Frosted Seeded glass, there are three beautiful finishes, including Black, Antique Brushed Nickel, or Antique Bronze. So the perfect design aesthetic will certainly be found to match any style of residential architecture. The assortment includes small, medium, large and extra-large one-light outdoor wall lanterns, a one-light outdoor post lantern and a two-light outdoor wall lantern. Clear bulbs are recommended for use with the Clear glass choices for better aesthetics. Both incandescent lamping and ENERGY STAR-qualified LED lamping (for those fixtures with the Frosted Seeded glass) are available for most of the fixtures, and some can easily convert to LED by purchasing LED replacement lamps sold separately (for those with the Clear glass). There is also a Dark Sky version of the medium and large one-light outdoor wall lanterns for which Etched White Tiffany glass is used to control the light output. | OUTDOOR | Jamestowne | Outdoor Lighting | Antique Bronze | 71 | Brass | Frosted Seeded Glass | W:5.4375" H:8.5625" |  |  | 1 Medium A19 100w |  | 1 | No | [14 empty] | 0 | [12 empty] | 54.48 | N/A | 163.44 | L:7'' W:7'' H:17 1/4'' | 3.1 |  | 7 | 7 | 17.25 | Other | [6 empty] | No |  | No | [25 empty] | 6.5 | Black/White |  |  |  | 0 | 0 | 0 | 0 | 1 | 0 | 0 | 1 | 0 | 0 | 0 | 785652057168 | 13.5 | 8.5 | 8.5 | 3.7 | 0.564 | 125 | Yes | [8 empty] | ETL Wet | cETL Wet | JAMESTOWNE 1L POST-71 | One Light Outdoor Post Lantern |  | 82570-71.png | 89386pble.jpg
82570EN3-71 | One Light Outdoor Post Lantern | The Jamestowne outdoor lighting collection by Sea Gull Lighting delivers a formal, traditional lantern style in proportions that won't overwhelm. Coupled with either Clear Beveled glass or Frosted Seeded glass, there are three beautiful finishes, including Black, Antique Brushed Nickel, or Antique Bronze. So the perfect design aesthetic will certainly be found to match any style of residential architecture. The assortment includes small, medium, large and extra-large one-light outdoor wall lanterns, a one-light outdoor post lantern and a two-light outdoor wall lantern. Clear bulbs are recommended for use with the Clear glass choices for better aesthetics. Both incandescent lamping and ENERGY STAR-qualified LED lamping (for those fixtures with the Frosted Seeded glass) are available for most of the fixtures, and some can easily convert to LED by purchasing LED replacement lamps sold separately (for those with the Clear glass). There is also a Dark Sky version of the medium and large one-light outdoor wall lanterns for which Etched White Tiffany glass is used to control the light output. | OUTDOOR | Jamestowne | Outdoor Lighting | Antique Bronze | 71 | Brass | Frosted Seeded Glass | W:5.4375" H:8.5625" |  |  | 1 Medium A19 9.3w |  | 1 | Yes | [14 empty] | 0 | [12 empty] | 60.48 | N/A | 181.44 | L:7'' W:7'' H:17 1/4'' | 3.4 |  | 7 | 7 | 17.25 | Other | [6 empty] | No |  | No | [25 empty] | 6.5 | Black/White |  | N/A |  | 0 | 0 | 0 | 1 | 1 | 0 | 0 | 0 | 0 | 0 | 0 | 785652057991 | 13.5 | 8.5 | 8.5 | 3.7 | 0.564 | 125 | Yes | [8 empty] | ETL Wet | cETL Wet | JAMESTOWNE 1L POST-71 | One Light Outdoor Post Lantern |  | 82570EN3-71.png | 82570EN3.jpg
8257-12 | One Light Outdoor Post Lantern | The Jamestowne outdoor lighting collection by Sea Gull Lighting delivers a formal, traditional lantern style in proportions that won't overwhelm. Coupled with either Clear Beveled glass or Frosted Seeded glass, there are three beautiful finishes, including Black, Antique Brushed Nickel, or Antique Bronze. So the perfect design aesthetic will certainly be found to match any style of residential architecture. The assortment includes small, medium, large and extra-large one-light outdoor wall lanterns, a one-light outdoor post lantern and a two-light outdoor wall lantern. Clear bulbs are recommended for use with the Clear glass choices for better aesthetics. Both incandescent lamping and ENERGY STAR-qualified LED lamping (for those fixtures with the Frosted Seeded glass) are available for most of the fixtures, and some can easily convert to LED by purchasing LED replacement lamps sold separately (for those with the Clear glass). There is also a Dark Sky version of the medium and large one-light outdoor wall lanterns for which Etched White Tiffany glass is used to control the light output. | OUTDOOR | Jamestowne | Outdoor Lighting | Black | 12 | Aluminum | Clear Beveled Glass | W:5.4375" H:8.5625" |  |  | 1 Medium A19 100w |  | 1 | No | [14 empty] | 0 | [12 empty] | 42.48 | N/A | 127.44 | L:7'' W:7'' H:17 1/4'' | 4.1 |  | 7 | 7 | 17.25 | Other | [6 empty] | No |  | No | [25 empty] | 6.5 |  |  | N/A |  | 0 | 0 | 0 | 0 | 1 | 0 | 0 | 1 | 0 | 0 | 0 | 785652825729 | 8.5 | 18.5 | 13 | 5.1 | 1.183 | 175 | Yes | [8 empty] | ETL Wet | cETL Wet | JAMESTOWNE 1L POST-12 | One Light Outdoor Post Lantern |  | 8257-12.jpg | 8257.jpg
8257-71 | One Light Outdoor Post Lantern | The Jamestowne outdoor lighting collection by Sea Gull Lighting delivers a formal, traditional lantern style in proportions that won't overwhelm. Coupled with either Clear Beveled glass or Frosted Seeded glass, there are three beautiful finishes, including Black, Antique Brushed Nickel, or Antique Bronze. So the perfect design aesthetic will certainly be found to match any style of residential architecture. The assortment includes small, medium, large and extra-large one-light outdoor wall lanterns, a one-light outdoor post lantern and a two-light outdoor wall lantern. Clear bulbs are recommended for use with the Clear glass choices for better aesthetics. Both incandescent lamping and ENERGY STAR-qualified LED lamping (for those fixtures with the Frosted Seeded glass) are available for most of the fixtures, and some can easily convert to LED by purchasing LED replacement lamps sold separately (for those with the Clear glass). There is also a Dark Sky version of the medium and large one-light outdoor wall lanterns for which Etched White Tiffany glass is used to control the light output. | OUTDOOR | Jamestowne | Outdoor Lighting | Antique Bronze | 71 | Brass | Clear Beveled Glass | W:5.4375" H:8.5625" |  |  | 1 Medium A19 100w |  | 1 | No | [14 empty] | 0 | [12 empty] | 63.48 | N/A | 190.44 | L:7'' W:7'' H:17 1/4'' | 4.1 |  | 7 | 7 | 17.25 | Other | [6 empty] | No |  | No | [25 empty] | 6.5 |  |  | N/A |  | 0 | 0 | 0 | 0 | 1 | 0 | 0 | 1 | 0 | 0 | 0 | 785652825712 | 8.5 | 18.5 | 13 | 5.1 | 1.183 | 175 | Yes | [8 empty] | ETL Wet | cETL Wet | JAMESTOWNE 1L POST-71 | One Light Outdoor Post Lantern |  | 8257-71.jpg | 8257.jpg
8257-965 | One Light Outdoor Post Lantern | The Jamestowne outdoor lighting collection by Sea Gull Lighting delivers a formal, traditional lantern style in proportions that won't overwhelm. Coupled with either Clear Beveled glass or Frosted Seeded glass, there are three beautiful finishes, including Black, Antique Brushed Nickel, or Antique Bronze. So the perfect design aesthetic will certainly be found to match any style of residential architecture. The assortment includes small, medium, large and extra-large one-light outdoor wall lanterns, a one-light outdoor post lantern and a two-light outdoor wall lantern. Clear bulbs are recommended for use with the Clear glass choices for better aesthetics. Both incandescent lamping and ENERGY STAR-qualified LED lamping (for those fixtures with the Frosted Seeded glass) are available for most of the fixtures, and some can easily convert to LED by purchasing LED replacement lamps sold separately (for those with the Clear glass). There is also a Dark Sky version of the medium and large one-light outdoor wall lanterns for which Etched White Tiffany glass is used to control the light output. | OUTDOOR | Jamestowne | Outdoor Lighting | Antique Brushed Nickel | 965 | Brass | Clear Beveled Glass | W:5.4375" H:8.5625" |  |  | 1 Medium A19 100w |  | 1 | No | [14 empty] | 0 | [12 empty] | 67.48 | N/A | 202.44 | L:7'' W:7'' H:17 1/4'' | 4.1 |  | 7 | 7 | 17.25 | Other | [6 empty] | No |  | No | [25 empty] | 6.5 |  |  | N/A |  | 0 | 0 | 0 | 0 | 1 | 0 | 0 | 1 | 0 | 0 | 0 | 785652082597 | 8.5 | 8.5 | 12.75 | 5.05 | 0.533 | 100 | Yes | [8 empty] | ETL Wet | cETL Wet | JAMESTOWNE 1L POST-965 | One Light Outdoor Post Lantern |  | 8257-965.jpg | 8257.jpg
8259-46 | Three Light Outdoor Post Lantern | Classic cottage and coach lantern designs are melded into the Trafalgar outdoor lighting collection by Sea Gull Lighting for an impactful presentation. The candelabra based bulbs add grace and shine well through the Clear Seeded glass, which is a nice contrast to the rich, Oxidized Bronze finish. The assortment includes small and large two-light outdoor wall lanterns, a three-light outdoor wall lantern, and three-light outdoor pendant and a three-light outdoor post lantern. | OUTDOOR | Trafalgar | Outdoor Lighting | Oxidized Bronze | 46 | Aluminum | Clear Seeded Glass |  |  |  | 3 Candelabra Torpedo 60w |  | 3 | No | [14 empty] | 0 | [12 empty] | 124.98 | 249.96 | 374.94 | D:12 1/4'' H:22 3/4'' |  | 12.25 |  |  | 22.75 | Other | [6 empty] | No |  | No | [25 empty] | 6.5 |  |  |  |  | 0 | 0 | 0 | 0 | 1 | 0 | 0 | 1 | 0 | 0 | 0 | 785652825965 | 16 | 16 | 25.25 | 11.9 | 3.741 | 250 | Yes | [8 empty] | ETL Wet | cETL Wet | TRAFALGAR 3L POST-46 | Three Light Outdoor Post Lantern |  | 8259-46.jpg | 8259.jpg
8259EN-46 | Three Light Outdoor Post Lantern | Classic cottage and coach lantern designs are melded into the Trafalgar outdoor lighting collection by Sea Gull Lighting for an impactful presentation. The candelabra based bulbs add grace and shine well through the Clear Seeded glass, which is a nice contrast to the rich, Oxidized Bronze finish. The assortment includes small and large two-light outdoor wall lanterns, a three-light outdoor wall lantern, and three-light outdoor pendant and a three-light outdoor post lantern. | OUTDOOR | Trafalgar | Outdoor Lighting | Oxidized Bronze | 46 | Aluminum | Undefined Glass |  |  |  | 3 Candelabra Torpedo 3.5w |  | 3 | Yes | [14 empty] | 0 | [12 empty] | 139.98 | 279.96 | 419.94 | D:12 1/4'' H:22 3/4'' | 10.7 | 12.25 |  |  | 22.75 | Other | [6 empty] | No |  | No | [25 empty] | 6.5 |  |  |  |  | 0 | 0 | 0 | 1 | 1 | 0 | 0 | 0 | 0 | 0 | 0 | 785652032097 | 25.25 | 16 | 16 | 11.9 | 3.741 | 250 | Yes | [8 empty] | ETL Wet | cETL Wet | TRAFALGAR 3L POST-46 | Three Light Outdoor Post Lantern |  | 8259EN-46.jpg | 8259.jpg
8262-44 | Two Light Outdoor Post Lantern | The Chatham outdoor lighting collection by Sea Gull Lighting offers a timeless, traditional design with a classic window pane detailing over Frosted Seeded glass or Clear Seeded glass, and crowed with a cupola atop the dramatic mansard roofline. Offered in either a Weathered Copper finish or an Oxidized Bronze finish, the assortment includes a small one-light outdoor wall lantern (available in a Dark Sky version too), a large one-light outdoor wall lantern (available in a Dark Sky version too), a large two-light outdoor wall lantern, one-light or two-light outdoor post lanterns, as well as one-light or two-light outdoor pendants. Both incandescent lamping and ENERGY STAR-qualified LED lamping are available for all of the fixtures, and all incandescent fixtures can convert to LED by purchasing LED replacement lamps sold separately. | OUTDOOR | Chatham | Outdoor Lighting | Weathered Copper | 44 | Brass | Clear Seeded Glass |  |  |  | 2 Candelabra Torpedo 60w |  | 2 | No | [14 empty] | 0 | [12 empty] | 193.48 | 386.96 | 580.44 | L:9 1/4'' W:9 1/4'' H:22 3/4'' | 8.8 |  | 9.25 | 9.25 | 22.75 | Other | [6 empty] | No |  | No | [25 empty] | 6.5 |  |  |  |  | 0 | 0 | 0 | 0 | 1 | 0 | 0 | 1 | 0 | 0 | 0 | 785652826245 | 13 | 13 | 21.25 | 11.8 | 2.078 | 175 | Yes | [8 empty] | UL Wet | cUL Wet | CHATHAM 2L POST-44 | Two Light Outdoor Post Lantern |  | 8262-44.jpg | 8262.jpg
8262-46 | Two Light Outdoor Post Lantern | The Chatham outdoor lighting collection by Sea Gull Lighting offers a timeless, traditional design with a classic window pane detailing over Frosted Seeded glass or Clear Seeded glass, and crowed with a cupola atop the dramatic mansard roofline. Offered in either a Weathered Copper finish or an Oxidized Bronze finish, the assortment includes a small one-light outdoor wall lantern (available in a Dark Sky version too), a large one-light outdoor wall lantern (available in a Dark Sky version too), a large two-light outdoor wall lantern, one-light or two-light outdoor post lanterns, as well as one-light or two-light outdoor pendants. Both incandescent lamping and ENERGY STAR-qualified LED lamping are available for all of the fixtures, and all incandescent fixtures can convert to LED by purchasing LED replacement lamps sold separately. | OUTDOOR | Chatham | Outdoor Lighting | Oxidized Bronze | 46 | Brass | Clear Seeded Glass |  |  |  | 2 Candelabra Torpedo 60w |  | 2 | No | [14 empty] | 0 | [12 empty] | 193.48 | 386.96 | 580.44 | L:9 1/4'' W:9 1/4'' H:22 3/4'' | 8.8 |  | 9.25 | 9.25 | 22.75 | Other | [6 empty] | No |  | No | [25 empty] | 6.5 |  |  |  |  | 0 | 0 | 0 | 0 | 1 | 0 | 0 | 1 | 0 | 0 | 0 | 785652826269 | 13.18 | 13.25 | 21.5 | 12.05 | 2.173 | 175 | Yes | [8 empty] | UL Wet | cUL Wet | CHATHAM 2L POST-46 | Two Light Outdoor Post Lantern |  | 8262-46.jpg | 8262.jpg
8262EN-44 | Two Light Outdoor Post Lantern | The Chatham outdoor lighting collection by Sea Gull Lighting offers a timeless, traditional design with a classic window pane detailing over Frosted Seeded glass or Clear Seeded glass, and crowed with a cupola atop the dramatic mansard roofline. Offered in either a Weathered Copper finish or an Oxidized Bronze finish, the assortment includes a small one-light outdoor wall lantern (available in a Dark Sky version too), a large one-light outdoor wall lantern (available in a Dark Sky version too), a large two-light outdoor wall lantern, one-light or two-light outdoor post lanterns, as well as one-light or two-light outdoor pendants. Both incandescent lamping and ENERGY STAR-qualified LED lamping are available for all of the fixtures, and all incandescent fixtures can convert to LED by purchasing LED replacement lamps sold separately. | OUTDOOR | Chatham | Outdoor Lighting | Weathered Copper | 44 | Brass | Clear Seeded Glass |  |  |  | 2 Candelabra Torpedo 3.5w |  | 2 | Yes | [14 empty] | 0 | [12 empty] | 199.98 | 399.96 | 599.94 | L:9 1/4'' W:9 1/4'' H:22 3/4'' | 8.8 |  | 9.25 | 9.25 | 22.75 | Other | [6 empty] | No |  | No | [25 empty] | 6.5 |  |  |  |  | 0 | 0 | 0 | 1 | 1 | 0 | 0 | 0 | 0 | 0 | 0 | 785652032103 | 21.25 | 13 | 13 | 11.8 | 2.078 | 175 | Yes | [8 empty] | UL Wet | cUL Wet | CHATHAM 2L POST-44 | Two Light Outdoor Post Lantern |  | 8262EN-44.jpg | 8262.jpg
8262EN-46 | Two Light Outdoor Post Lantern | The Chatham outdoor lighting collection by Sea Gull Lighting offers a timeless, traditional design with a classic window pane detailing over Frosted Seeded glass or Clear Seeded glass, and crowed with a cupola atop the dramatic mansard roofline. Offered in either a Weathered Copper finish or an Oxidized Bronze finish, the assortment includes a small one-light outdoor wall lantern (available in a Dark Sky version too), a large one-light outdoor wall lantern (available in a Dark Sky version too), a large two-light outdoor wall lantern, one-light or two-light outdoor post lanterns, as well as one-light or two-light outdoor pendants. Both incandescent lamping and ENERGY STAR-qualified LED lamping are available for all of the fixtures, and all incandescent fixtures can convert to LED by purchasing LED replacement lamps sold separately. | OUTDOOR | Chatham | Outdoor Lighting | Oxidized Bronze | 46 | Brass | Clear Seeded Glass |  |  |  | 2 Candelabra Torpedo 3.5w |  | 2 | Yes | [14 empty] | 0 | [12 empty] | 199.98 | 399.96 | 599.94 | L:9 1/4'' W:9 1/4'' H:22 3/4'' | 8.8 |  | 9.25 | 9.25 | 22.75 | Other | [6 empty] | No |  | No | [25 empty] | 6.5 |  |  |  |  | 0 | 0 | 0 | 1 | 1 | 0 | 0 | 0 | 0 | 0 | 0 | 785652032189 | 21.5 | 13.25 | 13.2 | 12.05 | 2.176 | 175 | Yes | [8 empty] | UL Wet | cUL Wet | CHATHAM 2L POST-46 | Two Light Outdoor Post Lantern |  | 8262EN-46.jpg | 8262.jpg
82660-185 | One Light Outdoor Post Lantern | The Winnetka outdoor lighting collection by Sea Gull Lighting has a clean design which lends itself to a modern-mission style. The geometric, cylinder design has subtle ornamentation, while still offering impressive style. The outdoor lighting collection is offered in a Forged Iron finish with Satin Etched glass. Both incandescent lamping and ENERGY STAR-qualified LED lamping are available. Most of these fixtures easily convert to LED by purchasing LED replacement lamps sold separately. | OUTDOOR | Winnetka Outdoor | Outdoor Lighting | Forged Iron | 185 | Aluminum | Satin Etched Glass | D:8" |  |  | 1 Medium A19 100w |  | 1 | No | [14 empty] | 0 | [12 empty] | 104.45 | 208.9 | 313.35 | D:10'' H:17 3/4'' | 5.9 | 10 |  |  | 17.75 | Other | [6 empty] | No |  | No | [25 empty] | 6.5 |  |  | N/A | Hardwired | 0 | 0 | 0 | 0 | 1 | 0 | 0 | 1 | 0 | 0 | 0 | 785652082030 | 12.5 | 12 | 21.5 | 7.4 | 1.866 | 175 | Yes | [9 empty] | cETL Wet | WINNETKA 1L POST-185 | One Light Outdoor Post Lantern |  | 82660-185.jpg | 82660.jpg
82660EN3-185 | One Light Outdoor Post Lantern | The Winnetka outdoor lighting collection by Sea Gull Lighting has a clean design which lends itself to a modern-mission style. The geometric, cylinder design has subtle ornamentation, while still offering impressive style. The outdoor lighting collection is offered in a Forged Iron finish with Satin Etched glass. Both incandescent lamping and ENERGY STAR-qualified LED lamping are available. Most of these fixtures easily convert to LED by purchasing LED replacement lamps sold separately. | OUTDOOR | Winnetka Outdoor | Outdoor Lighting | Forged Iron | 185 | Aluminum | Satin Etched Glass | D:8" |  |  | 1 Medium A19 9.3w |  | 1 | Yes | [14 empty] | 0 | [12 empty] | 107.95 | 215.9 | 323.85 | D:10'' H:17 3/4'' | 5.9 | 10 |  |  | 17.75 | Other | [6 empty] | No |  | No | [25 empty] | 6.5 | Black/White |  | N/A | Hardwired | 0 | 0 | 0 | 1 | 1 | 0 | 0 | 0 | 0 | 0 | 0 | 785652052613 | 21.5 | 12 | 12.5 | 7.4 | 1.866 | 175 | Yes | [9 empty] | cETL Wet | WINNETKA 1L POST-185 | One Light Outdoor Post Lantern |  | 82660EN3-185.jpg | 82660.jpg
8269-12 | One Light Outdoor Post Lantern | This industrial and nautically inspired Sebring collection by Sea Gull Lighting coordinates perfectly in coastal locations, while adding eye catching contrast to facades of any kind. Offered in Black, Brushed Stainless and Weathered Copper finishes, Sebring is a complete outdoor collection with small and large one-light outdoor wall lanterns, a one-light outdoor ceiling flush mount and one-light outdoor post lantern to unify any home's appearance. Incandescent as well as integrated LED are available. The advanced, integrated LED light source has warm-on-dim technology that warms in color when dimmed, and is California Title 24 compliant. | OUTDOOR | Sebring | Outdoor Lighting | Black | 12 | Aluminum |  |  |  | Clear Seeded Glass | 1 Medium A19 100w |  | 1 | No | [14 empty] | 0 | [12 empty] | 97.98 | 195.96 | 293.94 | D:11 1/4'' H:15 3/4'' E:16'' | 3.4 | 11.25 |  |  | 15.75 | Post Mount |  |  |  |  | 16 |  | No |  | No | [25 empty] | 6.5 | Black/White |  |  |  | 0 | 0 | 0 | 0 | 1 | 0 | 0 | 1 | 0 | 0 | 0 | 785652826924 | 18 | 14 | 17 | 6.1 | 2.479 | 250 | Yes | [9 empty] | cETL Wet | SEBRING 1L POST-12 | One Light Outdoor Post Lantern |  | 8269-12.jpg | 8269.jpg
8269-44 | One Light Outdoor Post Lantern | This industrial and nautically inspired Sebring collection by Sea Gull Lighting coordinates perfectly in coastal locations, while adding eye catching contrast to facades of any kind. Offered in Black, Brushed Stainless and Weathered Copper finishes, Sebring is a complete outdoor collection with small and large one-light outdoor wall lanterns, a one-light outdoor ceiling flush mount and one-light outdoor post lantern to unify any home's appearance. Incandescent as well as integrated LED are available. The advanced, integrated LED light source has warm-on-dim technology that warms in color when dimmed, and is California Title 24 compliant. | OUTDOOR | Sebring | Outdoor Lighting | Weathered Copper | 44 | Aluminum |  |  |  | Clear Seeded Glass | 1 Medium A19 100w |  | 1 | No | [14 empty] | 0 | [12 empty] | 99.98 | 199.96 | 299.94 | D:11 1/4'' H:15 3/4'' E:16'' | 3.4 | 11.25 |  |  | 15.75 | Post Mount |  |  |  |  | 16 |  | No |  | No | [25 empty] | 6.5 | Black/White |  |  |  | 0 | 0 | 0 | 0 | 1 | 0 | 0 | 1 | 0 | 0 | 0 | 785652826948 | 18 | 14 | 17 | 6 | 2.479 | 250 | Yes | [9 empty] | cETL Wet | SEBRING 1L POST-44 | One Light Outdoor Post Lantern |  | 8269-44.jpg | 8269.jpg
826993S-12 | LED Outdoor Post Lantern | This industrial and nautically inspired Sebring collection by Sea Gull Lighting coordinates perfectly in coastal locations, while adding eye catching contrast to facades of any kind. Offered in Black, Brushed Stainless and Weathered Copper finishes, Sebring is a complete outdoor collection with small and large one-light outdoor wall lanterns, a one-light outdoor ceiling flush mount and one-light outdoor post lantern to unify any home's appearance. Incandescent as well as integrated LED are available. The advanced, integrated LED light source has warm-on-dim technology that warms in color when dimmed, and is California Title 24 compliant. | OUTDOOR | Sebring | Outdoor Lighting | Black | 12 | Aluminum |  |  |  | Clear Seeded Glass |  |  | 1 | No | 1000 | 3000 | 90 | 14 | 120 | 19 - Integrated | MODS - Modules |  | 5 | 100 | LED | 14 | 14 | 50000 | 0 | [12 empty] | 106.48 | 212.96 | 319.44 | D:11 1/4'' H:15 3/4'' E:16'' | 3.4 | 11.25 |  |  | 15.75 | Post Mount |  |  |  |  | 16 |  | No |  | No | [25 empty] | 6.5 | Black/White |  |  |  | 0 | 0 | 0 | 0 | 1 | 0 | 0 | 0 | 0 | 0 | 0 | 785652065095 | 18.25 | 17.5 | 14 | 5.9 | 2.588 | 250 | Yes | [9 empty] | cETL Wet | SEBRING LED POST-12 | LED Outdoor Post Lantern |  | 826993S-12.jpg | 8269.jpg
826993S-44 | LED Outdoor Post Lantern | This industrial and nautically inspired Sebring collection by Sea Gull Lighting coordinates perfectly in coastal locations, while adding eye catching contrast to facades of any kind. Offered in Black, Brushed Stainless and Weathered Copper finishes, Sebring is a complete outdoor collection with small and large one-light outdoor wall lanterns, a one-light outdoor ceiling flush mount and one-light outdoor post lantern to unify any home's appearance. Incandescent as well as integrated LED are available. The advanced, integrated LED light source has warm-on-dim technology that warms in color when dimmed, and is California Title 24 compliant. | OUTDOOR | Sebring | Outdoor Lighting | Weathered Copper | 44 | Aluminum |  |  |  | Clear Seeded Glass |  |  | 1 | No | 1000 | 3000 | 90 | 14 | 120 | 19 - Integrated | MODS - Modules |  | 5 | 100 | LED | 14 | 14 | 50000 | 0 | [12 empty] | 109.48 | 218.96 | 328.44 | D:11 1/4'' H:15 3/4'' E:16'' | 3.4 | 11.25 |  |  | 15.75 | Post Mount |  |  |  |  | 16 |  | No |  | No | [25 empty] | 6.5 | Black/White |  |  |  | 0 | 0 | 0 | 0 | 1 | 0 | 0 | 0 | 0 | 0 | 0 | 785652065101 | 18.25 | 17.5 | 14 | 5.9 | 2.588 | 250 | Yes | [9 empty] | cETL Wet | SEBRING LED POST-44 | LED Outdoor Post Lantern |  | 826993S-44.jpg | 8269.jpg
826993S-98 | LED Outdoor Post Lantern | This industrial and nautically inspired Sebring collection by Sea Gull Lighting coordinates perfectly in coastal locations, while adding eye catching contrast to facades of any kind. Offered in Black, Brushed Stainless and Weathered Copper finishes, Sebring is a complete outdoor collection with small and large one-light outdoor wall lanterns, a one-light outdoor ceiling flush mount and one-light outdoor post lantern to unify any home's appearance. Incandescent as well as integrated LED are available. The advanced, integrated LED light source has warm-on-dim technology that warms in color when dimmed, and is California Title 24 compliant. | OUTDOOR | Sebring | Outdoor Lighting | Brushed Stainless | 98 | Aluminum |  |  |  | Clear Seeded Glass |  |  | 1 | No | 1000 | 3000 | 90 | 14 | 120 | 19 - Integrated | MODS - Modules |  | 5 | 100 | LED | 14 | 14 | 50000 | 0 | [12 empty] | 134.48 | 268.96 | 403.44 | D:11 1/4'' H:15 3/4'' E:16'' | 3.4 | 11.25 |  |  | 15.75 | Post Mount |  |  |  |  | 16 |  | No |  | No | [25 empty] | 6.5 | Black/White |  |  |  | 0 | 0 | 0 | 0 | 1 | 0 | 0 | 0 | 0 | 0 | 0 | 785652065118 | 18.25 | 17.5 | 14 | 5.7 | 2.588 | 250 | Yes | [9 empty] | cETL Wet | SEBRING LED POST-98 | LED Outdoor Post Lantern |  | 826993S-98.jpg | 8269.jpg
8269-98 | One Light Outdoor Post Lantern | This industrial and nautically inspired Sebring collection by Sea Gull Lighting coordinates perfectly in coastal locations, while adding eye catching contrast to facades of any kind. Offered in Black, Brushed Stainless and Weathered Copper finishes, Sebring is a complete outdoor collection with small and large one-light outdoor wall lanterns, a one-light outdoor ceiling flush mount and one-light outdoor post lantern to unify any home's appearance. Incandescent as well as integrated LED are available. The advanced, integrated LED light source has warm-on-dim technology that warms in color when dimmed, and is California Title 24 compliant. | OUTDOOR | Sebring | Outdoor Lighting | Brushed Stainless | 98 | Aluminum |  |  |  | Clear Seeded Glass | 1 Medium A19 100w |  | 1 | No | [14 empty] | 0 | [12 empty] | 124.98 | 249.96 | 374.94 | D:11 1/4'' H:15 3/4'' E:16'' | 3.4 | 11.25 |  |  | 15.75 | Post Mount |  |  |  |  | 16 |  | No |  | No | [25 empty] | 6.5 | Black/White |  |  |  | 0 | 0 | 0 | 0 | 1 | 0 | 0 | 1 | 0 | 0 | 0 | 785652826993 | 18.5 | 14.5 | 19 | 11.85 | 2.95 | 175 | Yes | [9 empty] | cETL Wet | SEBRING 1L POST-98 | One Light Outdoor Post Lantern |  | 8269-98.jpg | 8269.jpg
8275-32 | One Light Outdoor Post Lantern | These outdoor lighting fixtures by Sea Gull Lighting are crafted from durable polycarbonate for enhanced weather resistance. Their clear beveled acrylic diffusers provide generous illumination that allows the incandescent light source to shine without diffusion. | OUTDOOR | Polycarbonate Outdoor | Outdoor Lighting | Black | 12 | Polypropylene | Clear Beveled Acrylic |  |  |  | 1 Medium A19 60w |  | 1 | No | [14 empty] | 0 | [12 empty] | 18.98 | 37.96 | 56.94 | L:8'' W:8'' H:11'' |  |  | 8 | 8 | 11 | Other | [6 empty] | No |  | No | [25 empty] | 6.5 |  |  | N/A |  | 0 | 0 | 0 | 0 | 1 | 0 | 0 | 1 | 0 | 0 | 0 | 785652827525 | 8.25 | 8.25 | 9.38 | 1.5 | 0.369 | 175 | Yes | 6 | 10785652827522 | 25.18 | 17.38 | 10.5 | 10.9 | 2.659 | Yes |  | cETL Wet | POLYCARBONATE 1L POST-12 | One Light Outdoor Post Lantern |  | 8275-32.jpg | 8275.jpg
82880-51 | One Light Outdoor Post Lantern | The Medford Lakes outdoor lighting collection by Sea Gull Lighting is Arts and Crafts inspired with simple organic lines, yet big on style with linear design details, contrasted with sweeping arches – which demonstrates a subtle Asian influence as well. The Etched Hammered Glass with Light Amber Tint creates a warm glow and beautifully complements the Statuary Bronze finish. The assortment includes small, medium and large one-light outdoor wall lanterns, a one-light outdoor post lantern, a one-light outdoor pendant and a two-light outdoor ceiling flush mount. Both incandescent lamping and ENERGY STAR-qualified LED lamping are available, and most of the fixtures easily convert to LED by purchasing LED replacement lamps sold separately. | OUTDOOR | Medford Lakes | Outdoor Lighting | Statuary Bronze | 51 | Aluminum | Etched Hammered with Light Amber Glass |  |  |  | 1 Medium A19 100w |  | 1 | No | [14 empty] | 0 | [12 empty] | 149.98 | 299.96 | 449.94 | L:11'' W:11'' H:16 1/4'' | 7.9 |  | 11 | 11 | 16.25 | Other | [6 empty] | No |  | No | [25 empty] | 6.5 |  |  | N/A |  | 0 | 0 | 0 | 0 | 1 | 0 | 0 | 1 | 0 | 0 | 0 | 785652828805 | 13.25 | 13.25 | 19 | 9.9 | 1.93 | 175 | Yes | [9 empty] | cETL Wet | MEDFORD LAKES 1L POST-51 | One Light Outdoor Post Lantern |  | 82880-51.jpg | 82880.jpg
82880EN3-51 | One Light Outdoor Post Lantern | The Medford Lakes outdoor lighting collection by Sea Gull Lighting is Arts and Crafts inspired with simple organic lines, yet big on style with linear design details, contrasted with sweeping arches – which demonstrates a subtle Asian influence as well. The Etched Hammered Glass with Light Amber Tint creates a warm glow and beautifully complements the Statuary Bronze finish. The assortment includes small, medium and large one-light outdoor wall lanterns, a one-light outdoor post lantern, a one-light outdoor pendant and a two-light outdoor ceiling flush mount. Both incandescent lamping and ENERGY STAR-qualified LED lamping are available, and most of the fixtures easily convert to LED by purchasing LED replacement lamps sold separately. | OUTDOOR | Medford Lakes | Outdoor Lighting | Statuary Bronze | 51 | Aluminum | Etched Hammered with Light Amber Glass |  |  |  | 1 Medium A19 9.3w |  | 1 | Yes | [14 empty] | 0 | [12 empty] | 149.98 | 299.96 | 449.94 | L:11'' W:11'' H:16 1/4'' | 7.9 |  | 11 | 11 | 16.25 | Other | [6 empty] | No |  | No | [25 empty] | 6.5 | Black/White |  | N/A |  | 0 | 0 | 0 | 1 | 1 | 0 | 0 | 0 | 0 | 0 | 0 | 785652052620 | 13.25 | 13.25 | 19 | 9.9 | 1.93 | 175 | Yes | [9 empty] | cETL Wet | MEDFORD LAKES 1L POST-51 | One Light Outdoor Post Lantern |  | 82880EN3-51.jpg | 82880.jpg
8290901-12 | One Light Outdoor Post Lantern |  | OUTDOOR | Wilburn | Outdoor Lighting | Black | 12 | Aluminum |  |  |  | Satin Etched Glass | 1 Medium A19 60w |  | 1 | No | [14 empty] | 0 | [12 empty] | 64.5 | 129 | 193.5 | D:8'' H:16 1/8'' |  | 8 |  |  | 16.125 | Post Mount | [6 empty] | No |  | No | [22 empty] | D:3 3/8'' H:3 1/2'' Round |  |  | 6.5 | Black/White |  |  | Hardwired | 0 | 0 | 0 | 0 | 1 | 0 | 0 | 1 | 0 | 0 | 0 | 785652076763 | [16 empty] | cETL Wet | WILBURN 1L POST MOUNT-12 | One Light Outdoor Post Lantern |  | 8290901-12.jpg | 8290901.jpg
8290901-71 | One Light Outdoor Post Lantern |  | OUTDOOR | Wilburn | Outdoor Lighting | Antique Bronze | 71 | Aluminum |  |  |  | Satin Etched Glass | 1 Medium A19 60w |  | 1 | No | [14 empty] | 0 | [12 empty] | 64.5 | 129 | 193.5 | D:8'' H:16 1/8'' |  | 8 |  |  | 16.125 | Post Mount | [6 empty] | No |  | No | [22 empty] | D:3 3/8'' H:3 1/2'' Round |  |  | 6.5 | Black/White |  |  | Hardwired | 0 | 0 | 0 | 0 | 1 | 0 | 0 | 1 | 0 | 0 | 0 | 785652076770 | [16 empty] | cETL Wet | WILBURN 1L POST MOUNT-71 | One Light Outdoor Post Lantern |  | 8290901-71.jpg | 8290901.jpg
8290901EN3-12 | One Light Outdoor Post Lantern |  | OUTDOOR | Wilburn | Outdoor Lighting | Black | 12 | Aluminum |  |  |  | Satin Etched Glass | 1 Medium A19 9.3w |  | 1 | Yes | [14 empty] | 0 | [12 empty] | 69.5 | 139 | 208.5 | D:8'' H:16 1/8'' |  | 8 |  |  | 16.125 | Post Mount | [6 empty] | No |  | No | [22 empty] | D:3 3/8'' H:3 1/2'' Round |  |  | 6.5 | Black/White |  |  | Hardwired | 0 | 0 | 0 | 1 | 1 | 0 | 0 | 0 | 0 | 0 | 0 | 785652080463 | [16 empty] | cETL Wet | WILBURN 1L POST MOUNT-12 | One Light Outdoor Post Lantern |  | 8290901EN3-12.jpg | 8290901EN3.jpg
8290901EN3-71 | One Light Outdoor Post Lantern |  | OUTDOOR | Wilburn | Outdoor Lighting | Antique Bronze | 71 | Aluminum |  |  |  | Satin Etched Glass | 1 Medium A19 9.3w |  | 1 | Yes | [14 empty] | 0 | [12 empty] | 69.5 | 139 | 208.5 | D:8'' H:16 1/8'' |  | 8 |  |  | 16.125 | Post Mount | [6 empty] | No |  | No | [22 empty] | D:3 3/8'' H:3 1/2'' Round |  |  | 6.5 | Black/White |  |  | Hardwired | 0 | 0 | 0 | 1 | 1 | 0 | 0 | 0 | 0 | 0 | 0 | 785652080470 | [16 empty] | cETL Wet | WILBURN 1L POST MOUNT-71 | One Light Outdoor Post Lantern |  | 8290901EN3-71.jpg | 8290901EN3.jpg
82938-12 | One Light Outdoor Post Lantern | Bakersville outdoor lighting fixtures from Sea Gull Lighting are made to complement a wide range of architectural styles. Each light is crafted from high quality, durable steel and aluminum to provide you sensible style that lasts. The large, 1-light outdoor wall lantern is offered in Heirloom Bronze with Satin Etched glass or Clear Beveled glass. The remaining assortment of wall lanterns in three sizes and a Flush mount ceiling fixture are offered in a Black Powdercoat finish with Satin Etched glass (with ENERGY-STAR-qualified LED lamping options) or Clear Beveled glass (which can easily convert to LED by purchasing LED replacement lamps sold separately). | OUTDOOR | Bakersville | Outdoor Lighting | Black | 12 | Aluminum | Clear Beveled Glass |  |  |  | 1 Medium A19 100w |  | 1 | No | [14 empty] | 0 | [12 empty] | 29.48 | 58.96 | 88.44 | D:7 7/8'' H:17 7/8'' |  | 7.875 |  |  | 17.875 | Post Mount | [6 empty] | No |  | No | [22 empty] | D:3 1/4'' H:4 1/8'' Round |  |  | 6.5 | Black/White |  |  | Hardwired | 0 | 0 | 0 | 0 | 1 | 0 | 0 | 1 | 0 | 0 | 0 | 785652156694 | 9 | 8.75 | 15.25 | 3.4 | 0.695 | 175 | Yes | [8 empty] | ETL Wet | cETL Wet | BAKERSVILLE 1L POST MOUNT-12 | One Light Outdoor Post Lantern | Windgate line extension | 82938-12.jpg | 82938.jpg
82938-782 | One Light Outdoor Post Lantern | Bakersville outdoor lighting fixtures from Sea Gull Lighting are made to complement a wide range of architectural styles. Each light is crafted from high quality, durable steel and aluminum to provide you sensible style that lasts. The large, 1-light outdoor wall lantern is offered in Heirloom Bronze with Satin Etched glass or Clear Beveled glass. The remaining assortment of wall lanterns in three sizes and a Flush mount ceiling fixture are offered in a Black Powdercoat finish with Satin Etched glass (with ENERGY-STAR-qualified LED lamping options) or Clear Beveled glass (which can easily convert to LED by purchasing LED replacement lamps sold separately). | OUTDOOR | Bakersville | Outdoor Lighting | Heirloom Bronze | 782 | Aluminum | Clear Beveled Glass |  |  |  | 1 Medium A19 100w |  | 1 | No | [14 empty] | 0 | [12 empty] | 29.5 | 59 | 88.5 | D:7 7/8'' H:17 7/8'' |  | 7.875 |  |  | 17.875 | Post Mount | [6 empty] | No |  | No | [22 empty] | D:3 1/4'' H:4 1/8'' Round |  |  | 6.5 | Black/White |  |  | Hardwired | 0 | 0 | 0 | 0 | 1 | 0 | 0 | 1 | 0 | 0 | 0 | 785652156687 | [16 empty] | cETL Wet | BAKERSVILLE 1L POST MOUNT-782 | One Light Outdoor Post Lantern | Windgate line extension | 82938-782.jpg | 82938.jpg
82941-12 | One Light Outdoor Post Lantern | Bakersville outdoor lighting fixtures from Sea Gull Lighting are made to complement a wide range of architectural styles. Each light is crafted from high quality, durable steel and aluminum to provide you sensible style that lasts. The large, 1-light outdoor wall lantern is offered in Heirloom Bronze with Satin Etched glass or Clear Beveled glass. The remaining assortment of wall lanterns in three sizes and a Flush mount ceiling fixture are offered in a Black Powdercoat finish with Satin Etched glass (with ENERGY-STAR-qualified LED lamping options) or Clear Beveled glass (which can easily convert to LED by purchasing LED replacement lamps sold separately). | OUTDOOR | Bakersville | Outdoor Lighting | Black | 12 | Aluminum | Satin Etched Glass |  |  |  | 1 Medium A19 100w |  | 1 | No | [14 empty] | 0 | [12 empty] | 29.5 | 59 | 88.5 | D:7 7/8'' H:17 7/8'' |  | 7.875 |  |  | 17.875 | Post Mount | [6 empty] | No |  | No | [22 empty] | D:3 1/4'' H:4 1/8'' Round |  |  | 6.5 | Black/White |  |  | Hardwired | 0 | 0 | 0 | 0 | 1 | 0 | 0 | 1 | 0 | 0 | 0 | 785652078415 | [16 empty] | cETL Wet | BAKERSVILLE 1L POST MOUNT-12 | One Light Outdoor Post Lantern |  | 82941-12.jpg | 82941.jpg
82941-782 | One Light Outdoor Post Lantern | Bakersville outdoor lighting fixtures from Sea Gull Lighting are made to complement a wide range of architectural styles. Each light is crafted from high quality, durable steel and aluminum to provide you sensible style that lasts. The large, 1-light outdoor wall lantern is offered in Heirloom Bronze with Satin Etched glass or Clear Beveled glass. The remaining assortment of wall lanterns in three sizes and a Flush mount ceiling fixture are offered in a Black Powdercoat finish with Satin Etched glass (with ENERGY-STAR-qualified LED lamping options) or Clear Beveled glass (which can easily convert to LED by purchasing LED replacement lamps sold separately). | OUTDOOR | Bakersville | Outdoor Lighting | Heirloom Bronze | 782 | Aluminum | Satin Etched Glass |  |  |  | 1 Medium A19 100w |  | 1 | No | [14 empty] | 0 | [12 empty] | 29.5 | 59 | 88.5 | D:7 7/8'' H:17 7/8'' |  | 7.875 |  |  | 17.875 | Post Mount | [6 empty] | No |  | No | [22 empty] | D:3 1/4'' H:4 1/8'' Round |  |  | 6.5 | Black/White |  |  | Hardwired | 0 | 0 | 0 | 0 | 1 | 0 | 0 | 1 | 0 | 0 | 0 | 785652079283 | [16 empty] | cETL Wet | BAKERSVILLE 1L POST MOUNT-782 | One Light Outdoor Post Lantern |  | 82941-782.jpg | 82941.jpg
82941EN3-12 | One Light Outdoor Post Lantern | Bakersville outdoor lighting fixtures from Sea Gull Lighting are made to complement a wide range of architectural styles. Each light is crafted from high quality, durable steel and aluminum to provide you sensible style that lasts. The large, 1-light outdoor wall lantern is offered in Heirloom Bronze with Satin Etched glass or Clear Beveled glass. The remaining assortment of wall lanterns in three sizes and a Flush mount ceiling fixture are offered in a Black Powdercoat finish with Satin Etched glass (with ENERGY-STAR-qualified LED lamping options) or Clear Beveled glass (which can easily convert to LED by purchasing LED replacement lamps sold separately). | OUTDOOR | Bakersville | Outdoor Lighting | Black | 12 | Aluminum | Satin Etched Glass |  |  |  | 1 Medium A19 9.3w |  | 1 | Yes | [14 empty] | 0 | [12 empty] | 34.5 | 69 | 103.5 | D:7 7/8'' H:17 7/8'' |  | 7.875 |  |  | 17.875 | Post Mount | [6 empty] | No |  | No | [22 empty] | D:3 1/4'' H:4 1/8'' Round |  |  | 6.5 | Black/White |  |  | Hardwired | 0 | 0 | 0 | 1 | 1 | 0 | 0 | 0 | 0 | 0 | 0 | 785652082788 | [16 empty] | cETL Wet | BAKERSVILLE 1L POST MOUNT-12 | One Light Outdoor Post Lantern |  | 82941EN3-12.jpg | 82941EN3.jpg
82941EN3-782 | One Light Outdoor Post Lantern | Bakersville outdoor lighting fixtures from Sea Gull Lighting are made to complement a wide range of architectural styles. Each light is crafted from high quality, durable steel and aluminum to provide you sensible style that lasts. The large, 1-light outdoor wall lantern is offered in Heirloom Bronze with Satin Etched glass or Clear Beveled glass. The remaining assortment of wall lanterns in three sizes and a Flush mount ceiling fixture are offered in a Black Powdercoat finish with Satin Etched glass (with ENERGY-STAR-qualified LED lamping options) or Clear Beveled glass (which can easily convert to LED by purchasing LED replacement lamps sold separately). | OUTDOOR | Bakersville | Outdoor Lighting | Heirloom Bronze | 782 | Aluminum | Satin Etched Glass |  |  |  | 1 Medium A19 9.3w |  | 1 | Yes | [14 empty] | 0 | [12 empty] | 34.5 | 69 | 103.5 | D:7 7/8'' H:17 7/8'' |  | 7.875 |  |  | 17.875 | Post Mount | [6 empty] | No |  | No | [22 empty] | D:3 1/4'' H:4 1/8'' Round |  |  | 6.5 | Black/White |  |  | Hardwired | 0 | 0 | 0 | 1 | 1 | 0 | 0 | 0 | 0 | 0 | 0 | 785652082795 | [16 empty] | cETL Wet | BAKERSVILLE 1L POST MOUNT-782 | One Light Outdoor Post Lantern |  | 82941EN3-782.jpg | 82941EN3.jpg
82973-44 | One Light Outdoor Post Lantern | The Chatham outdoor lighting collection by Sea Gull Lighting offers a timeless, traditional design with a classic window pane detailing over Frosted Seeded glass or Clear Seeded glass, and crowed with a cupola atop the dramatic mansard roofline. Offered in either a Weathered Copper finish or an Oxidized Bronze finish, the assortment includes a small one-light outdoor wall lantern (available in a Dark Sky version too), a large one-light outdoor wall lantern (available in a Dark Sky version too), a large two-light outdoor wall lantern, one-light or two-light outdoor post lanterns, as well as one-light or two-light outdoor pendants. Both incandescent lamping and ENERGY STAR-qualified LED lamping are available for all of the fixtures, and all incandescent fixtures can convert to LED by purchasing LED replacement lamps sold separately. | OUTDOOR | Chatham | Outdoor Lighting | Weathered Copper | 44 | Brass | Frosted Seeded Glass |  |  |  | 1 Medium A19 100w |  | 1 | No | [14 empty] | 0 | [12 empty] | 161.95 | 323.9 | 485.85 | L:9 1/4'' W:9 1/4'' H:22 3/4'' | 6.5 |  | 9.25 | 9.25 | 22.75 | Other | [6 empty] | No |  | No | [25 empty] | 6.5 |  |  | N/A |  | 0 | 0 | 0 | 0 | 1 | 0 | 0 | 1 | 0 | 0 | 0 | 785652025174 | 26.5 | 11.25 | 11.25 | 8.2 | 1.941 | 175 | Yes | [8 empty] | UL Wet | cUL Wet | CHATHAM 1L POST-44 | One Light Outdoor Post Lantern |  | 82973-44.jpg | 82973PBLE.jpg
82973EN3-44 | One Light Outdoor Post Lantern | The Chatham outdoor lighting collection by Sea Gull Lighting offers a timeless, traditional design with a classic window pane detailing over Frosted Seeded glass or Clear Seeded glass, and crowed with a cupola atop the dramatic mansard roofline. Offered in either a Weathered Copper finish or an Oxidized Bronze finish, the assortment includes a small one-light outdoor wall lantern (available in a Dark Sky version too), a large one-light outdoor wall lantern (available in a Dark Sky version too), a large two-light outdoor wall lantern, one-light or two-light outdoor post lanterns, as well as one-light or two-light outdoor pendants. Both incandescent lamping and ENERGY STAR-qualified LED lamping are available for all of the fixtures, and all incandescent fixtures can convert to LED by purchasing LED replacement lamps sold separately. | OUTDOOR | Chatham | Outdoor Lighting | Weathered Copper | 44 | Brass | Frosted Seeded Glass |  |  |  | 1 Medium A19 9.3w |  | 1 | Yes | [14 empty] | 0 | [12 empty] | 174.98 | 349.96 | 524.94 | L:9 1/4'' W:9 1/4'' H:22 3/4'' | 6.5 |  | 9.25 | 9.25 | 22.75 | Post Mount | [6 empty] | No |  | No | [25 empty] | 6.5 | Black/White |  | N/A |  | 0 | 0 | 0 | 1 | 1 | 0 | 0 | 0 | 0 | 0 | 0 | 785652052637 | 26.5 | 11.25 | 11.25 | 8.2 | 1.941 | 175 | Yes | [8 empty] | UL Wet | cUL Wet | CHATHAM 1L POST-44 | One Light Outdoor Post Lantern |  | 82973EN3-44.jpg | 82973.jpg
8301493S-12 | One Light Mini-Pendant | These products are offered on a Non-Catalog basis for custom orders and/or exclusive customers. | OUTDOOR | NON/CAT Items | Outdoor Lighting | Black | 12 | Aluminum | [6 empty] | 1 | No | 823 | 3000 | 80 | 26.1 | 120 | 19 - Integrated | MODS - Modules |  | 10 | 100 | LED | 26.1 | 26.1 | 50000 | 0 | [12 empty] | 109 | 218 | 327 | W:5'' H:5'' E:3 7/8'' | 2.2 |  |  | 5 | 5 | Screw(s) |  |  |  |  | 3.875 |  | No |  | No | [21 empty] | DP:3/4'' W:5'' H:5'' OB UP:2 1/2'' Square |  |  |  | 6 | Black/White |  |  | Hardwired | 0 | 1 | 0 | 0 | 1 | 0 | 0 | 0 | 0 | 0 | 0 | 785652073168 | [16 empty] | cETL Wet | PITCH LED WALL LANTERN-12 | LED Wall Lantern in Black Finish |  | 8301493S-12.jpg | 8301493S.jpg
8301593S-10 | LED Wall Lantern in Bronze Finish | These products are offered on a Non-Catalog basis for custom orders and/or exclusive customers. | OUTDOOR | NON/CAT Items | Outdoor Lighting | Bronze | 10 | Aluminum | [6 empty] | 2 | No | 383 | 3000 | 90 | 7.9 | 120 | 19 - Integrated | MODS - Modules |  | 5 | 100 | LED | 7.9 | 7.9 | 50000 | 0 | [12 empty] | 105.98 | 211.96 | 317.94 | W:5'' H:13'' E:4 7/8'' | 3.1 |  |  | 5 | 13 | Screw(s) |  |  |  |  | 4.875 |  | No |  | No | [21 empty] | DP:1'' W:5'' H:13'' OB UP:6 1/2'' Rectangular |  |  |  | 6 | Black/White |  |  | Hardwired | 0 | 0 | 0 | 0 | 1 | 0 | 0 | 0 | 0 | 0 | 0 | 785652065866 | 7.63 | 7.5 | 15 | 3.6 | 0.497 | 125 | Yes | [9 empty] | cETL Wet | QUADRATE LED WALL LANTERN-10 | LED Wall Lantern in Bronze Finish |  | 8301593S-10.jpg | 8301593S.jpg
83046-714 | One Light Outdoor Wall Lantern | Our outdoor ceramic sconces are crafted of durable tough ceramic and come unfinished, allowing you to paint them your desired color. These sconces also direct light downward, below a 90 degree plane, for neighbor and sky friendly illumination. | OUTDOOR | Paintable Ceramic Sconces | Outdoor Lighting | Unfinished Ceramic | 714 | Ceramic |  |  |  | Unfinished Ceramic Ceramic | 1 Medium A19 75w |  | 1 | No | [14 empty] | 0 | [12 empty] | 35.48 | 70.96 | 106.44 | W:8'' H:10'' E:5 3/4'' | 3.6 |  |  | 8 | 10 | Center Lock-Up |  |  |  |  | 5.75 |  | No |  | No | [21 empty] | OB UP:4 1/4'' OB DOWN:5 3/4'' |  |  |  | 6.5 |  |  | N/A | Hardwired | 0 | 0 | 0 | 0 | 1 | 0 | 0 | 1 | 0 | 0 | 0 | 785652830464 | 10 | 8 | 12 | 4.6 | 0.556 | 100 | Yes | [9 empty] | cETL Wet | CERAMIC 1L SCONCE-714 | One Light Outdoor Wall Lantern |  | 83046-714.jpg | 83046.jpg
83046-714/T | One Light Outdoor Turtle Friendly Wall Lantern | Our outdoor ceramic sconces are crafted of durable tough ceramic and come unfinished, allowing you to paint them your desired color. These sconces also direct light downward, below a 90 degree plane, for neighbor and sky friendly illumination. | OUTDOOR | Paintable Ceramic Sconces | Outdoor Lighting | Unfinished Ceramic | 714 | Ceramic |  |  |  | Unfinished Ceramic Ceramic | 1 Medium PAR20 7w |  | 1 | Yes | [14 empty] | 0 | [12 empty] | 62.95 | 125.9 | 188.85 | W:8'' H:10'' E:5 3/4'' | 3.6 |  |  | 8 | 10 | Center Lock-Up |  |  |  |  | 5.75 |  | No |  | No | [21 empty] | OB UP:4 1/4'' OB DOWN:5 3/4'' |  |  |  | 6.5 |  |  | N/A | Hardwired | 0 | 0 | 0 | 0 | 1 | 0 | 0 | 0 | 0 | 0 | 0 | 785652074554 | 10 | 8 | 12 | 4.6 | 0.556 | 100 | Yes | [9 empty] | cETL Wet | CERAMIC 1L SCONCE-714 | One Light Outdoor Turtle Friendly Wall Lantern |  | 83046-714_T.jpg | 83046.jpg
83046EN3-714 | One Light Outdoor Wall Lantern | Our outdoor ceramic sconces are crafted of durable tough ceramic and come unfinished, allowing you to paint them your desired color. These sconces also direct light downward, below a 90 degree plane, for neighbor and sky friendly illumination. | OUTDOOR | Paintable Ceramic Sconces | Outdoor Lighting | Unfinished Ceramic | 714 | Ceramic |  |  |  | Unfinished Ceramic Ceramic | 1 Medium A19 9.3w |  | 1 | Yes | [14 empty] | 0 | [12 empty] | 39.48 | 78.96 | 118.44 | W:8'' H:10'' E:5 3/4'' | 3.6 |  |  | 8 | 10 | Center Lock-Up |  |  |  |  | 5.75 |  | No |  | No | [21 empty] | OB UP:4 1/4'' OB DOWN:5 3/4'' |  |  |  | 6.5 | Black/White |  |  | Hardwired | 0 | 0 | 0 | 1 | 1 | 0 | 0 | 0 | 0 | 0 | 0 | 785652052651 | 12.25 | 10 | 7.5 | 4.9 | 0.532 | 100 | Yes | [9 empty] | cETL Wet | CERAMIC 1L SCONCE-714 | One Light Outdoor Wall Lantern |  | 83046EN3-714.jpg | 83046.jpg
8304701-714 | One Light Outdoor Wall Lantern | Our outdoor ceramic sconces are crafted of durable tough ceramic and come unfinished, allowing you to paint them your desired color. These sconces also direct light downward, below a 90 degree plane, for neighbor and sky friendly illumination. | OUTDOOR | Paintable Ceramic Sconces | Outdoor Lighting | Unfinished Ceramic | 714 | Ceramic |  |  |  | Undefined Ceramic | 1 Medium A19 75w |  | 1 | No | [14 empty] | 0 | [12 empty] | 33.48 | 66.96 | 100.44 | W:8'' H:10'' E:5 3/4'' | 3.3 |  |  | 8 | 10 | Center Lock-Up |  |  |  |  | 5.75 |  | No |  | No | [21 empty] | OB UP:4 1/4'' OB DOWN:5 3/4'' |  |  |  | 6.5 | Black/White |  |  | Hardwired | 0 | 0 | 0 | 0 | 1 | 0 | 0 | 1 | 0 | 0 | 0 | 785652002458 | 12.75 | 10.5 | 7.5 | 4.1 | 0.581 | 125 | Yes | [9 empty] | cETL Wet | CERAMIC 1L SCONCE-714 | One Light Outdoor Wall Lantern |  | 8304701-714.jpg | 8304701.jpg
8304701-714/T | One Light Outdoor Turtle Friendly Wall Lantern | Our outdoor ceramic sconces are crafted of durable tough ceramic and come unfinished, allowing you to paint them your desired color. These sconces also direct light downward, below a 90 degree plane, for neighbor and sky friendly illumination. | OUTDOOR | Paintable Ceramic Sconces | Outdoor Lighting | Unfinished Ceramic | 714 | Ceramic |  |  |  | Unfinished Ceramic Ceramic | 1 Medium PAR20 7w |  | 1 | Yes | [14 empty] | 0 | [12 empty] | 60.95 | 121.9 | 182.85 | W:8'' H:10'' E:5 3/4'' | 3.3 |  |  | 8 | 10 | Center Lock-Up |  |  |  |  | 5.75 |  | No |  | No | [21 empty] | OB UP:4 1/4'' OB DOWN:5 3/4'' |  |  |  | 6.5 | Black/White |  |  | Hardwired | 0 | 0 | 0 | 0 | 1 | 0 | 0 | 0 | 0 | 0 | 0 | 785652074561 | 12.75 | 10.5 | 7.5 | 4.1 | 0.581 | 125 | Yes | [9 empty] | cETL Wet | CERAMIC 1L SCONCE-714 | One Light Outdoor Turtle Friendly Wall Lantern |  | 8304701-714_T.jpg | 8304701.jpg
8304701EN3-714 | One Light Outdoor Wall Lantern | Our outdoor ceramic sconces are crafted of durable tough ceramic and come unfinished, allowing you to paint them your desired color. These sconces also direct light downward, below a 90 degree plane, for neighbor and sky friendly illumination. | OUTDOOR | Paintable Ceramic Sconces | Outdoor Lighting | Unfinished Ceramic | 714 | Ceramic |  |  |  | Unfinished Ceramic Ceramic | 1 Medium A19 9.3w |  | 1 | Yes | [14 empty] | 0 | [12 empty] | 39.48 | 78.96 | 118.44 | W:8'' H:10'' E:5 3/4'' | 3.3 |  |  | 8 | 10 | Center Lock-Up |  |  |  |  | 5.75 |  | No |  | No | [21 empty] | OB UP:4 1/4'' OB DOWN:5 3/4'' |  |  |  | 6.5 | Black/White |  |  | Hardwired | 0 | 0 | 0 | 1 | 1 | 0 | 0 | 0 | 0 | 0 | 0 | 785652052668 | 12.75 | 10.5 | 7.5 | 4.1 | 0.581 | 125 | Yes | [9 empty] | cETL Wet | CERAMIC 1L SCONCE-714 | One Light Outdoor Wall Lantern |  | 8304701EN3-714.jpg | 8304701.jpg
8304801-714 | One Light Outdoor Wall Lantern | Our outdoor ceramic sconces are crafted of durable tough ceramic and come unfinished, allowing you to paint them your desired color. These sconces also direct light downward, below a 90 degree plane, for neighbor and sky friendly illumination. | OUTDOOR | Paintable Ceramic Sconces | Outdoor Lighting | Unfinished Ceramic | 714 | Ceramic |  |  |  | Undefined Ceramic | 1 Medium A19 75w |  | 1 | No | [14 empty] | 0 | [12 empty] | 33.48 | 66.96 | 100.44 | W:8'' H:10'' E:5 3/4'' | 3.6 |  |  | 8 | 10 | Center Lock-Up |  |  |  |  | 5.75 |  | No |  | No | [21 empty] | OB UP:4 1/4'' OB DOWN:5 3/4'' |  |  |  | 6.5 | Black/White |  |  | Hardwired | 0 | 0 | 0 | 0 | 1 | 0 | 0 | 1 | 0 | 0 | 0 | 785652002472 | 13 | 10.5 | 7.5 | 4.6 | 0.592 | 125 | Yes | [9 empty] | cETL Wet | CERAMIC 1L SCONCE-714 | One Light Outdoor Wall Lantern |  | 8304801-714.jpg | 8304801.jpg
8304801-714/T | One Light Outdoor Turtle Friendly Wall Lantern | Our outdoor ceramic sconces are crafted of durable tough ceramic and come unfinished, allowing you to paint them your desired color. These sconces also direct light downward, below a 90 degree plane, for neighbor and sky friendly illumination. | OUTDOOR | Paintable Ceramic Sconces | Outdoor Lighting | Unfinished Ceramic | 714 | Ceramic |  |  |  | Unfinished Ceramic Ceramic | 1 Medium PAR20 7w |  | 1 | Yes | [14 empty] | 0 | [12 empty] | 60.95 | 121.9 | 182.85 | W:8'' H:10'' E:5 3/4'' | 3.6 |  |  | 8 | 10 | Center Lock-Up |  |  |  |  | 5.75 |  | No |  | No | [21 empty] | OB UP:4 1/4'' OB DOWN:5 3/4'' |  |  |  | 6.5 | Black/White |  |  | Hardwired | 0 | 0 | 0 | 0 | 1 | 0 | 0 | 0 | 0 | 0 | 0 | 785652074578 | 13 | 10.5 | 7.5 | 4.6 | 0.592 | 125 | Yes | [9 empty] | cETL Wet | CERAMIC 1L SCONCE-714 | One Light Outdoor Turtle Friendly Wall Lantern |  | 8304801-714_T.jpg | 8304801.jpg
8304801EN3-714 | One Light Outdoor Wall Lantern | Our outdoor ceramic sconces are crafted of durable tough ceramic and come unfinished, allowing you to paint them your desired color. These sconces also direct light downward, below a 90 degree plane, for neighbor and sky friendly illumination. | OUTDOOR | Paintable Ceramic Sconces | Outdoor Lighting | Unfinished Ceramic | 714 | Ceramic |  |  |  | Unfinished Ceramic Ceramic | 1 Medium A19 9.3w |  | 1 | Yes | [14 empty] | 0 | [12 empty] | 39.48 | 78.96 | 118.44 | W:8'' H:10'' E:5 3/4'' | 3.6 |  |  | 8 | 10 | Center Lock-Up |  |  |  |  | 5.75 |  | No |  | No | [21 empty] | OB UP:4 1/4'' OB DOWN:5 3/4'' |  |  |  | 6.5 | Black/White |  |  | Hardwired | 0 | 0 | 0 | 1 | 1 | 0 | 0 | 0 | 0 | 0 | 0 | 785652052675 | 13 | 10.5 | 7.5 | 4.6 | 0.592 | 125 | Yes | [9 empty] | cETL Wet | CERAMIC 1L SCONCE-714 | One Light Outdoor Wall Lantern |  | 8304801EN3-714.jpg | 8304801.jpg
83057-12 | One Light Outdoor Wall / Ceiling Mount | Bayside outdoor lighting fixtures from Sea Gull Lighting are crafted from high quality and durable polycarbonate for efficient design and long-lasting endurance. Bayside features incandescent and ENERGY STAR-qualified LED lighting fixtures. Offered in White Polycarbonate and Black Polycarbonate, the assortment includes five sizes of wall and/or ceiling mount enclosed fixtures, all of which come with Frosted Ribbed diffusers. Several styles can be mounted vertically or horizontally. Several styles are also ADA Compliant. | OUTDOOR | Bayside | Outdoor Lighting | Black | 12 | Polycarbonate |  |  |  | Frosted Ribbed Polycarbonate | 1 Medium A19 75w |  | 1 | No | [14 empty] | 0 | [12 empty] | 41.48 | 82.96 | 124.44 | D:10'' H:5'' E:5'' | 1.6 | 10 |  |  | 5 | Cap Nuts |  |  |  |  | 5 |  | No |  | No | [21 empty] | OB UP:5'' Round |  |  |  | 6.5 | Black/White |  |  | Hardwired | 0 | 0 | 0 | 0 | 1 | 0 | 0 | 1 | 0 | 0 | 1 | 785652184918 | 10.5 | 10.5 | 6 | 2 | 0.383 | 175 | Yes | 12 | 10785652184915 | 22.5 | 19 | 22 | 27.3 | 5.443 | Yes | UL Wet | cUL Wet | BAYSIDE 1L WALL / CEILING-12 | One Light Outdoor Wall / Ceiling Mount | Interglobal: FE351-I75-BF | 83057-12.jpg | 83057.jpg
83057-15 | One Light Outdoor Wall / Ceiling Mount | Bayside outdoor lighting fixtures from Sea Gull Lighting are crafted from high quality and durable polycarbonate for efficient design and long-lasting endurance. Bayside features incandescent and ENERGY STAR-qualified LED lighting fixtures. Offered in White Polycarbonate and Black Polycarbonate, the assortment includes five sizes of wall and/or ceiling mount enclosed fixtures, all of which come with Frosted Ribbed diffusers. Several styles can be mounted vertically or horizontally. Several styles are also ADA Compliant. | OUTDOOR | Bayside | Outdoor Lighting | White | 15 | Polycarbonate |  |  |  | Frosted Ribbed Polycarbonate | 1 Medium A19 75w |  | 1 | No | [14 empty] | 0 | [12 empty] | 41.48 | 82.96 | 124.44 | D:10'' H:5'' E:5'' | 1.6 | 10 |  |  | 5 | Cap Nuts |  |  |  |  | 5 |  | No |  | No | [21 empty] | OB UP:5'' Round |  |  |  | 6.5 | Black/White |  |  | Hardwired | 0 | 0 | 0 | 0 | 1 | 0 | 0 | 1 | 0 | 0 | 1 | 785652184901 | 10.5 | 10.5 | 6 | 2 | 0.383 | 175 | Yes | 12 | 10785652184908 | 22.5 | 19 | 22 | 27.3 | 5.443 | Yes | UL Wet | cUL Wet | BAYSIDE 1L WALL / CEILING-15 | One Light Outdoor Wall / Ceiling Mount | Interglobal: FE351-I75-WF | 83057-15.jpg | 83057.jpg
83057EN3-12 | One Light Outdoor Wall / Ceiling Mount | Bayside outdoor lighting fixtures from Sea Gull Lighting are crafted from high quality and durable polycarbonate for efficient design and long-lasting endurance. Bayside features incandescent and ENERGY STAR-qualified LED lighting fixtures. Offered in White Polycarbonate and Black Polycarbonate, the assortment includes five sizes of wall and/or ceiling mount enclosed fixtures, all of which come with Frosted Ribbed diffusers. Several styles can be mounted vertically or horizontally. Several styles are also ADA Compliant. | OUTDOOR | Bayside | Outdoor Lighting | Black | 12 | Polycarbonate |  |  |  | Frosted Ribbed Polycarbonate | 1 Medium A19 9.3w |  | 1 | Yes | [14 empty] | 0 | [12 empty] | 45.98 | 91.96 | 137.94 | D:10'' H:5'' E:5'' | 1.6 | 10 |  |  | 5 | Cap Nuts |  |  |  |  | 5 |  | No |  | No | [21 empty] | OB UP:5'' Round |  |  |  | 6.5 | Black/White |  |  | Hardwired | 0 | 0 | 0 | 1 | 1 | 0 | 0 | 0 | 0 | 0 | 1 | 785652052705 | 10.5 | 10.5 | 6 | 2 | 0.383 | 175 | Yes | 12 | 10785652052702 | 22.5 | 19 | 22 | 27.3 | 5.443 | Yes | UL Wet | cUL Wet | BAYSIDE 1L WALL / CEILING-12 | One Light Outdoor Wall / Ceiling Mount |  | 83057EN3-12.jpg | 83057.jpg
83057EN3-15 | One Light Outdoor Wall / Ceiling Mount | Bayside outdoor lighting fixtures from Sea Gull Lighting are crafted from high quality and durable polycarbonate for efficient design and long-lasting endurance. Bayside features incandescent and ENERGY STAR-qualified LED lighting fixtures. Offered in White Polycarbonate and Black Polycarbonate, the assortment includes five sizes of wall and/or ceiling mount enclosed fixtures, all of which come with Frosted Ribbed diffusers. Several styles can be mounted vertically or horizontally. Several styles are also ADA Compliant. | OUTDOOR | Bayside | Outdoor Lighting | White | 15 | Polycarbonate |  |  |  | Frosted Ribbed Polycarbonate | 1 Medium A19 9.3w |  | 1 | Yes | [14 empty] | 0 | [12 empty] | 45.98 | 91.96 | 137.94 | D:10'' H:5'' E:5'' | 1.6 | 10 |  |  | 5 | Cap Nuts |  |  |  |  | 5 |  | No |  | No | [21 empty] | OB UP:5'' Round |  |  |  | 6.5 | Black/White |  |  | Hardwired | 0 | 0 | 0 | 1 | 1 | 0 | 0 | 0 | 0 | 0 | 1 | 785652052712 | 10.5 | 10.5 | 6 | 2 | 0.383 | 175 | Yes | 12 | 10785652052719 | 22.5 | 19 | 22 | 27.3 | 5.443 | Yes | UL Wet | cUL Wet | BAYSIDE 1L WALL / CEILING-15 | One Light Outdoor Wall / Ceiling Mount |  | 83057EN3-15.jpg | 83057.jpg
8313801-10 | One Light Outdoor Wall Lantern | The Outdoor Cylinder collection of ceiling and wall mount fixtures from Sea Gull Lighting are designed to mold, direct and shape light right where you need it. Available in White, Bronze or Painted Brushed Nickel finishes, the assortment includes small and large one-light outdoor ceiling flush mounts, small and large one-light outdoor wall lanterns and small and large two-light outdoor wall lanterns. For many of the fixtures incandescent and ENERGY STAR-qualified LED lamping is available, and many easily convert to LED by purchasing LED replacement lamps sold separately. Now, fixtures with integrated LED lamping options are also available. | OUTDOOR | Outdoor Cylinders | Outdoor Lighting | Bronze | 10 | Aluminum |  |  |  |  | 1 Medium BR30 65w |  | 1 | No | [14 empty] | 0 | [12 empty] | 41.98 | 83.96 | 125.94 | W:5 1/8'' H:7 1/4'' E:7 7/8'' | 1.5 |  |  | 5.125 | 7.25 | Cap Nuts |  |  |  |  | 7.875 |  | No |  | No | [21 empty] | DP:2 7/8'' W:4 1/2'' H:4 1/2'' OB UP:2 5/8'' OB DOWN:4 5/8'' Square |  |  |  | 6 | Black/White |  |  | Hardwired | 0 | 0 | 0 | 0 | 1 | 0 | 0 | 1 | 0 | 0 | 0 | 785652273933 | 10 | 9.75 | 7 | 2.2 | 0.395 | 175 | Yes | 6 | 10785652273930 | 21.5 | 19.25 | 10.75 | 14.7 | 2.575 | Yes |  | cETL Wet | 5IN CYLINDER 1L LANTERN-10 | One Light Outdoor Wall Lantern |  | 8313801-10.jpg | 8313801.jpg
8313801-10/T | One Light Outdoor Turtle Friendly Wall Lantern | The Outdoor Cylinder collection of ceiling and wall mount fixtures from Sea Gull Lighting are designed to mold, direct and shape light right where you need it. Available in White, Bronze or Painted Brushed Nickel finishes, the assortment includes small and large one-light outdoor ceiling flush mounts, small and large one-light outdoor wall lanterns and small and large two-light outdoor wall lanterns. For many of the fixtures incandescent and ENERGY STAR-qualified LED lamping is available, and many easily convert to LED by purchasing LED replacement lamps sold separately. Now, fixtures with integrated LED lamping options are also available. | OUTDOOR | Outdoor Cylinders | Outdoor Lighting | Bronze | 10 | Aluminum |  |  |  |  | 1 Medium PAR20 7w |  | 1 | Yes | [14 empty] | 0 | [12 empty] | 68.95 | 137.9 | 206.85 | W:5 1/8'' H:7 1/4'' E:7 7/8'' | 1.5 |  |  | 5.125 | 7.25 | Cap Nuts |  |  |  |  | 7.875 |  | No |  | No | [21 empty] | DP:2 7/8'' W:4 1/2'' H:4 1/2'' OB UP:2 5/8'' OB DOWN:4 5/8'' Square |  |  |  | 6 | Black/White |  |  | Hardwired | 0 | 0 | 0 | 0 | 1 | 0 | 0 | 0 | 0 | 0 | 0 | 785652074493 | 10 | 9.75 | 7 | 2.2 | 0.395 | 175 | Yes | [9 empty] | cETL Wet | 5IN CYLINDER 1L LANTERN-10 | One Light Outdoor Turtle Friendly Wall Lantern |  | 8313801-10_T.jpg | 8313801.jpg
8313801-12 | Small One Light Outdoor Wall Lantern | The Outdoor Cylinder collection of ceiling and wall mount fixtures from Sea Gull Lighting are designed to mold, direct and shape light right where you need it. Available in White, Bronze or Painted Brushed Nickel finishes, the assortment includes small and large one-light outdoor ceiling flush mounts, small and large one-light outdoor wall lanterns and small and large two-light outdoor wall lanterns. For many of the fixtures incandescent and ENERGY STAR-qualified LED lamping is available, and many easily convert to LED by purchasing LED replacement lamps sold separately. Now, fixtures with integrated LED lamping options are also available. | OUTDOOR | Outdoor Cylinders | Outdoor Lighting | Black | 12 | Aluminum |  |  |  |  | 1 Medium BR30 65w |  | 1 | No | [14 empty] | 0 | [12 empty] | 41.98 | 83.96 | 125.94 | W:5 1/8'' H:7 1/4'' E:7 7/8'' | 1.5 |  |  | 5.125 | 7.25 | Cap Nuts |  |  |  |  | 7.875 |  | DP:2 7/8'' W:4 1/2'' H:4 1/2'' OB UP:2 5/8'' OB DOWN:4 5/8'' Square |  |  |  | 6 | Black/White |  |  | Hardwired | 0 | 0 | 0 | 0 | 1 | 0 | 0 | 1 | 0 | 0 | 0 | 785652079382 | 9.25 | 9.25 | 7 | 2.3 | 0.347 | 125 | Yes | 6 | 10785652079389 | 21.75 | 19.5 | 10.25 | 15.5 | 2.516 | Yes |  | cETL Wet | 5IN CYLINDER 1L LANTERN-12 | Small One Light Outdoor Wall Lantern |  | 8313801-12.jpg | 8313801.jpg
8313801-12/T | Small One Light Outdoor Turtle Friendly Wall Lantern | The Outdoor Cylinder collection of ceiling and wall mount fixtures from Sea Gull Lighting are designed to mold, direct and shape light right where you need it. Available in White, Bronze or Painted Brushed Nickel finishes, the assortment includes small and large one-light outdoor ceiling flush mounts, small and large one-light outdoor wall lanterns and small and large two-light outdoor wall lanterns. For many of the fixtures incandescent and ENERGY STAR-qualified LED lamping is available, and many easily convert to LED by purchasing LED replacement lamps sold separately. Now, fixtures with integrated LED lamping options are also available. | OUTDOOR | Outdoor Cylinders | Outdoor Lighting | Black | 12 | Aluminum |  |  |  |  | 1 Medium PAR20 7w |  | 1 | Yes | [14 empty] | 0 | [12 empty] | 68.95 | 137.9 | 206.85 | W:5 1/8'' H:7 1/4'' E:7 7/8'' | 1.5 |  |  | 5.125 | 7.25 | Cap Nuts |  |  |  |  | 7.875 |  | DP:2 7/8'' W:4 1/2'' H:4 1/2'' OB UP:2 5/8'' OB DOWN:4 5/8'' Square |  |  |  | 6 | Black/White |  |  | Hardwired | 0 | 0 | 0 | 0 | 1 | 0 | 0 | 0 | 0 | 0 | 0 | 785652086229 | 16.25 | 6.25 | 9 | 3.9 | 0.529 | 125 | Yes | [9 empty] | cETL Wet | 5IN CYLINDER 1L LANTERN-12 | Small One Light Outdoor Turtle Friendly Wall Lantern |  | 8313801-12/T.jpg | 8313801.jpg
8313801-15 | One Light Outdoor Wall Lantern | The Outdoor Cylinder collection of ceiling and wall mount fixtures from Sea Gull Lighting are designed to mold, direct and shape light right where you need it. Available in White, Bronze or Painted Brushed Nickel finishes, the assortment includes small and large one-light outdoor ceiling flush mounts, small and large one-light outdoor wall lanterns and small and large two-light outdoor wall lanterns. For many of the fixtures incandescent and ENERGY STAR-qualified LED lamping is available, and many easily convert to LED by purchasing LED replacement lamps sold separately. Now, fixtures with integrated LED lamping options are also available. | OUTDOOR | Outdoor Cylinders | Outdoor Lighting | White | 15 | Aluminum |  |  |  |  | 1 Medium BR30 65w |  | 1 | No | [14 empty] | 0 | [12 empty] | 41.98 | 83.96 | 125.94 | W:5 1/8'' H:7 1/4'' E:7 7/8'' | 1.5 |  |  | 5.125 | 7.25 | Cap Nuts |  |  |  |  | 7.875 |  | No |  | No | [21 empty] | DP:2 7/8'' W:4 1/2'' H:4 1/2'' OB UP:2 5/8'' OB DOWN:4 5/8'' Square |  |  |  | 6 | Black/White |  |  | Hardwired | 0 | 0 | 0 | 0 | 1 | 0 | 0 | 1 | 0 | 0 | 0 | 785652273940 | 10 | 9.75 | 7 | 2.2 | 0.395 | 175 | Yes | 6 | 10785652273947 | 21.5 | 19.25 | 10.75 | 14.7 | 2.575 | Yes |  | cETL Wet | 5IN CYLINDER 1L LANTERN-15 | One Light Outdoor Wall Lantern |  | 8313801-15.jpg | 8313801.jpg
8313801-15/T | One Light Outdoor Turtle Friendly Wall Lantern | The Outdoor Cylinder collection of ceiling and wall mount fixtures from Sea Gull Lighting are designed to mold, direct and shape light right where you need it. Available in White, Bronze or Painted Brushed Nickel finishes, the assortment includes small and large one-light outdoor ceiling flush mounts, small and large one-light outdoor wall lanterns and small and large two-light outdoor wall lanterns. For many of the fixtures incandescent and ENERGY STAR-qualified LED lamping is available, and many easily convert to LED by purchasing LED replacement lamps sold separately. Now, fixtures with integrated LED lamping options are also available. | OUTDOOR | Outdoor Cylinders | Outdoor Lighting | White | 15 | Aluminum |  |  |  |  | 1 Medium PAR20 7w |  | 1 | Yes | [14 empty] | 0 | [12 empty] | 68.95 | 137.9 | 206.85 | W:5 1/8'' H:7 1/4'' E:7 7/8'' | 1.5 |  |  | 5.125 | 7.25 | Cap Nuts |  |  |  |  | 7.875 |  | No |  | No | [21 empty] | DP:2 7/8'' W:4 1/2'' H:4 1/2'' OB UP:2 5/8'' OB DOWN:4 5/8'' Square |  |  |  | 6 | Black/White |  |  | Hardwired | 0 | 0 | 0 | 0 | 1 | 0 | 0 | 0 | 0 | 0 | 0 | 785652074509 | 10 | 9.75 | 7 | 2.2 | 0.395 | 175 | Yes | [9 empty] | cETL Wet | 5IN CYLINDER 1L LANTERN-15 | One Light Outdoor Turtle Friendly Wall Lantern |  | 8313801-15_T.jpg | 8313801.jpg
8313801-753 | One Light Outdoor Wall Lantern | The Outdoor Cylinder collection of ceiling and wall mount fixtures from Sea Gull Lighting are designed to mold, direct and shape light right where you need it. Available in White, Bronze or Painted Brushed Nickel finishes, the assortment includes small and large one-light outdoor ceiling flush mounts, small and large one-light outdoor wall lanterns and small and large two-light outdoor wall lanterns. For many of the fixtures incandescent and ENERGY STAR-qualified LED lamping is available, and many easily convert to LED by purchasing LED replacement lamps sold separately. Now, fixtures with integrated LED lamping options are also available. | OUTDOOR | Outdoor Cylinders | Outdoor Lighting | Painted Brushed Nickel | 753 | Aluminum |  |  |  |  | 1 Medium BR30 65w |  | 1 | No | [14 empty] | 0 | [12 empty] | 41.98 | 83.96 | 125.94 | W:5 1/8'' H:7 1/4'' E:7 7/8'' | 1.5 |  |  | 5.125 | 7.25 | Cap Nuts |  |  |  |  | 7.875 |  | No |  | No | [21 empty] | DP:2 7/8'' W:4 1/2'' H:4 1/2'' OB UP:2 5/8'' OB DOWN:4 5/8'' Square |  |  |  | 6 | Black/White |  |  | Hardwired | 0 | 0 | 0 | 0 | 1 | 0 | 0 | 1 | 0 | 0 | 0 | 785652273957 | 10 | 9.75 | 7 | 2.2 | 0.395 | 175 | Yes | 6 | 10785652273954 | 21.5 | 19.25 | 10.75 | 14.7 | 2.575 | Yes |  | cETL Wet | 5IN CYLINDER 1L LANTERN-753 | One Light Outdoor Wall Lantern |  | 8313801-753.jpg | 8313801.jpg
8313801-753/T | One Light Outdoor Turtle Friendly Wall Lantern | The Outdoor Cylinder collection of ceiling and wall mount fixtures from Sea Gull Lighting are designed to mold, direct and shape light right where you need it. Available in White, Bronze or Painted Brushed Nickel finishes, the assortment includes small and large one-light outdoor ceiling flush mounts, small and large one-light outdoor wall lanterns and small and large two-light outdoor wall lanterns. For many of the fixtures incandescent and ENERGY STAR-qualified LED lamping is available, and many easily convert to LED by purchasing LED replacement lamps sold separately. Now, fixtures with integrated LED lamping options are also available. | OUTDOOR | Outdoor Cylinders | Outdoor Lighting | Painted Brushed Nickel | 753 | Aluminum |  |  |  |  | 1 Medium PAR20 7w |  | 1 | Yes | [14 empty] | 0 | [12 empty] | 68.95 | 137.9 | 206.85 | W:5 1/8'' H:7 1/4'' E:7 7/8'' | 1.5 |  |  | 5.125 | 7.25 | Cap Nuts |  |  |  |  | 7.875 |  | No |  | No | [21 empty] | DP:2 7/8'' W:4 1/2'' H:4 1/2'' OB UP:2 5/8'' OB DOWN:4 5/8'' Square |  |  |  | 6 | Black/White |  |  | Hardwired | 0 | 0 | 0 | 0 | 1 | 0 | 0 | 0 | 0 | 0 | 0 | 785652074516 | 10 | 9.75 | 7 | 2.2 | 0.395 | 175 | Yes | [9 empty] | cETL Wet | 5IN CYLINDER 1L LANTERN-753 | One Light Outdoor Turtle Friendly Wall Lantern |  | 8313801-753_T.jpg | 8313801.jpg
8313801EN3-10 | One Light Outdoor Wall Lantern | The Outdoor Cylinder collection of ceiling and wall mount fixtures from Sea Gull Lighting are designed to mold, direct and shape light right where you need it. Available in White, Bronze or Painted Brushed Nickel finishes, the assortment includes small and large one-light outdoor ceiling flush mounts, small and large one-light outdoor wall lanterns and small and large two-light outdoor wall lanterns. For many of the fixtures incandescent and ENERGY STAR-qualified LED lamping is available, and many easily convert to LED by purchasing LED replacement lamps sold separately. Now, fixtures with integrated LED lamping options are also available. | OUTDOOR | Outdoor Cylinders | Outdoor Lighting | Bronze | 10 | Aluminum |  |  |  |  | 1 Medium A19 9.3w |  | 1 | Yes | [14 empty] | 0 | [12 empty] | 46.98 | 93.96 | 140.94 | W:5 1/8'' H:7 1/4'' E:7 7/8'' | 1.5 |  |  | 5.125 | 7.25 | Cap Nuts |  |  |  |  | 7.875 |  | No |  | No | [21 empty] | DP:2 7/8'' W:4 1/2'' H:4 1/2'' OB UP:2 5/8'' OB DOWN:4 5/8'' Square |  |  |  | 6 | Black/White |  |  | Hardwired | 0 | 0 | 0 | 1 | 1 | 0 | 0 | 0 | 0 | 0 | 0 | 785652052729 | 10 | 9.75 | 7 | 2.5 | 0.395 | 125 | Yes | 6 | 10785652052726 | 21.5 | 19.25 | 10.75 | 16.4 | 2.575 | Yes |  | cETL Wet | 5IN CYLINDER 1L LANTERN-10 | One Light Outdoor Wall Lantern |  | 8313801EN3-10.jpg | 8313801.jpg
8313801EN3-12 | One Light Outdoor Wall Lantern | The Outdoor Cylinder collection of ceiling and wall mount fixtures from Sea Gull Lighting are designed to mold, direct and shape light right where you need it. Available in White, Bronze or Painted Brushed Nickel finishes, the assortment includes small and large one-light outdoor ceiling flush mounts, small and large one-light outdoor wall lanterns and small and large two-light outdoor wall lanterns. For many of the fixtures incandescent and ENERGY STAR-qualified LED lamping is available, and many easily convert to LED by purchasing LED replacement lamps sold separately. Now, fixtures with integrated LED lamping options are also available. | OUTDOOR | Outdoor Cylinders | Outdoor Lighting | Black | 12 | Aluminum |  |  |  |  | 1 Medium A19 9.3w |  | 1 | Yes | [14 empty] | 0 | [12 empty] | 44.95 | 89.9 | 134.85 | W:5 1/8'' H:7 1/4'' E:7 7/8'' | 1.5 |  |  | 5.125 | 7.25 | Cap Nuts |  |  |  |  | 7.875 |  | No |  | No | [21 empty] | DP:2 7/8'' W:4 1/2'' H:4 1/2'' OB UP:2 5/8'' OB DOWN:4 5/8'' Square |  |  |  | 6 | Black/White |  |  | Hardwired | 0 | 0 | 0 | 1 | 1 | 0 | 0 | 0 | 0 | 0 | 0 | 785652083044 | 10 | 9.75 | 7 | 2.5 | 0.395 | 125 | Yes | [9 empty] | cETL Wet | 5IN CYLINDER 1L LANTERN-12 | One Light Outdoor Wall Lantern |  | 8313801EN3-12.jpg | 8313801EN3.jpg
8313801EN3-15 | One Light Outdoor Wall Lantern | The Outdoor Cylinder collection of ceiling and wall mount fixtures from Sea Gull Lighting are designed to mold, direct and shape light right where you need it. Available in White, Bronze or Painted Brushed Nickel finishes, the assortment includes small and large one-light outdoor ceiling flush mounts, small and large one-light outdoor wall lanterns and small and large two-light outdoor wall lanterns. For many of the fixtures incandescent and ENERGY STAR-qualified LED lamping is available, and many easily convert to LED by purchasing LED replacement lamps sold separately. Now, fixtures with integrated LED lamping options are also available. | OUTDOOR | Outdoor Cylinders | Outdoor Lighting | White | 15 | Aluminum |  |  |  |  | 1 Medium A19 9.3w |  | 1 | Yes | [14 empty] | 0 | [12 empty] | 46.98 | 93.96 | 140.94 | W:5 1/8'' H:7 1/4'' E:7 7/8'' | 1.5 |  |  | 5.125 | 7.25 | Cap Nuts |  |  |  |  | 7.875 |  | No |  | No | [21 empty] | DP:2 7/8'' W:4 1/2'' H:4 1/2'' OB UP:2 5/8'' OB DOWN:4 5/8'' Square |  |  |  | 6 | Black/White |  |  | Hardwired | 0 | 0 | 0 | 1 | 1 | 0 | 0 | 0 | 0 | 0 | 0 | 785652052736 | 10 | 9.75 | 7 | 2.2 | 0.395 | 175 | Yes | 6 | 10785652052733 | 21.5 | 19.25 | 10.75 | 14.7 | 2.575 | Yes |  | cETL Wet | 5IN CYLINDER 1L LANTERN-15 | One Light Outdoor Wall Lantern |  | 8313801EN3-15.jpg | 8313801.jpg
8313801EN3-753 | One Light Outdoor Wall Lantern | The Outdoor Cylinder collection of ceiling and wall mount fixtures from Sea Gull Lighting are designed to mold, direct and shape light right where you need it. Available in White, Bronze or Painted Brushed Nickel finishes, the assortment includes small and large one-light outdoor ceiling flush mounts, small and large one-light outdoor wall lanterns and small and large two-light outdoor wall lanterns. For many of the fixtures incandescent and ENERGY STAR-qualified LED lamping is available, and many easily convert to LED by purchasing LED replacement lamps sold separately. Now, fixtures with integrated LED lamping options are also available. | OUTDOOR | Outdoor Cylinders | Outdoor Lighting | Painted Brushed Nickel | 753 | Aluminum |  |  |  |  | 1 Medium A19 9.3w |  | 1 | Yes | [14 empty] | 0 | [12 empty] | 46.98 | 93.96 | 140.94 | W:5 1/8'' H:7 1/4'' E:7 7/8'' | 1.5 |  |  | 5.125 | 7.25 | Cap Nuts |  |  |  |  | 7.875 |  | No |  | No | [21 empty] | DP:2 7/8'' W:4 1/2'' H:4 1/2'' OB UP:2 5/8'' OB DOWN:4 5/8'' Square |  |  |  | 6 | Black/White |  |  | Hardwired | 0 | 0 | 0 | 1 | 1 | 0 | 0 | 0 | 0 | 0 | 0 | 785652052743 | 10 | 9.75 | 7 | 2.2 | 0.395 | 175 | Yes | 6 | 10785652052740 | 21.5 | 19.25 | 10.75 | 14.7 | 2.575 | Yes |  | cETL Wet | 5IN CYLINDER 1L LANTERN-753 | One Light Outdoor Wall Lantern |  | 8313801EN3-753.jpg | 8313801.jpg
8313802-10 | Two Light Outdoor Wall Lantern | The Outdoor Cylinder collection of ceiling and wall mount fixtures from Sea Gull Lighting are designed to mold, direct and shape light right where you need it. Available in White, Bronze or Painted Brushed Nickel finishes, the assortment includes small and large one-light outdoor ceiling flush mounts, small and large one-light outdoor wall lanterns and small and large two-light outdoor wall lanterns. For many of the fixtures incandescent and ENERGY STAR-qualified LED lamping is available, and many easily convert to LED by purchasing LED replacement lamps sold separately. Now, fixtures with integrated LED lamping options are also available. | OUTDOOR | Outdoor Cylinders | Outdoor Lighting | Bronze | 10 | Aluminum | Tempered Glass Glass |  |  |  | 2 Medium BR30 65w |  | 2 | No | [14 empty] | 0 | [12 empty] | 67.48 | 134.96 | 202.44 | W:5 1/8'' H:14 1/4'' E:7 7/8'' | 2.7 |  |  | 5.125 | 14.25 | Cap Nuts |  |  |  |  | 7.875 |  | No |  | No | [21 empty] | DP:2 7/8'' W:4 1/2'' H:4 1/2'' OB UP:7 1/8'' OB DOWN:7 1/8'' Square |  |  |  | 6 | Black/White |  |  | Hardwired | 0 | 0 | 0 | 0 | 1 | 0 | 0 | 1 | 0 | 0 | 0 | 785652273995 | 16.25 | 6.25 | 9 | 3.9 | 0.529 | 125 | Yes | 6 | 10785652273992 | 19.5 | 18.38 | 17.5 | 25.9 | 3.63 | Yes |  | cETL Wet | 5IN CYLINDER 2L LANTERN-10 | Two Light Outdoor Wall Lantern |  | 8313802-10.jpg | 8313802.jpg
8313802-12 | Two Light Outdoor Wall Lantern | The Outdoor Cylinder collection of ceiling and wall mount fixtures from Sea Gull Lighting are designed to mold, direct and shape light right where you need it. Available in White, Bronze or Painted Brushed Nickel finishes, the assortment includes small and large one-light outdoor ceiling flush mounts, small and large one-light outdoor wall lanterns and small and large two-light outdoor wall lanterns. For many of the fixtures incandescent and ENERGY STAR-qualified LED lamping is available, and many easily convert to LED by purchasing LED replacement lamps sold separately. Now, fixtures with integrated LED lamping options are also available. | OUTDOOR | Outdoor Cylinders | Outdoor Lighting | Black | 12 | Aluminum | Tempered Glass Glass |  |  |  | 2 Medium BR30 65w |  | 2 | No | [14 empty] | 0 | [12 empty] | 64.45 | 128.9 | 193.35 | W:5 1/8'' H:14 1/4'' E:7 7/8'' | 2.7 |  |  | 5.125 | 14.25 | Cap Nuts |  |  |  |  | 7.875 |  | No |  | No | [21 empty] | DP:2 7/8'' W:4 1/2'' H:4 1/2'' OB UP:7 1/8'' OB DOWN:7 1/8'' Square |  |  |  | 6 | Black/White |  |  | Hardwired | 0 | 0 | 0 | 0 | 1 | 0 | 0 | 1 | 0 | 0 | 0 | 785652079405 | 16.5 | 9 | 6.25 | 4 | 0.537 | 125 | Yes | 6 | 10785652079402 | [7 empty] | cETL Wet | 5IN CYLINDER 2L LANTERN-12 | Two Light Outdoor Wall Lantern |  | 8313802-12.jpg | 8313802.jpg
8313802-15 | Two Light Outdoor Wall Lantern | The Outdoor Cylinder collection of ceiling and wall mount fixtures from Sea Gull Lighting are designed to mold, direct and shape light right where you need it. Available in White, Bronze or Painted Brushed Nickel finishes, the assortment includes small and large one-light outdoor ceiling flush mounts, small and large one-light outdoor wall lanterns and small and large two-light outdoor wall lanterns. For many of the fixtures incandescent and ENERGY STAR-qualified LED lamping is available, and many easily convert to LED by purchasing LED replacement lamps sold separately. Now, fixtures with integrated LED lamping options are also available. | OUTDOOR | Outdoor Cylinders | Outdoor Lighting | White | 15 | Aluminum | Tempered Glass Glass |  |  |  | 2 Medium BR30 65w |  | 2 | No | [14 empty] | 0 | [12 empty] | 67.48 | 134.96 | 202.44 | W:5 1/8'' H:14 1/4'' E:7 7/8'' | 2.7 |  |  | 5.125 | 14.25 | Cap Nuts |  |  |  |  | 7.875 |  | No |  | No | [21 empty] | DP:2 7/8'' W:4 1/2'' H:4 1/2'' OB UP:7 1/8'' OB DOWN:7 1/8'' Square |  |  |  | 6 | Black/White |  |  | Hardwired | 0 | 0 | 0 | 0 | 1 | 0 | 0 | 1 | 0 | 0 | 0 | 785652274008 | 16.5 | 9 | 6.25 | 4 | 0.537 | 125 | Yes | 6 | 10785652274005 | 19.25 | 18.75 | 17.5 | 26 | 3.655 | Yes |  | cETL Wet | 5IN CYLINDER 2L LANTERN-15 | Two Light Outdoor Wall Lantern |  | 8313802-15.jpg | 8313802.jpg
8313802-753 | Two Light Outdoor Wall Lantern | The Outdoor Cylinder collection of ceiling and wall mount fixtures from Sea Gull Lighting are designed to mold, direct and shape light right where you need it. Available in White, Bronze or Painted Brushed Nickel finishes, the assortment includes small and large one-light outdoor ceiling flush mounts, small and large one-light outdoor wall lanterns and small and large two-light outdoor wall lanterns. For many of the fixtures incandescent and ENERGY STAR-qualified LED lamping is available, and many easily convert to LED by purchasing LED replacement lamps sold separately. Now, fixtures with integrated LED lamping options are also available. | OUTDOOR | Outdoor Cylinders | Outdoor Lighting | Painted Brushed Nickel | 753 | Aluminum | Tempered Glass Glass |  |  |  | 2 Medium BR30 65w |  | 2 | No | [14 empty] | 0 | [12 empty] | 67.48 | 134.96 | 202.44 | W:5 1/8'' H:14 1/4'' E:7 7/8'' | 2.7 |  |  | 5.125 | 14.25 | Cap Nuts |  |  |  |  | 7.875 |  | No |  | No | [21 empty] | DP:2 7/8'' W:4 1/2'' H:4 1/2'' OB UP:7 1/8'' OB DOWN:7 1/8'' Square |  |  |  | 6 | Black/White |  |  | Hardwired | 0 | 0 | 0 | 0 | 1 | 0 | 0 | 1 | 0 | 0 | 0 | 785652274015 | 16.5 | 9 | 6.25 | 4 | 0.537 | 125 | Yes | 6 | 10785652274012 | 19.25 | 18.75 | 17.5 | 26 | 3.655 | Yes |  | cETL Wet | 5IN CYLINDER 2L LANTERN-753 | Two Light Outdoor Wall Lantern |  | 8313802-753.jpg | 8313802.jpg
8313802EN3-10 | Two Light Outdoor Wall Lantern | The Outdoor Cylinder collection of ceiling and wall mount fixtures from Sea Gull Lighting are designed to mold, direct and shape light right where you need it. Available in White, Bronze or Painted Brushed Nickel finishes, the assortment includes small and large one-light outdoor ceiling flush mounts, small and large one-light outdoor wall lanterns and small and large two-light outdoor wall lanterns. For many of the fixtures incandescent and ENERGY STAR-qualified LED lamping is available, and many easily convert to LED by purchasing LED replacement lamps sold separately. Now, fixtures with integrated LED lamping options are also available. | OUTDOOR | Outdoor Cylinders | Outdoor Lighting | Bronze | 10 | Aluminum | Tempered Glass Glass |  |  |  | 2 Medium A19 9.3w |  | 2 | Yes | [14 empty] | 0 | [12 empty] | 74.98 | 149.96 | 224.94 | W:5 1/8'' H:14 1/4'' E:7 7/8'' | 2.7 |  |  | 5.125 | 14.25 | Cap Nuts |  |  |  |  | 7.875 |  | No |  | No | [21 empty] | DP:2 7/8'' W:4 1/2'' H:4 1/2'' OB UP:7 1/8'' OB DOWN:7 1/8'' Square |  |  |  | 6 | Black/White |  |  | Hardwired | 0 | 0 | 0 | 1 | 1 | 0 | 0 | 0 | 0 | 0 | 0 | 785652052750 | 16.25 | 6.25 | 9 | 3.9 | 0.529 | 125 | Yes | 6 | 10785652052757 | 19.5 | 18.5 | 17.5 | 25.9 | 3.653 | Yes |  | cETL Wet | 5IN CYLINDER 2L LANTERN-10 | Two Light Outdoor Wall Lantern |  | 8313802EN3-10.jpg | 8313802.jpg
8313802EN3-12 | Two Light Outdoor Wall Lantern | The Outdoor Cylinder collection of ceiling and wall mount fixtures from Sea Gull Lighting are designed to mold, direct and shape light right where you need it. Available in White, Bronze or Painted Brushed Nickel finishes, the assortment includes small and large one-light outdoor ceiling flush mounts, small and large one-light outdoor wall lanterns and small and large two-light outdoor wall lanterns. For many of the fixtures incandescent and ENERGY STAR-qualified LED lamping is available, and many easily convert to LED by purchasing LED replacement lamps sold separately. Now, fixtures with integrated LED lamping options are also available. | OUTDOOR | Outdoor Cylinders | Outdoor Lighting | Black | 12 | Aluminum | Tempered Glass Glass |  |  |  | 2 Medium A19 9.3w |  | 2 | Yes | [14 empty] | 0 | [12 empty] | 72.45 | 144.9 | 217.35 | W:5 1/8'' H:14 1/4'' E:7 7/8'' | 2.7 |  |  | 5.125 | 14.25 | Cap Nuts |  |  |  |  | 7.875 |  | No |  | No | [21 empty] | DP:2 7/8'' W:4 1/2'' H:4 1/2'' OB UP:7 1/8'' OB DOWN:7 1/8'' Square |  |  |  | 6 | Black/White |  |  | Hardwired | 0 | 0 | 0 | 1 | 1 | 0 | 0 | 0 | 0 | 0 | 0 | 785652083051 | 16.25 | 6.25 | 9 | 3.9 | 0.529 | 125 | Yes | [9 empty] | cETL Wet | 5IN CYLINDER 2L LANTERN-12 | Two Light Outdoor Wall Lantern |  | 8313802EN3-12.jpg | 8313802EN3.jpg
8313802EN3-15 | Two Light Outdoor Wall Lantern | The Outdoor Cylinder collection of ceiling and wall mount fixtures from Sea Gull Lighting are designed to mold, direct and shape light right where you need it. Available in White, Bronze or Painted Brushed Nickel finishes, the assortment includes small and large one-light outdoor ceiling flush mounts, small and large one-light outdoor wall lanterns and small and large two-light outdoor wall lanterns. For many of the fixtures incandescent and ENERGY STAR-qualified LED lamping is available, and many easily convert to LED by purchasing LED replacement lamps sold separately. Now, fixtures with integrated LED lamping options are also available. | OUTDOOR | Outdoor Cylinders | Outdoor Lighting | White | 15 | Aluminum | Tempered Glass Glass |  |  |  | 2 Medium A19 9.3w |  | 2 | Yes | [14 empty] | 0 | [12 empty] | 74.98 | 149.96 | 224.94 | W:5 1/8'' H:14 1/4'' E:7 7/8'' | 2.7 |  |  | 5.125 | 14.25 | Cap Nuts |  |  |  |  | 7.875 |  | No |  | No | [21 empty] | DP:2 7/8'' W:4 1/2'' H:4 1/2'' OB UP:7 1/8'' OB DOWN:7 1/8'' Square |  |  |  | 6 | Black/White |  |  | Hardwired | 0 | 0 | 0 | 1 | 1 | 0 | 0 | 0 | 0 | 0 | 0 | 785652052767 | 16.5 | 9 | 6.25 | 4 | 0.537 | 125 | Yes | 6 | 10785652052764 | 19.25 | 18.75 | 17.5 | 26 | 3.655 | Yes |  | cETL Wet | 5IN CYLINDER 2L LANTERN-15 | Two Light Outdoor Wall Lantern |  | 8313802EN3-15.jpg | 8313802.jpg
8313802EN3-753 | Two Light Outdoor Wall Lantern | The Outdoor Cylinder collection of ceiling and wall mount fixtures from Sea Gull Lighting are designed to mold, direct and shape light right where you need it. Available in White, Bronze or Painted Brushed Nickel finishes, the assortment includes small and large one-light outdoor ceiling flush mounts, small and large one-light outdoor wall lanterns and small and large two-light outdoor wall lanterns. For many of the fixtures incandescent and ENERGY STAR-qualified LED lamping is available, and many easily convert to LED by purchasing LED replacement lamps sold separately. Now, fixtures with integrated LED lamping options are also available. | OUTDOOR | Outdoor Cylinders | Outdoor Lighting | Painted Brushed Nickel | 753 | Aluminum | Tempered Glass Glass |  |  |  | 2 Medium A19 9.3w |  | 2 | Yes | [14 empty] | 0 | [12 empty] | 74.98 | 149.96 | 224.94 | W:5 1/8'' H:14 1/4'' E:7 7/8'' | 2.7 |  |  | 5.125 | 14.25 | Cap Nuts |  |  |  |  | 7.875 |  | No |  | No | [21 empty] | DP:2 7/8'' W:4 1/2'' H:4 1/2'' OB UP:7 1/8'' OB DOWN:7 1/8'' Square |  |  |  | 6 | Black/White |  |  | Hardwired | 0 | 0 | 0 | 1 | 1 | 0 | 0 | 0 | 0 | 0 | 0 | 785652052774 | 16.5 | 9 | 6.25 | 4 | 0.537 | 125 | Yes | 6 | 10785652052771 | 19.25 | 18.75 | 17.5 | 26 | 3.655 | Yes |  | cETL Wet | 5IN CYLINDER 2L LANTERN-753 | Two Light Outdoor Wall Lantern |  | 8313802EN3-753.jpg | 8313802.jpg
8313897S-10 | Small LED Wall Lantern | The Outdoor Cylinder collection of ceiling and wall mount fixtures from Sea Gull Lighting are designed to mold, direct and shape light right where you need it. Available in White, Bronze or Painted Brushed Nickel finishes, the assortment includes small and large one-light outdoor ceiling flush mounts, small and large one-light outdoor wall lanterns and small and large two-light outdoor wall lanterns. For many of the fixtures incandescent and ENERGY STAR-qualified LED lamping is available, and many easily convert to LED by purchasing LED replacement lamps sold separately. Now, fixtures with integrated LED lamping options are also available. | OUTDOOR | Outdoor Cylinders | Outdoor Lighting | Bronze | 10 | Aluminum | [6 empty] | 1 | No | 1000 | 2700 | 90 | 14 | 120 | 19 - Integrated | MODS - Modules |  | 5 | 100 | LED | 14 | 14 | 50000 | 0 | [12 empty] | 57.98 | 115.96 | 173.94 | W:5 1/8'' H:7 1/4'' E:7 7/8'' | 1.5 |  |  | 5.125 | 7.25 | Cap Nuts |  |  |  |  | 7.875 |  | No |  | No | [21 empty] | DP:2 7/8'' W:4 1/2'' H:4 1/2'' OB UP:2 5/8'' OB DOWN:4 5/8'' Square |  |  |  | 6 | Black/White |  |  | Hardwired | 0 | 0 | 0 | 0 | 1 | 0 | 0 | 0 | 0 | 0 | 0 | 785652063671 | 9.75 | 9.5 | 7.5 | 2.2 | 0.402 | 125 | Yes | 6 | 10785652063678 | 21.375 | 19.25 | 10.75 | 15.3 | 2.56 | Yes |  | cETL Wet | 5IN CYLINDER LED LANTERN-10 | Small LED Wall Lantern |  | 8313897S-10.jpg | 8313801.jpg
8313897S-15 | Small LED Wall Lantern | The Outdoor Cylinder collection of ceiling and wall mount fixtures from Sea Gull Lighting are designed to mold, direct and shape light right where you need it. Available in White, Bronze or Painted Brushed Nickel finishes, the assortment includes small and large one-light outdoor ceiling flush mounts, small and large one-light outdoor wall lanterns and small and large two-light outdoor wall lanterns. For many of the fixtures incandescent and ENERGY STAR-qualified LED lamping is available, and many easily convert to LED by purchasing LED replacement lamps sold separately. Now, fixtures with integrated LED lamping options are also available. | OUTDOOR | Outdoor Cylinders | Outdoor Lighting | White | 15 | Aluminum | [6 empty] | 1 | No | 1000 | 2700 | 90 | 14 | 120 | 19 - Integrated | MODS - Modules |  | 5 | 100 | LED | 14 | 14 | 50000 | 0 | [12 empty] | 57.98 | 115.96 | 173.94 | W:5 1/8'' H:7 1/4'' E:7 7/8'' | 1.5 |  |  | 5.125 | 7.25 | Cap Nuts |  |  |  |  | 7.875 |  | No |  | No | [21 empty] | DP:2 7/8'' W:4 1/2'' H:4 1/2'' OB UP:2 5/8'' OB DOWN:4 5/8'' Square |  |  |  | 6 | Black/White |  |  | Hardwired | 0 | 0 | 0 | 0 | 1 | 0 | 0 | 0 | 0 | 0 | 0 | 785652063688 | 9.75 | 9.5 | 7.5 | 2.3 | 0.402 | 125 | Yes | 6 | 10785652063685 | 21.75 | 19.25 | 10.75 | 15.7 | 2.605 | Yes |  | cETL Wet | 5IN CYLINDER LED LANTERN-15 | Small LED Wall Lantern |  | 8313897S-15.jpg | 8313801.jpg
8313897S-753 | Small LED Wall Lantern | The Outdoor Cylinder collection of ceiling and wall mount fixtures from Sea Gull Lighting are designed to mold, direct and shape light right where you need it. Available in White, Bronze or Painted Brushed Nickel finishes, the assortment includes small and large one-light outdoor ceiling flush mounts, small and large one-light outdoor wall lanterns and small and large two-light outdoor wall lanterns. For many of the fixtures incandescent and ENERGY STAR-qualified LED lamping is available, and many easily convert to LED by purchasing LED replacement lamps sold separately. Now, fixtures with integrated LED lamping options are also available. | OUTDOOR | Outdoor Cylinders | Outdoor Lighting | Painted Brushed Nickel | 753 | Aluminum | [6 empty] | 1 | No | 1000 | 2700 | 90 | 14 | 120 | 19 - Integrated | MODS - Modules |  | 5 | 100 | LED | 14 | 14 | 50000 | 0 | [12 empty] | 57.98 | 115.96 | 173.94 | W:5 1/8'' H:7 1/4'' E:7 7/8'' | 1.5 |  |  | 5.125 | 7.25 | Cap Nuts |  |  |  |  | 7.875 |  | No |  | No | [21 empty] | DP:2 7/8'' W:4 1/2'' H:4 1/2'' OB UP:2 5/8'' OB DOWN:4 5/8'' Square |  |  |  | 6 | Black/White |  |  | Hardwired | 0 | 0 | 0 | 0 | 1 | 0 | 0 | 0 | 0 | 0 | 0 | 785652063695 | 9.75 | 9.5 | 7.5 | 2.3 | 0.402 | 175 | Yes | 6 | 10785652063692 | 21.75 | 19.25 | 10.75 | 15.4 | 2.605 | Yes |  | cETL Wet | 5IN CYLINDER LED LANTERN-753 | Small LED Wall Lantern |  | 8313897S-753.jpg | 8313801.jpg
8313901-10 | Large One Light Outdoor Wall Lantern | The Outdoor Cylinder collection of ceiling and wall mount fixtures from Sea Gull Lighting are designed to mold, direct and shape light right where you need it. Available in White, Bronze or Painted Brushed Nickel finishes, the assortment includes small and large one-light outdoor ceiling flush mounts, small and large one-light outdoor wall lanterns and small and large two-light outdoor wall lanterns. For many of the fixtures incandescent and ENERGY STAR-qualified LED lamping is available, and many easily convert to LED by purchasing LED replacement lamps sold separately. Now, fixtures with integrated LED lamping options are also available. | OUTDOOR | Outdoor Cylinders | Outdoor Lighting | Bronze | 10 | Aluminum |  |  |  |  | 1 Medium BR40 100w |  | 1 | No | [14 empty] | 0 | [12 empty] | 49.98 | 99.96 | 149.94 | W:6'' H:9'' E:8 3/4'' | 2.8 |  |  | 6 | 9 | Cap Nuts |  |  |  |  | 8.75 |  | No |  | No | [21 empty] | DP:2 7/8'' W:4 1/2'' H:4 1/2'' OB UP:4 1/2'' OB DOWN:4 1/2'' Square |  |  |  | 6 | Black/White |  |  | Hardwired | 0 | 0 | 0 | 0 | 1 | 0 | 0 | 1 | 0 | 0 | 0 | 785652274022 | 10.5 | 10 | 7.5 | 3.9 | 0.456 | 100 | Yes | 6 | 10785652274029 | 22 | 20.75 | 11.5 | 25.7 | 3.038 | Yes |  | cETL Wet | 6IN CYLINDER 1L LANTERN-10 | Large One Light Outdoor Wall Lantern |  | 8313901-10.jpg | 8313901.jpg
8313901-10/T | Large One Light Outdoor Turtle Friendly Wall Lantern | The Outdoor Cylinder collection of ceiling and wall mount fixtures from Sea Gull Lighting are designed to mold, direct and shape light right where you need it. Available in White, Bronze or Painted Brushed Nickel finishes, the assortment includes small and large one-light outdoor ceiling flush mounts, small and large one-light outdoor wall lanterns and small and large two-light outdoor wall lanterns. For many of the fixtures incandescent and ENERGY STAR-qualified LED lamping is available, and many easily convert to LED by purchasing LED replacement lamps sold separately. Now, fixtures with integrated LED lamping options are also available. | OUTDOOR | Outdoor Cylinders | Outdoor Lighting | Bronze | 10 | Aluminum |  |  |  |  | 1 Medium PAR20 7w |  | 1 | Yes | [14 empty] | 0 | [12 empty] | 78.45 | 156.9 | 235.35 | W:6'' H:9'' E:8 3/4'' | 2.8 |  |  | 6 | 9 | Cap Nuts |  |  |  |  | 8.75 |  | No |  | No | [21 empty] | DP:2 7/8'' W:4 1/2'' H:4 1/2'' OB UP:4 1/2'' OB DOWN:4 1/2'' Square |  |  |  | 6 | Black/White |  |  | Hardwired | 0 | 0 | 0 | 0 | 1 | 0 | 0 | 0 | 0 | 0 | 0 | 785652074523 | 10.5 | 10 | 7.5 | 3.9 | 0.456 | 100 | Yes | 6 | 10785652074520 | 22 | 20.75 | 11.5 | 25.7 | 3.038 | Yes |  | cETL Wet | 6IN CYLINDER 1L LANTERN-10 | Large One Light Outdoor Turtle Friendly Wall Lantern |  | 8313901-10_T.jpg | 8313901.jpg
8313901-12 | Large One Light Outdoor Wall Lantern | The Outdoor Cylinder collection of ceiling and wall mount fixtures from Sea Gull Lighting are designed to mold, direct and shape light right where you need it. Available in White, Bronze or Painted Brushed Nickel finishes, the assortment includes small and large one-light outdoor ceiling flush mounts, small and large one-light outdoor wall lanterns and small and large two-light outdoor wall lanterns. For many of the fixtures incandescent and ENERGY STAR-qualified LED lamping is available, and many easily convert to LED by purchasing LED replacement lamps sold separately. Now, fixtures with integrated LED lamping options are also available. | OUTDOOR | Outdoor Cylinders | Outdoor Lighting | Black | 12 | Aluminum |  |  |  |  | 1 Medium BR40 100w |  | 1 | No | [14 empty] | 0 | [12 empty] | 49.98 | 99.96 | 149.94 | W:6'' H:9'' E:8 3/4'' | 2.8 |  |  | 6 | 9 | Cap Nuts |  |  |  |  | 8.75 |  | DP:2 7/8'' W:4 1/2'' H:4 1/2'' OB UP:4 1/2'' OB DOWN:4 1/2'' Square |  |  |  | 6 | Black/White |  |  | Hardwired | 0 | 0 | 0 | 0 | 1 | 0 | 0 | 1 | 0 | 0 | 0 | 785652079412 | 10 | 7.25 | 10.25 | 3.6 | 0.43 | 100 | Yes | 6 | 10785652079419 | 22 | 21 | 11 | 24 | 2.941 | Yes |  | cETL Wet | 6IN CYLINDER 1L LANTERN-12 | Large One Light Outdoor Wall Lantern |  | 8313901-12.jpg | 8313901.jpg
8313901-12/T | Large One Light Outdoor Turtle Friendly Wall Lantern | The Outdoor Cylinder collection of ceiling and wall mount fixtures from Sea Gull Lighting are designed to mold, direct and shape light right where you need it. Available in White, Bronze or Painted Brushed Nickel finishes, the assortment includes small and large one-light outdoor ceiling flush mounts, small and large one-light outdoor wall lanterns and small and large two-light outdoor wall lanterns. For many of the fixtures incandescent and ENERGY STAR-qualified LED lamping is available, and many easily convert to LED by purchasing LED replacement lamps sold separately. Now, fixtures with integrated LED lamping options are also available. | OUTDOOR | Outdoor Cylinders | Outdoor Lighting | Black | 12 | Aluminum |  |  |  |  | 1 Medium PAR20 7w |  | 1 | Yes | [14 empty] | 0 | [12 empty] | 78.45 | 156.9 | 235.35 | W:6'' H:9'' E:8 3/4'' | 2.8 |  |  | 6 | 9 | Cap Nuts |  |  |  |  | 8.75 |  | DP:2 7/8'' W:4 1/2'' H:4 1/2'' OB UP:4 1/2'' OB DOWN:4 1/2'' Square |  |  |  | 6 | Black/White |  |  | Hardwired | 0 | 0 | 0 | 0 | 1 | 0 | 0 | 0 | 0 | 0 | 0 | 785652086236 | 10.5 | 10 | 7.5 | 3.9 | 0.456 | 100 | Yes | [9 empty] | cETL Wet | 6IN CYLINDER 1L LANTERN-12 | Large One Light Outdoor Turtle Friendly Wall Lantern |  | 8313901-12/T.jpg | 8313901.jpg
8313901-15 | Large One Light Outdoor Wall Lantern | The Outdoor Cylinder collection of ceiling and wall mount fixtures from Sea Gull Lighting are designed to mold, direct and shape light right where you need it. Available in White, Bronze or Painted Brushed Nickel finishes, the assortment includes small and large one-light outdoor ceiling flush mounts, small and large one-light outdoor wall lanterns and small and large two-light outdoor wall lanterns. For many of the fixtures incandescent and ENERGY STAR-qualified LED lamping is available, and many easily convert to LED by purchasing LED replacement lamps sold separately. Now, fixtures with integrated LED lamping options are also available. | OUTDOOR | Outdoor Cylinders | Outdoor Lighting | White | 15 | Aluminum |  |  |  |  | 1 Medium BR40 100w |  | 1 | No | [14 empty] | 0 | [12 empty] | 49.98 | 99.96 | 149.94 | W:6'' H:9'' E:8 3/4'' | 2.8 |  |  | 6 | 9 | Cap Nuts |  |  |  |  | 8.75 |  | No |  | No | [21 empty] | DP:2 7/8'' W:4 1/2'' H:4 1/2'' OB UP:4 1/2'' OB DOWN:4 1/2'' Square |  |  |  | 6 | Black/White |  |  | Hardwired | 0 | 0 | 0 | 0 | 1 | 0 | 0 | 1 | 0 | 0 | 0 | 785652274039 | 10.5 | 9.5 | 7 | 3.9 | 0.404 | 100 | Yes | 6 | 10785652274036 | 12.38 | 9.5 | 6.78 | 3.45 | 0.461 | Yes |  | cETL Wet | 6IN CYLINDER 1L LANTERN-15 | Large One Light Outdoor Wall Lantern |  | 8313901-15.jpg | 8313901.jpg
8313901-15/T | Large One Light Outdoor Turtle Friendly Wall Lantern | The Outdoor Cylinder collection of ceiling and wall mount fixtures from Sea Gull Lighting are designed to mold, direct and shape light right where you need it. Available in White, Bronze or Painted Brushed Nickel finishes, the assortment includes small and large one-light outdoor ceiling flush mounts, small and large one-light outdoor wall lanterns and small and large two-light outdoor wall lanterns. For many of the fixtures incandescent and ENERGY STAR-qualified LED lamping is available, and many easily convert to LED by purchasing LED replacement lamps sold separately. Now, fixtures with integrated LED lamping options are also available. | OUTDOOR | Outdoor Cylinders | Outdoor Lighting | White | 15 | Aluminum |  |  |  |  | 1 Medium PAR20 7w |  | 1 | Yes | [14 empty] | 0 | [12 empty] | 78.45 | 156.9 | 235.35 | W:6'' H:9'' E:8 3/4'' | 2.8 |  |  | 6 | 9 | Cap Nuts |  |  |  |  | 8.75 |  | No |  | No | [21 empty] | DP:2 7/8'' W:4 1/2'' H:4 1/2'' OB UP:4 1/2'' OB DOWN:4 1/2'' Square |  |  |  | 6 | Black/White |  |  | Hardwired | 0 | 0 | 0 | 0 | 1 | 0 | 0 | 0 | 0 | 0 | 0 | 785652074530 | 10.5 | 9.5 | 7 | 3.9 | 0.404 | 100 | Yes | [9 empty] | cETL Wet | 6IN CYLINDER 1L LANTERN-15 | Large One Light Outdoor Turtle Friendly Wall Lantern |  | 8313901-15_T.jpg | 8313901.jpg
8313901-753 | Large One Light Outdoor Wall Lantern | The Outdoor Cylinder collection of ceiling and wall mount fixtures from Sea Gull Lighting are designed to mold, direct and shape light right where you need it. Available in White, Bronze or Painted Brushed Nickel finishes, the assortment includes small and large one-light outdoor ceiling flush mounts, small and large one-light outdoor wall lanterns and small and large two-light outdoor wall lanterns. For many of the fixtures incandescent and ENERGY STAR-qualified LED lamping is available, and many easily convert to LED by purchasing LED replacement lamps sold separately. Now, fixtures with integrated LED lamping options are also available. | OUTDOOR | Outdoor Cylinders | Outdoor Lighting | Painted Brushed Nickel | 753 | Aluminum |  |  |  |  | 1 Medium BR40 100w |  | 1 | No | [14 empty] | 0 | [12 empty] | 49.98 | 99.96 | 149.94 | W:6'' H:9'' E:8 3/4'' | 2.8 |  |  | 6 | 9 | Cap Nuts |  |  |  |  | 8.75 |  | No |  | No | [21 empty] | DP:2 7/8'' W:4 1/2'' H:4 1/2'' OB UP:4 1/2'' OB DOWN:4 1/2'' Square |  |  |  | 6 | Black/White |  |  | Hardwired | 0 | 0 | 0 | 0 | 1 | 0 | 0 | 1 | 0 | 0 | 0 | 785652274046 | 10.5 | 7 | 10 | 3.8 | 0.425 | 100 | Yes | 6 | 10785652274043 | 21.5 | 20.8 | 11.5 | 24.8 | 2.976 | Yes |  | cETL Wet | 6IN CYLINDER 1L LANTERN-753 | Large One Light Outdoor Wall Lantern |  | 8313901-753.jpg | 8313901.jpg
8313901-753/T | Large One Light Outdoor Turtle Friendly Wall Lantern | The Outdoor Cylinder collection of ceiling and wall mount fixtures from Sea Gull Lighting are designed to mold, direct and shape light right where you need it. Available in White, Bronze or Painted Brushed Nickel finishes, the assortment includes small and large one-light outdoor ceiling flush mounts, small and large one-light outdoor wall lanterns and small and large two-light outdoor wall lanterns. For many of the fixtures incandescent and ENERGY STAR-qualified LED lamping is available, and many easily convert to LED by purchasing LED replacement lamps sold separately. Now, fixtures with integrated LED lamping options are also available. | OUTDOOR | Outdoor Cylinders | Outdoor Lighting | Painted Brushed Nickel | 753 | Aluminum |  |  |  |  | 1 Medium PAR20 7w |  | 1 | Yes | [14 empty] | 0 | [12 empty] | 78.45 | 156.9 | 235.35 | W:6'' H:9'' E:8 3/4'' | 2.8 |  |  | 6 | 9 | Cap Nuts |  |  |  |  | 8.75 |  | No |  | No | [21 empty] | DP:2 7/8'' W:4 1/2'' H:4 1/2'' OB UP:4 1/2'' OB DOWN:4 1/2'' Square |  |  |  | 6 | Black/White |  |  | Hardwired | 0 | 0 | 0 | 0 | 1 | 0 | 0 | 0 | 0 | 0 | 0 | 785652074547 | 10.5 | 7 | 10 | 3.8 | 0.425 | 100 | Yes | [9 empty] | cETL Wet | 6IN CYLINDER 1L LANTERN-753 | Large One Light Outdoor Turtle Friendly Wall Lantern |  | 8313901-753_T.jpg | 8313901.jpg
8313901EN3-10 | Large One Light Outdoor Wall Lantern | The Outdoor Cylinder collection of ceiling and wall mount fixtures from Sea Gull Lighting are designed to mold, direct and shape light right where you need it. Available in White, Bronze or Painted Brushed Nickel finishes, the assortment includes small and large one-light outdoor ceiling flush mounts, small and large one-light outdoor wall lanterns and small and large two-light outdoor wall lanterns. For many of the fixtures incandescent and ENERGY STAR-qualified LED lamping is available, and many easily convert to LED by purchasing LED replacement lamps sold separately. Now, fixtures with integrated LED lamping options are also available. | OUTDOOR | Outdoor Cylinders | Outdoor Lighting | Bronze | 10 | Aluminum |  |  |  |  | 1 Medium A19 9.3w |  | 1 | Yes | [14 empty] | 0 | [12 empty] | 56.98 | 113.96 | 170.94 | W:6'' H:9'' E:8 3/4'' | 2.8 |  |  | 6 | 9 | Cap Nuts |  |  |  |  | 8.75 |  | No |  | No | [21 empty] | DP:2 7/8'' W:4 1/2'' H:4 1/2'' OB UP:4 1/2'' OB DOWN:4 1/2'' Square |  |  |  | 6 | Black/White |  |  | Hardwired | 0 | 0 | 0 | 1 | 1 | 0 | 0 | 0 | 0 | 0 | 0 | 785652044250 | 10.5 | 10 | 7.5 | 3.9 | 0.456 | 100 | Yes | 6 | 10785652044257 | 22 | 20.75 | 11.5 | 25.7 | 3.038 | Yes |  | cETL Wet | 6IN CYLINDER 1L LANTERN-10 | Large One Light Outdoor Wall Lantern |  | 8313901EN3-10.jpg | 8313901.jpg
8313901EN3-12 | Large One Light Outdoor Wall Lantern | The Outdoor Cylinder collection of ceiling and wall mount fixtures from Sea Gull Lighting are designed to mold, direct and shape light right where you need it. Available in White, Bronze or Painted Brushed Nickel finishes, the assortment includes small and large one-light outdoor ceiling flush mounts, small and large one-light outdoor wall lanterns and small and large two-light outdoor wall lanterns. For many of the fixtures incandescent and ENERGY STAR-qualified LED lamping is available, and many easily convert to LED by purchasing LED replacement lamps sold separately. Now, fixtures with integrated LED lamping options are also available. | OUTDOOR | Outdoor Cylinders | Outdoor Lighting | Black | 12 | Aluminum |  |  |  |  | 1 Medium A19 9.3w |  | 1 | Yes | [14 empty] | 0 | [12 empty] | 54.45 | 108.9 | 163.35 | W:6'' H:9'' E:8 3/4'' | 2.8 |  |  | 6 | 9 | Cap Nuts |  |  |  |  | 8.75 |  | No |  | No | [21 empty] | DP:2 7/8'' W:4 1/2'' H:4 1/2'' OB UP:4 1/2'' OB DOWN:4 1/2'' Square |  |  |  | 6 | Black/White |  |  | Hardwired | 0 | 0 | 0 | 1 | 1 | 0 | 0 | 0 | 0 | 0 | 0 | 785652083068 | 10.5 | 10 | 7.5 | 3.9 | 0.456 | 100 | Yes | [9 empty] | cETL Wet | 6IN CYLINDER 1L LANTERN-12 | Large One Light Outdoor Wall Lantern |  | 8313901EN3-12.jpg | 8313901EN3.jpg
8313901EN3-15 | Large One Light Outdoor Wall Lantern | The Outdoor Cylinder collection of ceiling and wall mount fixtures from Sea Gull Lighting are designed to mold, direct and shape light right where you need it. Available in White, Bronze or Painted Brushed Nickel finishes, the assortment includes small and large one-light outdoor ceiling flush mounts, small and large one-light outdoor wall lanterns and small and large two-light outdoor wall lanterns. For many of the fixtures incandescent and ENERGY STAR-qualified LED lamping is available, and many easily convert to LED by purchasing LED replacement lamps sold separately. Now, fixtures with integrated LED lamping options are also available. | OUTDOOR | Outdoor Cylinders | Outdoor Lighting | White | 15 | Aluminum |  |  |  |  | 1 Medium A19 9.3w |  | 1 | Yes | [14 empty] | 0 | [12 empty] | 56.98 | 113.96 | 170.94 | W:6'' H:9'' E:8 3/4'' | 2.8 |  |  | 6 | 9 | Cap Nuts |  |  |  |  | 8.75 |  | No |  | No | [21 empty] | DP:2 7/8'' W:4 1/2'' H:4 1/2'' OB UP:4 1/2'' OB DOWN:4 1/2'' Square |  |  |  | 6 | Black/White |  |  | Hardwired | 0 | 0 | 0 | 1 | 1 | 0 | 0 | 0 | 0 | 0 | 0 | 785652044267 | 10.5 | 9.5 | 7 | 3.9 | 0.404 | 100 | Yes | 6 | 10785652044264 | 22 | 20.75 | 11.5 | 25.7 | 3.038 | Yes |  | cETL Wet | 6IN CYLINDER 1L LANTERN-15 | Large One Light Outdoor Wall Lantern |  | 8313901EN3-15.jpg | 8313901.jpg
8313901EN3-753 | Large One Light Outdoor Wall Lantern | The Outdoor Cylinder collection of ceiling and wall mount fixtures from Sea Gull Lighting are designed to mold, direct and shape light right where you need it. Available in White, Bronze or Painted Brushed Nickel finishes, the assortment includes small and large one-light outdoor ceiling flush mounts, small and large one-light outdoor wall lanterns and small and large two-light outdoor wall lanterns. For many of the fixtures incandescent and ENERGY STAR-qualified LED lamping is available, and many easily convert to LED by purchasing LED replacement lamps sold separately. Now, fixtures with integrated LED lamping options are also available. | OUTDOOR | Outdoor Cylinders | Outdoor Lighting | Painted Brushed Nickel | 753 | Aluminum |  |  |  |  | 1 Medium A19 9.3w |  | 1 | Yes | [14 empty] | 0 | [12 empty] | 56.98 | 113.96 | 170.94 | W:6'' H:9'' E:8 3/4'' | 2.8 |  |  | 6 | 9 | Cap Nuts |  |  |  |  | 8.75 |  | No |  | No | [21 empty] | DP:2 7/8'' W:4 1/2'' H:4 1/2'' OB UP:4 1/2'' OB DOWN:4 1/2'' Square |  |  |  | 6 | Black/White |  |  | Hardwired | 0 | 0 | 0 | 1 | 1 | 0 | 0 | 0 | 0 | 0 | 0 | 785652044274 | 10 | 9.75 | 7 | 2.2 | 0.395 | 175 | Yes | 6 | 10785652044271 | 21.5 | 19.25 | 10.75 | 14.7 | 2.575 | Yes |  | cETL Wet | 6IN CYLINDER 1L LANTERN-753 | Large One Light Outdoor Wall Lantern |  | 8313901EN3-753.jpg | 8313901.jpg
8313902-10 | Large Two Light Outdoor Wall Lantern | The Outdoor Cylinder collection of ceiling and wall mount fixtures from Sea Gull Lighting are designed to mold, direct and shape light right where you need it. Available in White, Bronze or Painted Brushed Nickel finishes, the assortment includes small and large one-light outdoor ceiling flush mounts, small and large one-light outdoor wall lanterns and small and large two-light outdoor wall lanterns. For many of the fixtures incandescent and ENERGY STAR-qualified LED lamping is available, and many easily convert to LED by purchasing LED replacement lamps sold separately. Now, fixtures with integrated LED lamping options are also available. | OUTDOOR | Outdoor Cylinders | Outdoor Lighting | Bronze | 10 | Aluminum | Tempered Glass Glass |  |  |  | 2 Medium BR40 100w |  | 2 | No | [14 empty] | 0 | [12 empty] | 74.98 | 149.96 | 224.94 | W:6'' H:18 1/4'' E:8 3/4'' | 4.3 |  |  | 6 | 18.25 | Cap Nuts |  |  |  |  | 8.75 |  | No |  | No | [21 empty] | DP:2 7/8'' W:4 1/2'' H:4 1/2'' OB UP:9 1/8'' OB DOWN:9 1/8'' Square |  |  |  | 6 | Black/White |  |  | Hardwired | 0 | 0 | 0 | 0 | 1 | 0 | 0 | 1 | 0 | 0 | 0 | 785652274084 | 20.6 | 7 | 9.8 | 6.2 | 0.818 | 125 | Yes | 4 | 10785652274081 | 21.5 | 14.5 | 19.75 | 26.8 | 3.563 | Yes |  | cETL Wet | 6IN CYLINDER 2L LANTERN-10 | Large Two Light Outdoor Wall Lantern |  | 8313902-10.jpg | 8313902.jpg
8313902-12 | Large Two Light Outdoor Wall Lantern | The Outdoor Cylinder collection of ceiling and wall mount fixtures from Sea Gull Lighting are designed to mold, direct and shape light right where you need it. Available in White, Bronze or Painted Brushed Nickel finishes, the assortment includes small and large one-light outdoor ceiling flush mounts, small and large one-light outdoor wall lanterns and small and large two-light outdoor wall lanterns. For many of the fixtures incandescent and ENERGY STAR-qualified LED lamping is available, and many easily convert to LED by purchasing LED replacement lamps sold separately. Now, fixtures with integrated LED lamping options are also available. | OUTDOOR | Outdoor Cylinders | Outdoor Lighting | Black | 12 | Aluminum | Tempered Glass Glass |  |  |  | 2 Medium BR40 100w |  | 2 | No | [14 empty] | 0 | [12 empty] | 74.45 | 148.9 | 223.35 | W:6'' H:18 1/4'' E:8 3/4'' | 4.3 |  |  | 6 | 18.25 | Cap Nuts |  |  |  |  | 8.75 |  | No |  | No | [21 empty] | DP:2 7/8'' W:4 1/2'' H:4 1/2'' OB UP:9 1/8'' OB DOWN:9 1/8'' Square |  |  |  | 6 | Black/White |  |  | Hardwired | 0 | 0 | 0 | 0 | 1 | 0 | 0 | 1 | 0 | 0 | 0 | 785652079429 | 20.6 | 7 | 9.8 | 6.3 | 0.818 | 125 | Yes | 4 | 10785652079426 | [7 empty] | cETL Wet | 6IN CYLINDER 2L LANTERN-12 | Large Two Light Outdoor Wall Lantern |  | 8313902-12.jpg | 8313902.jpg
8313902-15 | Large Two Light Outdoor Wall Lantern | The Outdoor Cylinder collection of ceiling and wall mount fixtures from Sea Gull Lighting are designed to mold, direct and shape light right where you need it. Available in White, Bronze or Painted Brushed Nickel finishes, the assortment includes small and large one-light outdoor ceiling flush mounts, small and large one-light outdoor wall lanterns and small and large two-light outdoor wall lanterns. For many of the fixtures incandescent and ENERGY STAR-qualified LED lamping is available, and many easily convert to LED by purchasing LED replacement lamps sold separately. Now, fixtures with integrated LED lamping options are also available. | OUTDOOR | Outdoor Cylinders | Outdoor Lighting | White | 15 | Aluminum | Tempered Glass Glass |  |  |  | 2 Medium BR40 100w |  | 2 | No | [14 empty] | 0 | [12 empty] | 74.98 | 149.96 | 224.94 | W:6'' H:18 1/4'' E:8 3/4'' | 4.3 |  |  | 6 | 18.25 | Cap Nuts |  |  |  |  | 8.75 |  | No |  | No | [21 empty] | DP:2 7/8'' W:4 1/2'' H:4 1/2'' OB UP:9 1/8'' OB DOWN:9 1/8'' Square |  |  |  | 6 | Black/White |  |  | Hardwired | 0 | 0 | 0 | 0 | 1 | 0 | 0 | 1 | 0 | 0 | 0 | 785652274091 | 20.6 | 7 | 9.8 | 6.3 | 0.818 | 125 | Yes | 4 | 10785652274098 | 21.5 | 14.5 | 19.75 | 26.9 | 3.563 | Yes |  | cETL Wet | 6IN CYLINDER 2L LANTERN-15 | Large Two Light Outdoor Wall Lantern |  | 8313902-15.jpg | 8313902.jpg
8313902-753 | Large Two Light Outdoor Wall Lantern | The Outdoor Cylinder collection of ceiling and wall mount fixtures from Sea Gull Lighting are designed to mold, direct and shape light right where you need it. Available in White, Bronze or Painted Brushed Nickel finishes, the assortment includes small and large one-light outdoor ceiling flush mounts, small and large one-light outdoor wall lanterns and small and large two-light outdoor wall lanterns. For many of the fixtures incandescent and ENERGY STAR-qualified LED lamping is available, and many easily convert to LED by purchasing LED replacement lamps sold separately. Now, fixtures with integrated LED lamping options are also available. | OUTDOOR | Outdoor Cylinders | Outdoor Lighting | Painted Brushed Nickel | 753 | Aluminum | Tempered Glass Glass |  |  |  | 2 Medium BR40 100w |  | 2 | No | [14 empty] | 0 | [12 empty] | 74.98 | 149.96 | 224.94 | W:6'' H:18 1/4'' E:8 3/4'' | 4.3 |  |  | 6 | 18.25 | Cap Nuts |  |  |  |  | 8.75 |  | No |  | No | [21 empty] | DP:2 7/8'' W:4 1/2'' H:4 1/2'' OB UP:9 1/8'' OB DOWN:9 1/8'' Square |  |  |  | 6 | Black/White |  |  | Hardwired | 0 | 0 | 0 | 0 | 1 | 0 | 0 | 1 | 0 | 0 | 0 | 785652274107 | 20 | 9.5 | 7 | 6.3 | 0.77 | 100 | Yes | 4 | 10785652274104 | 21.25 | 19.75 | 14.5 | 27 | 3.522 | Yes |  | cETL Wet | 6IN CYLINDER 2L LANTERN-753 | Large Two Light Outdoor Wall Lantern |  | 8313902-753.jpg | 8313902.jpg
8313902EN3-10 | Large Two Light Outdoor Wall Lantern | The Outdoor Cylinder collection of ceiling and wall mount fixtures from Sea Gull Lighting are designed to mold, direct and shape light right where you need it. Available in White, Bronze or Painted Brushed Nickel finishes, the assortment includes small and large one-light outdoor ceiling flush mounts, small and large one-light outdoor wall lanterns and small and large two-light outdoor wall lanterns. For many of the fixtures incandescent and ENERGY STAR-qualified LED lamping is available, and many easily convert to LED by purchasing LED replacement lamps sold separately. Now, fixtures with integrated LED lamping options are also available. | OUTDOOR | Outdoor Cylinders | Outdoor Lighting | Bronze | 10 | Aluminum | Tempered Glass Glass |  |  |  | 2 Medium A19 9.3w |  | 2 | Yes | [14 empty] | 0 | [12 empty] | 85.48 | 170.96 | 256.44 | W:6'' H:18 1/4'' E:8 3/4'' | 4.3 |  |  | 6 | 18.25 | Cap Nuts |  |  |  |  | 8.75 |  | No |  | No | [21 empty] | DP:2 7/8'' W:4 1/2'' H:4 1/2'' OB UP:9 1/8'' OB DOWN:9 1/8'' Square |  |  |  | 6 | Black/White |  |  | Hardwired | 0 | 0 | 0 | 1 | 1 | 0 | 0 | 0 | 0 | 0 | 0 | 785652052781 | 20.6 | 7 | 9.8 | 6.2 | 0.818 | 125 | Yes | 4 | 10785652052788 | 21.5 | 14.5 | 19.75 | 26.8 | 3.563 | Yes |  | cETL Wet | 6IN CYLINDER 2L LANTERN-10 | Large Two Light Outdoor Wall Lantern |  | 8313902EN3-10.jpg | 8313902.jpg
8313902EN3-12 | Large Two Light Outdoor Wall Lantern | The Outdoor Cylinder collection of ceiling and wall mount fixtures from Sea Gull Lighting are designed to mold, direct and shape light right where you need it. Available in White, Bronze or Painted Brushed Nickel finishes, the assortment includes small and large one-light outdoor ceiling flush mounts, small and large one-light outdoor wall lanterns and small and large two-light outdoor wall lanterns. For many of the fixtures incandescent and ENERGY STAR-qualified LED lamping is available, and many easily convert to LED by purchasing LED replacement lamps sold separately. Now, fixtures with integrated LED lamping options are also available. | OUTDOOR | Outdoor Cylinders | Outdoor Lighting | Black | 12 | Aluminum | Tempered Glass Glass |  |  |  | 2 Medium A19 9.3w |  | 2 | Yes | [14 empty] | 0 | [12 empty] | 81.95 | 163.9 | 245.85 | W:6'' H:18 1/4'' E:8 3/4'' | 4.3 |  |  | 6 | 18.25 | Cap Nuts |  |  |  |  | 8.75 |  | No |  | No | [21 empty] | DP:2 7/8'' W:4 1/2'' H:4 1/2'' OB UP:9 1/8'' OB DOWN:9 1/8'' Square |  |  |  | 6 | Black/White |  |  | Hardwired | 0 | 0 | 0 | 1 | 1 | 0 | 0 | 0 | 0 | 0 | 0 | 785652083075 | 20.6 | 7 | 9.8 | 6.2 | 0.818 | 125 | Yes | [9 empty] | cETL Wet | 6IN CYLINDER 2L LANTERN-12 | Large Two Light Outdoor Wall Lantern |  | 8313902EN3-12.jpg | 8313902EN3.jpg
8313902EN3-15 | Large Two Light Outdoor Wall Lantern | The Outdoor Cylinder collection of ceiling and wall mount fixtures from Sea Gull Lighting are designed to mold, direct and shape light right where you need it. Available in White, Bronze or Painted Brushed Nickel finishes, the assortment includes small and large one-light outdoor ceiling flush mounts, small and large one-light outdoor wall lanterns and small and large two-light outdoor wall lanterns. For many of the fixtures incandescent and ENERGY STAR-qualified LED lamping is available, and many easily convert to LED by purchasing LED replacement lamps sold separately. Now, fixtures with integrated LED lamping options are also available. | OUTDOOR | Outdoor Cylinders | Outdoor Lighting | White | 15 | Aluminum | Tempered Glass Glass |  |  |  | 2 Medium A19 9.3w |  | 2 | Yes | [14 empty] | 0 | [12 empty] | 85.48 | 170.96 | 256.44 | W:6'' H:18 1/4'' E:8 3/4'' | 4.3 |  |  | 6 | 18.25 | Cap Nuts |  |  |  |  | 8.75 |  | No |  | No | [21 empty] | DP:2 7/8'' W:4 1/2'' H:4 1/2'' OB UP:9 1/8'' OB DOWN:9 1/8'' Square |  |  |  | 6 | Black/White |  |  | Hardwired | 0 | 0 | 0 | 1 | 1 | 0 | 0 | 0 | 0 | 0 | 0 | 785652052798 | 20.6 | 7 | 9.8 | 6.3 | 0.818 | 125 | Yes | 4 | 10785652052795 | 21.5 | 14.5 | 19.75 | 26.9 | 3.563 | Yes |  | cETL Wet | 6IN CYLINDER 2L LANTERN-15 | Large Two Light Outdoor Wall Lantern |  | 8313902EN3-15.jpg | 8313902.jpg
8313902EN3-753 | Large Two Light Outdoor Wall Lantern | The Outdoor Cylinder collection of ceiling and wall mount fixtures from Sea Gull Lighting are designed to mold, direct and shape light right where you need it. Available in White, Bronze or Painted Brushed Nickel finishes, the assortment includes small and large one-light outdoor ceiling flush mounts, small and large one-light outdoor wall lanterns and small and large two-light outdoor wall lanterns. For many of the fixtures incandescent and ENERGY STAR-qualified LED lamping is available, and many easily convert to LED by purchasing LED replacement lamps sold separately. Now, fixtures with integrated LED lamping options are also available. | OUTDOOR | Outdoor Cylinders | Outdoor Lighting | Painted Brushed Nickel | 753 | Aluminum | Tempered Glass Glass |  |  |  | 2 Medium A19 9.3w |  | 2 | Yes | [14 empty] | 0 | [12 empty] | 85.48 | 170.96 | 256.44 | W:6'' H:18 1/4'' E:8 3/4'' | 4.3 |  |  | 6 | 18.25 | Cap Nuts |  |  |  |  | 8.75 |  | No |  | No | [21 empty] | DP:2 7/8'' W:4 1/2'' H:4 1/2'' OB UP:9 1/8'' OB DOWN:9 1/8'' Square |  |  |  | 6 | Black/White |  |  | Hardwired | 0 | 0 | 0 | 1 | 1 | 0 | 0 | 0 | 0 | 0 | 0 | 785652052804 | 20 | 9.5 | 7 | 6.3 | 0.77 | 100 | Yes | 4 | 10785652052801 | 21.25 | 19.75 | 14.5 | 27 | 3.522 | Yes |  | cETL Wet | 6IN CYLINDER 2L LANTERN-753 | Large Two Light Outdoor Wall Lantern |  | 8313902EN3-753.jpg | 8313902.jpg
8313997S-10 | Large LED Wall Lantern | The Outdoor Cylinder collection of ceiling and wall mount fixtures from Sea Gull Lighting are designed to mold, direct and shape light right where you need it. Available in White, Bronze or Painted Brushed Nickel finishes, the assortment includes small and large one-light outdoor ceiling flush mounts, small and large one-light outdoor wall lanterns and small and large two-light outdoor wall lanterns. For many of the fixtures incandescent and ENERGY STAR-qualified LED lamping is available, and many easily convert to LED by purchasing LED replacement lamps sold separately. Now, fixtures with integrated LED lamping options are also available. | OUTDOOR | Outdoor Cylinders | Outdoor Lighting | Bronze | 10 | Aluminum | [6 empty] | 1 | No | 1000 | 2700 | 90 | 14 | 120 | 19 - Integrated | MODS - Modules |  | 5 | 100 | LED | 14 | 14 | 50000 | 0 | [12 empty] | 69.48 | 138.96 | 208.44 | W:6'' H:9'' E:8 3/4'' | 2.8 |  |  | 6 | 9 | Cap Nuts |  |  |  |  | 8.75 |  | No |  | No | [21 empty] | DP:2 7/8'' W:4 1/2'' H:4 1/2'' OB UP:4 1/2'' OB DOWN:4 1/2'' Square |  |  |  | 6 | Black/White |  |  | Hardwired | 0 | 0 | 0 | 0 | 1 | 0 | 0 | 0 | 0 | 0 | 0 | 785652063701 | 10.75 | 7 | 10 | 3.8 | 0.435 | 100 | Yes | 6 | 10785652063708 | 22 | 21 | 12 | 24.7 | 3.208 | Yes |  | cETL Wet | 6IN CYLINDER LED LANTERN-10 | Large LED Wall Lantern |  | 8313997S-10.jpg | 8313901.jpg
8313997S-15 | Large LED Wall Lantern | The Outdoor Cylinder collection of ceiling and wall mount fixtures from Sea Gull Lighting are designed to mold, direct and shape light right where you need it. Available in White, Bronze or Painted Brushed Nickel finishes, the assortment includes small and large one-light outdoor ceiling flush mounts, small and large one-light outdoor wall lanterns and small and large two-light outdoor wall lanterns. For many of the fixtures incandescent and ENERGY STAR-qualified LED lamping is available, and many easily convert to LED by purchasing LED replacement lamps sold separately. Now, fixtures with integrated LED lamping options are also available. | OUTDOOR | Outdoor Cylinders | Outdoor Lighting | White | 15 | Aluminum | [6 empty] | 1 | No | 1000 | 2700 | 90 | 14 | 120 | 19 - Integrated | MODS - Modules |  | 5 | 100 | LED | 14 | 14 | 50000 | 0 | [12 empty] | 69.48 | 138.96 | 208.44 | W:6'' H:9'' E:8 3/4'' | 2.8 |  |  | 6 | 9 | Cap Nuts |  |  |  |  | 8.75 |  | No |  | No | [21 empty] | DP:2 7/8'' W:4 1/2'' H:4 1/2'' OB UP:4 1/2'' OB DOWN:4 1/2'' Square |  |  |  | 6 | Black/White |  |  | Hardwired | 0 | 0 | 0 | 0 | 1 | 0 | 0 | 0 | 0 | 0 | 0 | 785652063718 | 10.75 | 7 | 10 | 3.8 | 0.435 | 100 | Yes | 6 | 10785652063715 | 22 | 21 | 12 | 24.7 | 3.208 | Yes |  | cETL Wet | 6IN CYLINDER LED LANTERN-15 | Large LED Wall Lantern |  | 8313997S-15.jpg | 8313901.jpg
8313997S-753 | Large LED Wall Lantern | The Outdoor Cylinder collection of ceiling and wall mount fixtures from Sea Gull Lighting are designed to mold, direct and shape light right where you need it. Available in White, Bronze or Painted Brushed Nickel finishes, the assortment includes small and large one-light outdoor ceiling flush mounts, small and large one-light outdoor wall lanterns and small and large two-light outdoor wall lanterns. For many of the fixtures incandescent and ENERGY STAR-qualified LED lamping is available, and many easily convert to LED by purchasing LED replacement lamps sold separately. Now, fixtures with integrated LED lamping options are also available. | OUTDOOR | Outdoor Cylinders | Outdoor Lighting | Painted Brushed Nickel | 753 | Aluminum | [6 empty] | 1 | No | 1000 | 2700 | 90 | 14 | 120 | 19 - Integrated | MODS - Modules |  | 5 | 100 | LED | 14 | 14 | 50000 | 0 | [12 empty] | 69.48 | 138.96 | 208.44 | W:6'' H:9'' E:8 3/4'' | 2.8 |  |  | 6 | 9 | Cap Nuts |  |  |  |  | 8.75 |  | No |  | No | [21 empty] | DP:2 7/8'' W:4 1/2'' H:4 1/2'' OB UP:4 1/2'' OB DOWN:4 1/2'' Square |  |  |  | 6 | Black/White |  |  | Hardwired | 0 | 0 | 0 | 0 | 1 | 0 | 0 | 0 | 0 | 0 | 0 | 785652063725 | 10.75 | 7 | 10 | 3.8 | 0.435 | 100 | Yes | 6 | 10785652063722 | 22 | 21 | 12 | 24.7 | 3.208 | Yes |  | cETL Wet | 6IN CYLINDER LED LANTERN-753 | Large LED Wall Lantern |  | 8313997S-753.jpg | 8313901.jpg
8335-12 | One Light Outdoor Wall Lantern | Bayside outdoor lighting fixtures from Sea Gull Lighting are crafted from high quality and durable polycarbonate for efficient design and long-lasting endurance. Bayside features incandescent and ENERGY STAR-qualified LED lighting fixtures. Offered in White Polycarbonate and Black Polycarbonate, the assortment includes five sizes of wall and/or ceiling mount enclosed fixtures, all of which come with Frosted Ribbed diffusers. Several styles can be mounted vertically or horizontally. Several styles are also ADA Compliant. | OUTDOOR | Bayside | Outdoor Lighting | Black | 12 | Polycarbonate |  |  |  | Frosted Ribbed Polycarbonate | 1 Medium A19 60w |  | 1 | No | [14 empty] | 0 | [12 empty] | 33.48 | 66.96 | 100.44 | L:10'' H:5'' E:3 3/4'' | 1.2 |  | 10 |  | 5 | Single Cap Nut |  |  |  |  | 3.75 |  | No |  | No | [21 empty] | OB UP:2 1/2'' Oval |  |  |  | 6.5 | Black/White |  |  | Hardwired | 1 | 0 | 0 | 0 | 1 | 0 | 0 | 1 | 0 | 0 | 0 | 785652207648 | 10.75 | 5.25 | 6.75 | 1.4 | 0.22 | 125 | Yes | 6 | 10785652207645 | 15.75 | 14.25 | 12 | 9.5 | 1.559 | Yes | UL Wet | cUL Wet | BAYSIDE 1L WALL LANTERN-12 | One Light Outdoor Wall Lantern | Reference Interglobal # FE101-I60-BF | 8335-12.jpg | 8335.jpg
8335-15 | One Light Outdoor Wall Lantern | Bayside outdoor lighting fixtures from Sea Gull Lighting are crafted from high quality and durable polycarbonate for efficient design and long-lasting endurance. Bayside features incandescent and ENERGY STAR-qualified LED lighting fixtures. Offered in White Polycarbonate and Black Polycarbonate, the assortment includes five sizes of wall and/or ceiling mount enclosed fixtures, all of which come with Frosted Ribbed diffusers. Several styles can be mounted vertically or horizontally. Several styles are also ADA Compliant. | OUTDOOR | Bayside | Outdoor Lighting | White | 15 | Polycarbonate |  |  |  | Frosted Ribbed Polycarbonate | 1 Medium A19 60w |  | 1 | No | [14 empty] | 0 | [12 empty] | 33.48 | 66.96 | 100.44 | L:10'' H:5'' E:3 3/4'' | 1.2 |  | 10 |  | 5 | Single Cap Nut |  |  |  |  | 3.75 |  | No |  | No | [21 empty] | OB UP:2 1/2'' Oval |  |  |  | 6.5 | Black/White |  |  | Hardwired | 1 | 0 | 0 | 0 | 1 | 0 | 0 | 1 | 0 | 0 | 0 | 785652035579 | 10.75 | 5 | 6.5 | 1.2 | 0.202 | 125 | Yes | 6 | 10785652035576 | 16 | 14 | 11.75 | 9.1 | 1.523 | Yes | UL Wet | cUL Wet | BAYSIDE 1L WALL LANTERN-15 | One Light Outdoor Wall Lantern | Reference LPC item #: 75708151600 Also IG # FE101-I60-WF | 8335-15.jpg | 8335.jpg
8335EN3-12 | One Light Outdoor Wall Lantern | Bayside outdoor lighting fixtures from Sea Gull Lighting are crafted from high quality and durable polycarbonate for efficient design and long-lasting endurance. Bayside features incandescent and ENERGY STAR-qualified LED lighting fixtures. Offered in White Polycarbonate and Black Polycarbonate, the assortment includes five sizes of wall and/or ceiling mount enclosed fixtures, all of which come with Frosted Ribbed diffusers. Several styles can be mounted vertically or horizontally. Several styles are also ADA Compliant. | OUTDOOR | Bayside | Outdoor Lighting | Black | 12 | Polycarbonate |  |  |  | Frosted Ribbed Polycarbonate | 1 Medium A19 9.3w |  | 1 | Yes | [14 empty] | 0 | [12 empty] | 37.48 | 74.96 | 112.44 | L:10'' W:5'' H:3 3/4'' E:3 3/4'' | 1.2 |  | 10 | 5 | 3.75 | Single Cap Nut |  |  |  |  | 3.75 |  | No |  | No | [21 empty] | OB UP:2 1/2'' Oval |  |  |  | 6.5 | Black/White |  |  | Hardwired | 1 | 0 | 0 | 1 | 1 | 0 | 0 | 0 | 0 | 0 | 0 | 785652052811 | 10.75 | 5.25 | 6.75 | 1.4 | 0.22 | 125 | Yes | 6 | 10785652052818 | 15.75 | 14.25 | 12 | 9.5 | 1.559 | Yes | UL Wet | cUL Wet | BAYSIDE 1L WALL LANTERN-12 | One Light Outdoor Wall Lantern |  | 8335EN3-12.jpg | 8335.jpg
8335EN3-15 | One Light Outdoor Wall Lantern | Bayside outdoor lighting fixtures from Sea Gull Lighting are crafted from high quality and durable polycarbonate for efficient design and long-lasting endurance. Bayside features incandescent and ENERGY STAR-qualified LED lighting fixtures. Offered in White Polycarbonate and Black Polycarbonate, the assortment includes five sizes of wall and/or ceiling mount enclosed fixtures, all of which come with Frosted Ribbed diffusers. Several styles can be mounted vertically or horizontally. Several styles are also ADA Compliant. | OUTDOOR | Bayside | Outdoor Lighting | White | 15 | Polycarbonate |  |  |  | Frosted Ribbed Polycarbonate | 1 Medium A19 9.3w |  | 1 | Yes | [14 empty] | 0 | [12 empty] | 37.48 | 74.96 | 112.44 | L:10'' W:5'' H:3 3/4'' E:3 3/4'' | 1.2 |  | 10 | 5 | 3.75 | Single Cap Nut |  |  |  |  | 3.75 |  | No |  | No | [21 empty] | OB UP:2 1/2'' Oval |  |  |  | 6.5 | Black/White |  |  | Hardwired | 1 | 0 | 0 | 1 | 1 | 0 | 0 | 0 | 0 | 0 | 0 | 785652052828 | 10.75 | 1 | 6.5 | 1.2 | 0.04 | 65 | Yes | 6 | 10785652052825 | 16 | 14 | 11.75 | 9.1 | 1.523 | Yes | UL Wet | cUL Wet | BAYSIDE 1L WALL LANTERN-15 | One Light Outdoor Wall Lantern |  | 8335EN3-15.jpg | 8335.jpg
8338701-12 | Small One Light Downlight Outdoor Wall Lantern | The Sevier outdoor collection by Sea Gull Lighting brings timeless design to new heights with its traditional design details found in classic outdoor fixtures as well as an open bottom for easy maintenance. Made of durable cast aluminum, a multi-level crown, top finial and stepped-edge back plate complete the traditional look. Offered in Antique Bronze or Black finish, both with Clear glass, the collection includes a one-light outdoor pendant, one-light post lantern, a large one-light uplight outdoor wall lantern, a small one-light uplight outdoor wall lantern, a small one-light downlight outdoor wall lantern, and a large one-light downlight outdoor wall lantern. | OUTDOOR | Sevier | Outdoor Lighting | Black | 12 |  | Clear Glass | W:2.125" H:6" |  |  | 1 Medium A19 100w |  | 1 | No | [14 empty] | 0 | [12 empty] | 27.98 | 55.96 | 83.94 | W:6 1/2'' H:12 1/2'' E:7 3/4'' |  |  |  | 6.5 | 12.5 | Cap Nuts |  |  |  |  | 7.75 |  | No |  | No | [21 empty] | DP:7/8'' W:4 1/2'' H:5 3/8'' OB UP:2 3/4'' OB DOWN:9 3/4'' |  |  |  | 6.5 | Black/White |  |  | Hardwired | 0 | 0 | 0 | 0 | 1 | 0 | 0 | 1 | 0 | 0 | 0 | 785652027550 | 16 | 10.25 | 9.25 | 3.3 | 0.878 | 250 | Yes | [9 empty] | cETL Wet | SEVIER 1L LANTERN-12 | Small One Light Downlight Outdoor Wall Lantern |  | 8338701-12.png | 8338701.jpg
8338701-71 | Small One Light Downlight Outdoor Wall Lantern | The Sevier outdoor collection by Sea Gull Lighting brings timeless design to new heights with its traditional design details found in classic outdoor fixtures as well as an open bottom for easy maintenance. Made of durable cast aluminum, a multi-level crown, top finial and stepped-edge back plate complete the traditional look. Offered in Antique Bronze or Black finish, both with Clear glass, the collection includes a one-light outdoor pendant, one-light post lantern, a large one-light uplight outdoor wall lantern, a small one-light uplight outdoor wall lantern, a small one-light downlight outdoor wall lantern, and a large one-light downlight outdoor wall lantern. | OUTDOOR | Sevier | Outdoor Lighting | Antique Bronze | 71 |  | Clear Glass | W:2.125" H:6" |  |  | 1 Medium A19 100w |  | 1 | No | [14 empty] | 0 | [12 empty] | 27.98 | 55.96 | 83.94 | W:6 1/2'' H:12 1/2'' E:7 3/4'' |  |  |  | 6.5 | 12.5 | Cap Nuts |  |  |  |  | 7.75 |  | No |  | No | [21 empty] | DP:7/8'' W:4 1/2'' H:5 3/8'' OB UP:2 3/4'' OB DOWN:9 3/4'' |  |  |  | 6.5 | Black/White |  |  | Hardwired | 0 | 0 | 0 | 0 | 1 | 0 | 0 | 1 | 0 | 0 | 0 | 785652027611 | 16 | 10.25 | 9.25 | 3.3 | 0.878 | 250 | Yes | [9 empty] | cETL Wet | SEVIER 1L LANTERN-71 | Small One Light Downlight Outdoor Wall Lantern |  | 8338701-71.png | 8338701.jpg
8338751-12 | Small One Light Downlight Outdoor Wall Lantern | The Sevier outdoor collection by Sea Gull Lighting brings timeless design to new heights with its traditional design details found in classic outdoor fixtures as well as an open bottom for easy maintenance. Made of durable cast aluminum, a multi-level crown, top finial and stepped-edge back plate complete the traditional look. Offered in Antique Bronze or Black finish, both with Clear glass, the collection includes a one-light outdoor pendant, one-light post lantern, a large one-light uplight outdoor wall lantern, a small one-light uplight outdoor wall lantern, a small one-light downlight outdoor wall lantern, and a large one-light downlight outdoor wall lantern. | OUTDOOR | Sevier | Outdoor Lighting | Black | 12 |  | Satin Etched Glass | W:2.125" H:6" |  |  | 1 Medium A19 100w |  | 1 | No | [14 empty] | 0 | [12 empty] | 26.45 | 52.9 | 79.35 | W:6 1/2'' H:12 1/2'' E:7 3/4'' |  |  |  | 6.5 | 12.5 | Cap Nuts |  |  |  |  | 7.75 |  | No |  | No | [21 empty] | DP:7/8'' W:4 1/2'' H:5 3/8'' OB UP:2 3/4'' OB DOWN:9 3/4'' |  |  |  | 6.5 | Black/White |  |  | Hardwired | 0 | 0 | 0 | 0 | 1 | 0 | 0 | 1 | 0 | 0 | 0 | 785652056116 | 16 | 10.25 | 9.25 | 3.3 | 0.878 | 250 | Yes | [9 empty] | cETL Wet | SEVIER 1L LANTERN-12 | Small One Light Downlight Outdoor Wall Lantern |  | 8338751-12.jpg | 8338751.jpg
8338751-71 | Small One Light Downlight Outdoor Wall Lantern | The Sevier outdoor collection by Sea Gull Lighting brings timeless design to new heights with its traditional design details found in classic outdoor fixtures as well as an open bottom for easy maintenance. Made of durable cast aluminum, a multi-level crown, top finial and stepped-edge back plate complete the traditional look. Offered in Antique Bronze or Black finish, both with Clear glass, the collection includes a one-light outdoor pendant, one-light post lantern, a large one-light uplight outdoor wall lantern, a small one-light uplight outdoor wall lantern, a small one-light downlight outdoor wall lantern, and a large one-light downlight outdoor wall lantern. | OUTDOOR | Sevier | Outdoor Lighting | Antique Bronze | 71 |  | Satin Etched Glass | W:2.125" H:6" |  |  | 1 Medium A19 100w |  | 1 | No | [14 empty] | 0 | [12 empty] | 26.45 | 52.9 | 79.35 | W:6 1/2'' H:12 1/2'' E:7 3/4'' |  |  |  | 6.5 | 12.5 | Cap Nuts |  |  |  |  | 7.75 |  | No |  | No | [21 empty] | DP:7/8'' W:4 1/2'' H:5 3/8'' OB UP:2 3/4'' OB DOWN:9 3/4'' |  |  |  | 6.5 | Black/White |  |  | Hardwired | 0 | 0 | 0 | 0 | 1 | 0 | 0 | 1 | 0 | 0 | 0 | 785652056123 | 16 | 10.25 | 9.25 | 3.3 | 0.878 | 250 | Yes | [9 empty] | cETL Wet | SEVIER 1L LANTERN-71 | Small One Light Downlight Outdoor Wall Lantern |  | 8338751-71.jpg | 8338751.jpg
8338751EN3-12 | Small One Light Downlight Outdoor Wall Lantern | The Sevier outdoor collection by Sea Gull Lighting brings timeless design to new heights with its traditional design details found in classic outdoor fixtures as well as an open bottom for easy maintenance. Made of durable cast aluminum, a multi-level crown, top finial and stepped-edge back plate complete the traditional look. Offered in Antique Bronze or Black finish, both with Clear glass, the collection includes a one-light outdoor pendant, one-light post lantern, a large one-light uplight outdoor wall lantern, a small one-light uplight outdoor wall lantern, a small one-light downlight outdoor wall lantern, and a large one-light downlight outdoor wall lantern. | OUTDOOR | Sevier | Outdoor Lighting | Black | 12 |  | Satin Etched Glass | W:2.125" H:6" |  |  | 1 Medium A19 9.3w |  | 1 | Yes | [14 empty] | 0 | [12 empty] | 31.45 | 62.9 | 94.35 | W:6 1/2'' H:12 1/2'' E:7 3/4'' |  |  |  | 6.5 | 12.5 | Cap Nuts |  |  |  |  | 7.75 |  | No |  | No | [21 empty] | DP:7/8'' W:4 1/2'' H:5 3/8'' OB UP:2 3/4'' OB DOWN:9 3/4'' |  |  |  | 6.5 | Black/White |  |  | Hardwired | 0 | 0 | 0 | 1 | 1 | 0 | 0 | 0 | 0 | 0 | 0 | 785652056239 | 16 | 10.25 | 9.25 | 3.3 | 0.878 | 250 | Yes | [9 empty] | cETL Wet | SEVIER 1L LANTERN-12 | Small One Light Downlight Outdoor Wall Lantern |  | 8338751EN3-12.jpg | 8338751EN3.jpg
8338751EN3-71 | Small One Light Downlight Outdoor Wall Lantern | The Sevier outdoor collection by Sea Gull Lighting brings timeless design to new heights with its traditional design details found in classic outdoor fixtures as well as an open bottom for easy maintenance. Made of durable cast aluminum, a multi-level crown, top finial and stepped-edge back plate complete the traditional look. Offered in Antique Bronze or Black finish, both with Clear glass, the collection includes a one-light outdoor pendant, one-light post lantern, a large one-light uplight outdoor wall lantern, a small one-light uplight outdoor wall lantern, a small one-light downlight outdoor wall lantern, and a large one-light downlight outdoor wall lantern. | OUTDOOR | Sevier | Outdoor Lighting | Antique Bronze | 71 |  | Satin Etched Glass | W:2.125" H:6" |  |  | 1 Medium A19 9.3w |  | 1 | Yes | [14 empty] | 0 | [12 empty] | 31.45 | 62.9 | 94.35 | W:6 1/2'' H:12 1/2'' E:7 3/4'' |  |  |  | 6.5 | 12.5 | Cap Nuts |  |  |  |  | 7.75 |  | No |  | No | [21 empty] | DP:7/8'' W:4 1/2'' H:5 3/8'' OB UP:2 3/4'' OB DOWN:9 3/4'' |  |  |  | 6.5 | Black/White |  |  | Hardwired | 0 | 0 | 0 | 1 | 1 | 0 | 0 | 0 | 0 | 0 | 0 | 785652056246 | 16 | 10.25 | 9.25 | 3.3 | 0.878 | 250 | Yes | [9 empty] | cETL Wet | SEVIER 1L LANTERN-71 | Small One Light Downlight Outdoor Wall Lantern |  | 8338751EN3-71.jpg | 8338751EN3.jpg
84029-12 | One Light Outdoor Wall Lantern | Kent outdoor lighting fixtures by Sea Gull Lighting are crafted in die-cast aluminum for added durability to withstand harsh weather conditions. The traditional styling inspired by antique gas lanterns is offered in either Oxford Bronze with Clear Seeded glass, Black finish with Clear Beveled glass, and both finishes with Satin Etched glass. The assortment includes small and large one-light outdoor wall lanterns (with a flat bottom), as well as an additional design of small and large one-light outdoor wall lanterns (with finial on top and bottom) which can be mounted up or down, a one-light outdoor semi-flush convertible pendant and a one-light outdoor post lantern. Both incandescent lamping and ENERGY STAR-qualified LED lamping (for those fixtures with the Satin Etched glass) are available for most of the fixtures, and some can easily convert to LED by purchasing LED replacement lamps sold separately. | OUTDOOR | Kent | Outdoor Lighting | Black | 12 | Die Cast Aluminum | Clear Beveled Glass |  |  |  | 1 Medium A19 100w |  | 1 | No | [14 empty] | 0 | [12 empty] | 33.48 | 66.96 | 100.44 | W:6 1/2'' H:11 1/2'' E:8 1/2'' | 3.5 |  |  | 6.5 | 11.5 | Cap Nuts |  |  |  |  | 8.5 |  | No |  | No | [21 empty] | D:5 1/2'' DP:5/8'' OB UP:2 3/4'' OB DOWN:8 1/2'' Round |  |  |  | 6.5 | Black/White |  | N/A | Hardwired | 0 | 0 | 0 | 0 | 1 | 0 | 0 | 1 | 0 | 0 | 0 | 785652840296 | 10.5 | 8 | 13.75 | 4.4 | 0.668 | 125 | Yes | [8 empty] | UL Wet | cUL Wet | KENT 1L LANTERN-12 | One Light Outdoor Wall Lantern |  | 84029-12.jpg | 84029.jpg
84029-746 | One Light Outdoor Wall Lantern | Kent outdoor lighting fixtures by Sea Gull Lighting are crafted in die-cast aluminum for added durability to withstand harsh weather conditions. The traditional styling inspired by antique gas lanterns is offered in either Oxford Bronze with Clear Seeded glass, Black finish with Clear Beveled glass, and both finishes with Satin Etched glass. The assortment includes small and large one-light outdoor wall lanterns (with a flat bottom), as well as an additional design of small and large one-light outdoor wall lanterns (with finial on top and bottom) which can be mounted up or down, a one-light outdoor semi-flush convertible pendant and a one-light outdoor post lantern. Both incandescent lamping and ENERGY STAR-qualified LED lamping (for those fixtures with the Satin Etched glass) are available for most of the fixtures, and some can easily convert to LED by purchasing LED replacement lamps sold separately. | OUTDOOR | Kent | Outdoor Lighting | Oxford Bronze | 746 | Die Cast Aluminum | Clear Seeded Glass |  |  |  | 1 Medium A19 100w |  | 1 | No | [14 empty] | 0 | [12 empty] | 39.98 | 79.96 | 119.94 | W:6 1/2'' H:11 1/4'' E:8 1/2'' | 3.1 |  |  | 6.5 | 11.25 | Cap Nuts |  |  |  |  | 8.5 |  | No |  | No | [21 empty] | D:5 1/2'' DP:5/8'' OB UP:2 3/4'' OB DOWN:8 1/2'' Round |  |  |  | 6.5 | Black/White |  | N/A | Hardwired | 0 | 0 | 0 | 0 | 1 | 0 | 0 | 1 | 0 | 0 | 0 | 785652999505 | 10.5 | 9 | 13.78 | 3.8 | 0.754 | 175 | Yes | [8 empty] | UL Wet | cUL Wet | KENT 1L LANTERN-746 | One Light Outdoor Wall Lantern |  | 84029-746.jpg | 84029.jpg
84030-12 | One Light Outdoor Wall Lantern | Kent outdoor lighting fixtures by Sea Gull Lighting are crafted in die-cast aluminum for added durability to withstand harsh weather conditions. The traditional styling inspired by antique gas lanterns is offered in either Oxford Bronze with Clear Seeded glass, Black finish with Clear Beveled glass, and both finishes with Satin Etched glass. The assortment includes small and large one-light outdoor wall lanterns (with a flat bottom), as well as an additional design of small and large one-light outdoor wall lanterns (with finial on top and bottom) which can be mounted up or down, a one-light outdoor semi-flush convertible pendant and a one-light outdoor post lantern. Both incandescent lamping and ENERGY STAR-qualified LED lamping (for those fixtures with the Satin Etched glass) are available for most of the fixtures, and some can easily convert to LED by purchasing LED replacement lamps sold separately. | OUTDOOR | Kent | Outdoor Lighting | Black | 12 | Die Cast Aluminum | Clear Beveled Glass |  |  |  | 1 Medium A19 100w |  | 1 | No | [14 empty] | 0 | [12 empty] | 39.98 | 79.96 | 119.94 | W:6 1/2'' H:15'' E:8 1/2'' | 4.1 |  |  | 6.5 | 15 | Cap Nuts |  |  |  |  | 8.5 |  | No |  | No | [21 empty] | D:5 1/2'' DP:5/8'' OB UP:12 1/4'' OB DOWN:2 3/4'' Round |  |  |  | 6.5 | Black/White |  | N/A | Hardwired | 0 | 1 | 0 | 0 | 1 | 0 | 0 | 1 | 0 | 0 | 0 | 785652840302 | 10.18 | 8 | 17.58 | 4.85 | 0.829 | 175 | Yes | [8 empty] | UL Wet | cUL Wet | KENT 1L LANTERN-12 | One Light Outdoor Wall Lantern |  | 84030-12.jpg | 84030.jpg
84030-746 | One Light Outdoor Wall Lantern | Kent outdoor lighting fixtures by Sea Gull Lighting are crafted in die-cast aluminum for added durability to withstand harsh weather conditions. The traditional styling inspired by antique gas lanterns is offered in either Oxford Bronze with Clear Seeded glass, Black finish with Clear Beveled glass, and both finishes with Satin Etched glass. The assortment includes small and large one-light outdoor wall lanterns (with a flat bottom), as well as an additional design of small and large one-light outdoor wall lanterns (with finial on top and bottom) which can be mounted up or down, a one-light outdoor semi-flush convertible pendant and a one-light outdoor post lantern. Both incandescent lamping and ENERGY STAR-qualified LED lamping (for those fixtures with the Satin Etched glass) are available for most of the fixtures, and some can easily convert to LED by purchasing LED replacement lamps sold separately. | OUTDOOR | Kent | Outdoor Lighting | Oxford Bronze | 746 | Die Cast Aluminum | Clear Seeded Glass |  |  |  | 1 Medium A19 100w |  | 1 | No | [14 empty] | 0 | [12 empty] | 46.48 | 92.96 | 139.44 | W:6 1/2'' H:15'' E:8 1/2'' | 3.9 |  |  | 6.5 | 15 | Cap Nuts |  |  |  |  | 8.5 |  | No |  | No | [21 empty] | D:5 1/2'' DP:5/8'' OB UP:12 1/4'' OB DOWN:2 3/4'' |  |  |  | 6.5 | Black/White |  | N/A | Hardwired | 0 | 1 | 0 | 0 | 1 | 0 | 0 | 1 | 0 | 0 | 0 | 785652840371 | 10.38 | 9.18 | 15.75 | 4.85 | 0.869 | 175 | Yes | [8 empty] | UL Wet | cUL Wet | KENT 1L LANTERN-746 | One Light Outdoor Wall Lantern |  | 84030-746.jpg | 84030.jpg
84031-12 | One Light Outdoor Wall Lantern | Kent outdoor lighting fixtures by Sea Gull Lighting are crafted in die-cast aluminum for added durability to withstand harsh weather conditions. The traditional styling inspired by antique gas lanterns is offered in either Oxford Bronze with Clear Seeded glass, Black finish with Clear Beveled glass, and both finishes with Satin Etched glass. The assortment includes small and large one-light outdoor wall lanterns (with a flat bottom), as well as an additional design of small and large one-light outdoor wall lanterns (with finial on top and bottom) which can be mounted up or down, a one-light outdoor semi-flush convertible pendant and a one-light outdoor post lantern. Both incandescent lamping and ENERGY STAR-qualified LED lamping (for those fixtures with the Satin Etched glass) are available for most of the fixtures, and some can easily convert to LED by purchasing LED replacement lamps sold separately. | OUTDOOR | Kent | Outdoor Lighting | Black | 12 | Die Cast Aluminum | Clear Beveled Glass |  |  |  | 1 Medium A19 100w |  | 1 | No | [14 empty] | 0 | [12 empty] | 44.48 | 88.96 | 133.44 | W:8 1/2'' H:15'' E:9 1/2'' | 5 |  |  | 8.5 | 15 | Cap Nuts |  |  |  |  | 9.5 |  | No |  | No | [21 empty] | D:5 1/2'' DP:5/8'' OB UP:2 3/4'' OB DOWN:12 1/4'' Round |  |  |  | 6.5 | Black/White |  | N/A | Hardwired | 0 | 0 | 0 | 0 | 1 | 0 | 0 | 1 | 0 | 0 | 0 | 785652840319 | 11.25 | 10 | 17.75 | 6.2 | 1.156 | 175 | Yes | [8 empty] | UL Wet | cUL Wet | KENT 1L LANTERN-12 | One Light Outdoor Wall Lantern |  | 84031-12.jpg | 84031.jpg
84031-746 | One Light Outdoor Wall Lantern | Kent outdoor lighting fixtures by Sea Gull Lighting are crafted in die-cast aluminum for added durability to withstand harsh weather conditions. The traditional styling inspired by antique gas lanterns is offered in either Oxford Bronze with Clear Seeded glass, Black finish with Clear Beveled glass, and both finishes with Satin Etched glass. The assortment includes small and large one-light outdoor wall lanterns (with a flat bottom), as well as an additional design of small and large one-light outdoor wall lanterns (with finial on top and bottom) which can be mounted up or down, a one-light outdoor semi-flush convertible pendant and a one-light outdoor post lantern. Both incandescent lamping and ENERGY STAR-qualified LED lamping (for those fixtures with the Satin Etched glass) are available for most of the fixtures, and some can easily convert to LED by purchasing LED replacement lamps sold separately. | OUTDOOR | Kent | Outdoor Lighting | Oxford Bronze | 746 | Die Cast Aluminum | Clear Seeded Glass |  |  |  | 1 Medium A19 100w |  | 1 | No | [14 empty] | 0 | [12 empty] | 49.98 | 99.96 | 149.94 | W:8 1/2'' H:15'' E:9 1/2'' | 4.7 |  |  | 8.5 | 15 | Cap Nuts |  |  |  |  | 9.5 |  | No |  | No | [21 empty] | D:5 1/2'' DP:5/8'' OB UP:2 3/4'' OB DOWN:12 1/4'' Round |  |  |  | 6.5 | Black/White |  | N/A | Hardwired | 0 | 0 | 0 | 0 | 1 | 0 | 0 | 1 | 0 | 0 | 0 | 785652084034 | 11.25 | 10 | 17.25 | 5.852 | 1.123 | 175 | Yes | [8 empty] | UL Wet | cUL Wet | KENT 1L LANTERN-746 | One Light Outdoor Wall Lantern |  | 84031-746.jpg | 84031.jpg
84032-12 | One Light Outdoor Wall Lantern | Kent outdoor lighting fixtures by Sea Gull Lighting are crafted in die-cast aluminum for added durability to withstand harsh weather conditions. The traditional styling inspired by antique gas lanterns is offered in either Oxford Bronze with Clear Seeded glass, Black finish with Clear Beveled glass, and both finishes with Satin Etched glass. The assortment includes small and large one-light outdoor wall lanterns (with a flat bottom), as well as an additional design of small and large one-light outdoor wall lanterns (with finial on top and bottom) which can be mounted up or down, a one-light outdoor semi-flush convertible pendant and a one-light outdoor post lantern. Both incandescent lamping and ENERGY STAR-qualified LED lamping (for those fixtures with the Satin Etched glass) are available for most of the fixtures, and some can easily convert to LED by purchasing LED replacement lamps sold separately. | OUTDOOR | Kent | Outdoor Lighting | Black | 12 | Die Cast Aluminum | Clear Beveled Glass |  |  |  | 1 Medium A19 100w |  | 1 | No | [14 empty] | 0 | [12 empty] | 53.98 | 107.96 | 161.94 | W:8 1/2'' H:19 1/4'' E:9 1/2'' | 5.7 |  |  | 8.5 | 19.25 | Cap Nuts |  |  |  |  | 9.5 |  | No |  | No | [21 empty] | D:5 1/2'' DP:5/8'' OB UP:16 1/2'' OB DOWN:2 3/4'' Round |  |  |  | 6.5 | Black/White |  | N/A | Hardwired | 0 | 1 | 0 | 0 | 1 | 0 | 0 | 1 | 0 | 0 | 0 | 785652840326 | 11 | 10 | 21 | 7.14 | 1.337 | 175 | Yes | [8 empty] | UL Wet | cUL Wet | KENT 1L LANTERN-12 | One Light Outdoor Wall Lantern |  | 84032-12.jpg | 84032.jpg
84032-746 | One Light Outdoor Wall Lantern | Kent outdoor lighting fixtures by Sea Gull Lighting are crafted in die-cast aluminum for added durability to withstand harsh weather conditions. The traditional styling inspired by antique gas lanterns is offered in either Oxford Bronze with Clear Seeded glass, Black finish with Clear Beveled glass, and both finishes with Satin Etched glass. The assortment includes small and large one-light outdoor wall lanterns (with a flat bottom), as well as an additional design of small and large one-light outdoor wall lanterns (with finial on top and bottom) which can be mounted up or down, a one-light outdoor semi-flush convertible pendant and a one-light outdoor post lantern. Both incandescent lamping and ENERGY STAR-qualified LED lamping (for those fixtures with the Satin Etched glass) are available for most of the fixtures, and some can easily convert to LED by purchasing LED replacement lamps sold separately. | OUTDOOR | Kent | Outdoor Lighting | Oxford Bronze | 746 | Die Cast Aluminum | Clear Seeded Glass |  |  |  | 1 Medium A19 100w |  | 1 | No | [14 empty] | 0 | [12 empty] | 59.48 | 118.96 | 178.44 | W:8 1/2'' H:19 1/4'' E:9 1/2'' | 5.5 |  |  | 8.5 | 19.25 | Cap Nuts |  |  |  |  | 9.5 |  | No |  | No | [21 empty] | D:5 1/2'' DP:5/8'' OB UP:16 1/2'' OB DOWN:2 3/4'' Round |  |  |  | 6.5 | Black/White |  | N/A | Hardwired | 0 | 1 | 0 | 0 | 1 | 0 | 0 | 1 | 0 | 0 | 0 | 785652999802 | 21.75 | 11.25 | 10.25 | 5.9 | 1.451 | 175 | Yes | [8 empty] | UL Wet | cUL Wet | KENT 1L LANTERN-746 | One Light Outdoor Wall Lantern |  | 84032-746.jpg | 84032.jpg
84048-12 | Small One Light Outdoor Wall Lantern | The Yorktown outdoor lighting collection by Sea Gull Lighting is crafted in cast aluminum for added durability to withstand harsh weather conditions. The softly curved tiers and subtle strapping create transitional styling which complements a wide range of residential architecture. Offered in with Black or Forged Iron finish with Swirled Marbleized glass, the assortment includes a one-light outdoor pendant, as small one-light outdoor wall lantern with open bottom, medium and large one-light outdoor wall lanterns, a one-light outdoor post lantern and a two-light outdoor ceiling flush mount. Both incandescent lamping and ENERGY STAR-qualified LED lamping are available, and most of the fixtures easily convert to LED by purchasing LED replacement lamps sold separately. | OUTDOOR | Yorktown | Outdoor Lighting | Black | 12 | Die Cast Aluminum | Swirled Marbleize Glass |  |  |  | 1 Medium A19 100w |  | 1 | No | [14 empty] | 0 | [12 empty] | 27.98 | 55.96 | 83.94 | W:6'' H:8 1/2'' E:7 1/2'' | 2.3 |  |  | 6 | 8.5 | Cap Nuts |  |  |  |  | 7.5 |  | No |  | No | [21 empty] | OB DOWN:3 1/4'' |  |  |  | 6.5 |  |  | N/A | Hardwired | 0 | 0 | 0 | 0 | 1 | 0 | 0 | 1 | 0 | 0 | 0 | 785652025044 | 11.25 | 10.25 | 8 | 2.9 | 0.534 | 175 | Yes | [8 empty] | ETL Wet | cETL Wet | YORKTOWN 1L LANTERN-12 | Small One Light Outdoor Wall Lantern | Reactivate per Chuck 9/1/11 | 89048BLE-12.jpg | 89048BLEa.jpg
84048-185 | One Light Outdoor Wall Lantern | The Yorktown outdoor lighting collection by Sea Gull Lighting is crafted in cast aluminum for added durability to withstand harsh weather conditions. The softly curved tiers and subtle strapping create transitional styling which complements a wide range of residential architecture. Offered in with Black or Forged Iron finish with Swirled Marbleized glass, the assortment includes a one-light outdoor pendant, as small one-light outdoor wall lantern with open bottom, medium and large one-light outdoor wall lanterns, a one-light outdoor post lantern and a two-light outdoor ceiling flush mount. Both incandescent lamping and ENERGY STAR-qualified LED lamping are available, and most of the fixtures easily convert to LED by purchasing LED replacement lamps sold separately. | OUTDOOR | Yorktown | Outdoor Lighting | Forged Iron | 185 | Die Cast Aluminum |  |  |  | Swirled Marbleize Glass | 1 Medium A19 100w |  | 1 | No | [14 empty] | 0 | [12 empty] | 29.48 | 58.96 | 88.44 | W:6'' H:8 1/4'' E:7 3/4'' | 2.3 |  |  | 6 | 8.25 | Cap Nuts |  |  |  |  | 7.75 |  | No |  | No | [21 empty] | DP:3/4'' W:5'' H:5'' OB UP:3 1/4'' OB DOWN:5'' Square |  |  |  | 6.5 |  |  | N/A | Hardwired | 0 | 0 | 0 | 0 | 1 | 0 | 0 | 1 | 0 | 0 | 0 | 785652840418 | 10 | 7.75 | 11 | 2.7 | 0.493 | 175 | Yes | [8 empty] | ETL Wet | cETL Wet | YORKTOWN 1L LANTERN-185 | One Light Outdoor Wall Lantern |  | 84048-185.jpg | 84048a.jpg
84048EN3-12 | Small One Light Outdoor Wall Lantern | The Yorktown outdoor lighting collection by Sea Gull Lighting is crafted in cast aluminum for added durability to withstand harsh weather conditions. The softly curved tiers and subtle strapping create transitional styling which complements a wide range of residential architecture. Offered in with Black or Forged Iron finish with Swirled Marbleized glass, the assortment includes a one-light outdoor pendant, as small one-light outdoor wall lantern with open bottom, medium and large one-light outdoor wall lanterns, a one-light outdoor post lantern and a two-light outdoor ceiling flush mount. Both incandescent lamping and ENERGY STAR-qualified LED lamping are available, and most of the fixtures easily convert to LED by purchasing LED replacement lamps sold separately. | OUTDOOR | Yorktown | Outdoor Lighting | Black | 12 | Die Cast Aluminum | Swirled Marbleize Glass | D:4.75" |  |  | 1 Medium A19 9.3w |  | 1 | Yes | [14 empty] | 0 | [12 empty] | 34.48 | 68.96 | 103.44 | W:6'' H:8 1/4'' E:7 3/4'' | 2.3 |  |  | 6 | 8.25 | Cap Nuts |  |  |  |  | 7.75 |  | No |  | No | [21 empty] | DP:3/4'' W:5'' H:5'' OB UP:3 1/4'' OB DOWN:5'' Square |  |  |  | 6.5 | Black/White |  | N/A | Hardwired | 0 | 0 | 0 | 1 | 1 | 0 | 0 | 0 | 0 | 0 | 0 | 785652047985 | 11.25 | 10.25 | 8 | 2.9 | 0.534 | 175 | Yes | [8 empty] | ETL Wet | cETL Wet | YORKTOWN 1L LANTERN-12 | Small One Light Outdoor Wall Lantern |  | 84048EN3-12.jpg | 84048a.jpg
84048EN3-185 | One Light Outdoor Wall Lantern | The Yorktown outdoor lighting collection by Sea Gull Lighting is crafted in cast aluminum for added durability to withstand harsh weather conditions. The softly curved tiers and subtle strapping create transitional styling which complements a wide range of residential architecture. Offered in with Black or Forged Iron finish with Swirled Marbleized glass, the assortment includes a one-light outdoor pendant, as small one-light outdoor wall lantern with open bottom, medium and large one-light outdoor wall lanterns, a one-light outdoor post lantern and a two-light outdoor ceiling flush mount. Both incandescent lamping and ENERGY STAR-qualified LED lamping are available, and most of the fixtures easily convert to LED by purchasing LED replacement lamps sold separately. | OUTDOOR | Yorktown | Outdoor Lighting | Forged Iron | 185 | Die Cast Aluminum | Swirled Marbleize Glass | D:5" |  |  | 1 Medium A19 9.3w |  | 1 | Yes | [14 empty] | 0 | [12 empty] | 33.48 | 66.96 | 100.44 | W:6'' H:8 1/4'' E:7 3/4'' | 2.3 |  |  | 6 | 8.25 | Cap Nuts |  |  |  |  | 7.75 |  | No |  | No | [21 empty] | DP:3/4'' W:5'' H:5'' OB UP:3 1/4'' OB DOWN:5'' Square |  |  |  | 6.5 | Black/White |  | N/A | Hardwired | 0 | 0 | 0 | 1 | 1 | 0 | 0 | 0 | 0 | 0 | 0 | 785652052835 | 11 | 7.75 | 10 | 2.7 | 0.493 | 175 | Yes | [8 empty] | ETL Wet | cETL Wet | YORKTOWN 1L LANTERN-185 | One Light Outdoor Wall Lantern |  | 84048EN3-185.jpg | 84048a.jpg
84048PEN3-12 | Small One Light Outdoor Wall Lantern | The Yorktown outdoor lighting collection by Sea Gull Lighting is crafted in cast aluminum for added durability to withstand harsh weather conditions. The softly curved tiers and subtle strapping create transitional styling which complements a wide range of residential architecture. Offered in with Black or Forged Iron finish with Swirled Marbleized glass, the assortment includes a one-light outdoor pendant, as small one-light outdoor wall lantern with open bottom, medium and large one-light outdoor wall lanterns, a one-light outdoor post lantern and a two-light outdoor ceiling flush mount. Both incandescent lamping and ENERGY STAR-qualified LED lamping are available, and most of the fixtures easily convert to LED by purchasing LED replacement lamps sold separately. | OUTDOOR | Yorktown | Outdoor Lighting | Black | 12 | Die Cast Aluminum | Swirled Marbleize Glass | D:4.75" |  |  | 1 Medium A19 9.3w |  | 1 | Yes | [14 empty] | 0 | [12 empty] | 52.98 | 105.96 | 158.94 | W:6'' H:8 1/4'' E:7 3/4'' | 2.3 |  |  | 6 | 8.25 | Cap Nuts |  |  |  |  | 7.75 |  | No |  | No | [21 empty] | DP:3/4'' W:5'' H:5'' OB UP:3 1/4'' OB DOWN:5'' Square |  |  |  | 6.5 | Black/White |  | N/A | Hardwired | 0 | 0 | 0 | 1 | 1 | 1 | 0 | 0 | 0 | 0 | 0 | 785652047992 | 11.5 | 10.25 | 7.75 | 3.1 | 0.529 | 175 | Yes | [8 empty] | ETL Wet | cETL Wet | YORKTOWN 1L LANTERN-12 | Small One Light Outdoor Wall Lantern |  | 84048PEN3-12.jpg | 84048P.jpg
84049-12 | Medium One Light Outdoor Wall Lantern | The Yorktown outdoor lighting collection by Sea Gull Lighting is crafted in cast aluminum for added durability to withstand harsh weather conditions. The softly curved tiers and subtle strapping create transitional styling which complements a wide range of residential architecture. Offered in with Black or Forged Iron finish with Swirled Marbleized glass, the assortment includes a one-light outdoor pendant, as small one-light outdoor wall lantern with open bottom, medium and large one-light outdoor wall lanterns, a one-light outdoor post lantern and a two-light outdoor ceiling flush mount. Both incandescent lamping and ENERGY STAR-qualified LED lamping are available, and most of the fixtures easily convert to LED by purchasing LED replacement lamps sold separately. | OUTDOOR | Yorktown | Outdoor Lighting | Black | 12 | Die Cast Aluminum | Swirled Marbleize Glass |  |  |  | 1 Medium A19 100w |  | 1 | No | [14 empty] | 0 | [12 empty] | 43.48 | 86.96 | 130.44 | W:8'' H:13 1/4'' E:10'' | 3.6 |  |  | 8 | 13.25 | Cap Nuts |  |  |  |  | 10 |  | No |  | No | [21 empty] | OB DOWN:8 1/4'' |  |  |  | 6.5 |  |  | N/A | Hardwired | 0 | 0 | 0 | 0 | 1 | 0 | 0 | 1 | 0 | 0 | 0 | 785652025068 | 16.75 | 13 | 10.25 | 4.5 | 1.292 | 250 | Yes | [8 empty] | ETL Wet | cETL Wet | YORKTOWN 1L LANTERN-12 | Medium One Light Outdoor Wall Lantern | Reactivate per Chuck 9/1/11 | 89049BLE-12.jpg | 84049.jpg
84049-185 | One Light Outdoor Wall Lantern | The Yorktown outdoor lighting collection by Sea Gull Lighting is crafted in cast aluminum for added durability to withstand harsh weather conditions. The softly curved tiers and subtle strapping create transitional styling which complements a wide range of residential architecture. Offered in with Black or Forged Iron finish with Swirled Marbleized glass, the assortment includes a one-light outdoor pendant, as small one-light outdoor wall lantern with open bottom, medium and large one-light outdoor wall lanterns, a one-light outdoor post lantern and a two-light outdoor ceiling flush mount. Both incandescent lamping and ENERGY STAR-qualified LED lamping are available, and most of the fixtures easily convert to LED by purchasing LED replacement lamps sold separately. | OUTDOOR | Yorktown | Outdoor Lighting | Forged Iron | 185 | Die Cast Aluminum | Swirled Marbleize Glass |  |  |  | 1 Medium A19 100w |  | 1 | No | [14 empty] | 0 | [12 empty] | 44.98 | 89.96 | 134.94 | W:8'' H:13 1/4'' E:10'' | 3.6 |  |  | 8 | 13.25 | Cap Nuts |  |  |  |  | 10 |  | No |  | No | [21 empty] | DP:1'' W:5 1/2'' H:9'' OB UP:8 1/4'' OB DOWN:5'' Oval |  |  |  | 6.5 |  |  | N/A | Hardwired | 0 | 0 | 0 | 0 | 1 | 0 | 0 | 1 | 0 | 0 | 0 | 785652084041 | 16.75 | 13 | 10.25 | 4.5 | 1.292 | 250 | Yes | [8 empty] | ETL Wet | cETL Wet | YORKTOWN 1L LANTERN-185 | One Light Outdoor Wall Lantern |  | 84049-185.jpg | 84049.jpg
84049EN3-12 | One Light Outdoor Wall Lantern | The Yorktown outdoor lighting collection by Sea Gull Lighting is crafted in cast aluminum for added durability to withstand harsh weather conditions. The softly curved tiers and subtle strapping create transitional styling which complements a wide range of residential architecture. Offered in with Black or Forged Iron finish with Swirled Marbleized glass, the assortment includes a one-light outdoor pendant, as small one-light outdoor wall lantern with open bottom, medium and large one-light outdoor wall lanterns, a one-light outdoor post lantern and a two-light outdoor ceiling flush mount. Both incandescent lamping and ENERGY STAR-qualified LED lamping are available, and most of the fixtures easily convert to LED by purchasing LED replacement lamps sold separately. | OUTDOOR | Yorktown | Outdoor Lighting | Black | 12 | Die Cast Aluminum | Swirled Marbleize Glass |  |  |  | 1 Medium A19 9.3w |  | 1 | Yes | [14 empty] | 0 | [12 empty] | 49.98 | 99.96 | 149.94 | W:8'' H:13 1/4'' E:10'' | 3.6 |  |  | 8 | 13.25 | Cap Nuts |  |  |  |  | 10 |  | No |  | No | [21 empty] | DP:1'' W:5 1/2'' H:9'' OB UP:8 1/4'' OB DOWN:5'' Oval |  |  |  | 6.5 | Black/White |  | N/A | Hardwired | 0 | 0 | 0 | 1 | 1 | 0 | 0 | 0 | 0 | 0 | 0 | 785652048005 | 17 | 12.5 | 10.25 | 4.8 | 1.26 | 250 | Yes | [8 empty] | ETL Wet | cETL Wet | YORKTOWN 1L LANTERN-12 | One Light Outdoor Wall Lantern |  | 84049EN3-12.jpg | 84049.jpg
84049EN3-185 | One Light Outdoor Wall Lantern | The Yorktown outdoor lighting collection by Sea Gull Lighting is crafted in cast aluminum for added durability to withstand harsh weather conditions. The softly curved tiers and subtle strapping create transitional styling which complements a wide range of residential architecture. Offered in with Black or Forged Iron finish with Swirled Marbleized glass, the assortment includes a one-light outdoor pendant, as small one-light outdoor wall lantern with open bottom, medium and large one-light outdoor wall lanterns, a one-light outdoor post lantern and a two-light outdoor ceiling flush mount. Both incandescent lamping and ENERGY STAR-qualified LED lamping are available, and most of the fixtures easily convert to LED by purchasing LED replacement lamps sold separately. | OUTDOOR | Yorktown | Outdoor Lighting | Forged Iron | 185 | Die Cast Aluminum | Swirled Marbleize Glass |  |  |  | 1 Medium A19 9.3w |  | 1 | Yes | [14 empty] | 0 | [12 empty] | 47.98 | 95.96 | 143.94 | W:8'' H:13 1/4'' E:10'' | 3.6 |  |  | 8 | 13.25 | Cap Nuts |  |  |  |  | 10 |  | No |  | No | [21 empty] | DP:1'' W:5 1/2'' H:9'' OB UP:8 1/4'' OB DOWN:5'' Oval |  |  |  | 6.5 | Black/White |  | N/A | Hardwired | 0 | 0 | 0 | 1 | 1 | 0 | 0 | 0 | 0 | 0 | 0 | 785652048043 | 17 | 12.5 | 10.25 | 4.8 | 1.26 | 250 | Yes | [8 empty] | ETL Wet | cETL Wet | YORKTOWN 1L LANTERN-185 | One Light Outdoor Wall Lantern |  | 84049EN3-185.jpg | 84049.jpg
84049PEN3-12 | One Light Outdoor Wall Lantern | The Yorktown outdoor lighting collection by Sea Gull Lighting is crafted in cast aluminum for added durability to withstand harsh weather conditions. The softly curved tiers and subtle strapping create transitional styling which complements a wide range of residential architecture. Offered in with Black or Forged Iron finish with Swirled Marbleized glass, the assortment includes a one-light outdoor pendant, as small one-light outdoor wall lantern with open bottom, medium and large one-light outdoor wall lanterns, a one-light outdoor post lantern and a two-light outdoor ceiling flush mount. Both incandescent lamping and ENERGY STAR-qualified LED lamping are available, and most of the fixtures easily convert to LED by purchasing LED replacement lamps sold separately. | OUTDOOR | Yorktown | Outdoor Lighting | Black | 12 | Die Cast Aluminum | Swirled Marbleize Glass |  |  |  | 1 Medium A19 9.3w |  | 1 | Yes | [14 empty] | 0 | [12 empty] | 69.48 | 138.96 | 208.44 | W:8'' H:13 1/4'' E:10'' | 3.6 |  |  | 8 | 13.25 | Cap Nuts |  |  |  |  | 10 |  | No |  | No | [21 empty] | DP:1'' W:5 1/2'' H:9'' OB UP:8 1/4'' OB DOWN:5'' Oval |  |  |  | 6.5 | Black/White |  | N/A | Hardwired | 0 | 0 | 0 | 1 | 1 | 1 | 0 | 0 | 0 | 0 | 0 | 785652048012 | 16.25 | 12.75 | 10.25 | 5.3 | 1.229 | 175 | Yes | [8 empty] | ETL Wet | cETL Wet | YORKTOWN 1L LANTERN-12 | One Light Outdoor Wall Lantern |  | 84049PEN3-12.jpg | 84049P.jpg
84050-12 | Large One Light Outdoor Wall Lantern | The Yorktown outdoor lighting collection by Sea Gull Lighting is crafted in cast aluminum for added durability to withstand harsh weather conditions. The softly curved tiers and subtle strapping create transitional styling which complements a wide range of residential architecture. Offered in with Black or Forged Iron finish with Swirled Marbleized glass, the assortment includes a one-light outdoor pendant, as small one-light outdoor wall lantern with open bottom, medium and large one-light outdoor wall lanterns, a one-light outdoor post lantern and a two-light outdoor ceiling flush mount. Both incandescent lamping and ENERGY STAR-qualified LED lamping are available, and most of the fixtures easily convert to LED by purchasing LED replacement lamps sold separately. | OUTDOOR | Yorktown | Outdoor Lighting | Black | 12 | Die Cast Aluminum | Swirled Marbleize Glass |  |  |  | 1 Medium A19 100w |  | 1 | No | [14 empty] | 0 | [12 empty] | 56.98 | 113.96 | 170.94 | W:10'' H:16'' E:12'' | 5.2 |  |  | 10 | 16 | Cap Nuts |  |  |  |  | 12 |  | No |  | No | [21 empty] | OB DOWN:9'' |  |  |  | 6.5 |  |  | N/A | Hardwired | 0 | 0 | 0 | 0 | 1 | 0 | 0 | 1 | 0 | 0 | 0 | 785652025099 | 19.25 | 14.5 | 12.25 | 6.5 | 1.979 | 250 | Yes | [8 empty] | ETL Wet | cETL Wet | YORKTOWN 1L LANTERN-12 | Large One Light Outdoor Wall Lantern | Reactivate per Chuck 9/1/11 | 89250BLE-12.jpg | 84050.jpg
84050-185 | One Light Outdoor Wall Lantern | The Yorktown outdoor lighting collection by Sea Gull Lighting is crafted in cast aluminum for added durability to withstand harsh weather conditions. The softly curved tiers and subtle strapping create transitional styling which complements a wide range of residential architecture. Offered in with Black or Forged Iron finish with Swirled Marbleized glass, the assortment includes a one-light outdoor pendant, as small one-light outdoor wall lantern with open bottom, medium and large one-light outdoor wall lanterns, a one-light outdoor post lantern and a two-light outdoor ceiling flush mount. Both incandescent lamping and ENERGY STAR-qualified LED lamping are available, and most of the fixtures easily convert to LED by purchasing LED replacement lamps sold separately. | OUTDOOR | Yorktown | Outdoor Lighting | Forged Iron | 185 | Die Cast Aluminum | Swirled Marbleize Glass |  |  |  | 1 Medium A19 100w |  | 1 | No | [14 empty] | 0 | [12 empty] | 58.98 | 117.96 | 176.94 | W:10'' H:16 1/4'' E:12'' | 5.2 |  |  | 10 | 16.25 | Cap Nuts |  |  |  |  | 12 |  | No |  | No | [21 empty] | DP:1'' W:5 1/2'' H:9'' OB UP:9'' OB DOWN:7 1/4'' Oval |  |  |  | 6.5 |  |  | N/A | Hardwired | 0 | 0 | 0 | 0 | 1 | 0 | 0 | 1 | 0 | 0 | 0 | 785652840555 | 19.25 | 14.5 | 12.25 | 6.5 | 1.979 | 250 | Yes | [8 empty] | ETL Wet | cETL Wet | YORKTOWN 1L LANTERN-185 | One Light Outdoor Wall Lantern |  | 84050-185.jpg | 84050.jpg
84050EN3-12 | One Light Outdoor Wall Lantern | The Yorktown outdoor lighting collection by Sea Gull Lighting is crafted in cast aluminum for added durability to withstand harsh weather conditions. The softly curved tiers and subtle strapping create transitional styling which complements a wide range of residential architecture. Offered in with Black or Forged Iron finish with Swirled Marbleized glass, the assortment includes a one-light outdoor pendant, as small one-light outdoor wall lantern with open bottom, medium and large one-light outdoor wall lanterns, a one-light outdoor post lantern and a two-light outdoor ceiling flush mount. Both incandescent lamping and ENERGY STAR-qualified LED lamping are available, and most of the fixtures easily convert to LED by purchasing LED replacement lamps sold separately. | OUTDOOR | Yorktown | Outdoor Lighting | Black | 12 | Die Cast Aluminum | Swirled Marbleize Glass |  |  |  | 1 Medium A19 9.3w |  | 1 | Yes | [14 empty] | 0 | [12 empty] | 63.98 | 127.96 | 191.94 | W:10'' H:16 1/4'' E:12'' | 5.2 |  |  | 10 | 16.25 | Cap Nuts |  |  |  |  | 12 |  | No |  | No | [21 empty] | DP:1'' W:5 1/2'' H:9'' OB UP:9'' OB DOWN:7 1/4'' Oval |  |  |  | 6.5 | Black/White |  | N/A | Hardwired | 0 | 0 | 0 | 1 | 1 | 0 | 0 | 0 | 0 | 0 | 0 | 785652048029 | 11.25 | 10 | 7.5 | 6.7 | 0.488 | 85 | Yes | [8 empty] | ETL Wet | cETL Wet | YORKTOWN 1L LANTERN-12 | One Light Outdoor Wall Lantern |  | 84050EN3-12.jpg | 84050.jpg
84050EN3-185 | One Light Outdoor Wall Lantern | The Yorktown outdoor lighting collection by Sea Gull Lighting is crafted in cast aluminum for added durability to withstand harsh weather conditions. The softly curved tiers and subtle strapping create transitional styling which complements a wide range of residential architecture. Offered in with Black or Forged Iron finish with Swirled Marbleized glass, the assortment includes a one-light outdoor pendant, as small one-light outdoor wall lantern with open bottom, medium and large one-light outdoor wall lanterns, a one-light outdoor post lantern and a two-light outdoor ceiling flush mount. Both incandescent lamping and ENERGY STAR-qualified LED lamping are available, and most of the fixtures easily convert to LED by purchasing LED replacement lamps sold separately. | OUTDOOR | Yorktown | Outdoor Lighting | Forged Iron | 185 | Die Cast Aluminum | Swirled Marbleize Glass |  |  |  | 1 Medium A19 9.3w |  | 1 | Yes | [14 empty] | 0 | [12 empty] | 61.48 | 122.96 | 184.44 | W:10'' H:16 1/4'' E:12'' | 5.2 |  |  | 10 | 16.25 | Cap Nuts |  |  |  |  | 12 |  | No |  | No | [21 empty] | DP:1'' W:5 1/2'' H:9'' OB UP:9'' OB DOWN:7 1/4'' Oval |  |  |  | 6.5 | Black/White |  | N/A | Hardwired | 0 | 0 | 0 | 1 | 1 | 0 | 0 | 0 | 0 | 0 | 0 | 785652048050 | 19.25 | 14.5 | 12.25 | 6.5 | 1.979 | 250 | Yes | [8 empty] | ETL Wet | cETL Wet | YORKTOWN 1L LANTERN-185 | One Light Outdoor Wall Lantern |  | 84050EN3-185.jpg | 84050.jpg
84050P-12 | Large One Light Outdoor Wall Lantern | The Yorktown outdoor lighting collection by Sea Gull Lighting is crafted in cast aluminum for added durability to withstand harsh weather conditions. The softly curved tiers and subtle strapping create transitional styling which complements a wide range of residential architecture. Offered in with Black or Forged Iron finish with Swirled Marbleized glass, the assortment includes a one-light outdoor pendant, as small one-light outdoor wall lantern with open bottom, medium and large one-light outdoor wall lanterns, a one-light outdoor post lantern and a two-light outdoor ceiling flush mount. Both incandescent lamping and ENERGY STAR-qualified LED lamping are available, and most of the fixtures easily convert to LED by purchasing LED replacement lamps sold separately. | OUTDOOR | Yorktown | Outdoor Lighting | Black | 12 | Die Cast Aluminum | Swirled Marbleize Glass |  |  |  | 1 Medium A19 100w |  | 1 | No | [14 empty] | 0 | [12 empty] | 54.9 | 109.8 | 164.7 | W:10'' H:16 1/4'' E:12'' | 5.2 |  |  | 10 | 16.25 | Cap Nuts |  |  |  |  | 12 |  | No |  | No | [21 empty] | DP:1'' W:5 1/2'' H:9'' OB UP:9'' OB DOWN:7 1/4'' Oval |  |  |  | 6.5 |  |  | N/A | Hardwired | 0 | 0 | 0 | 0 | 1 | 1 | 0 | 1 | 0 | 0 | 0 | 785652025105 | 19.25 | 14.5 | 12.5 | 6.9 | 2.019 | 250 | Yes | [8 empty] | ETL Wet | cETL Wet | YORKTOWN 1L LANTERN-12 | Large One Light Outdoor Wall Lantern |  | 89250PBLE-12.jpg | 89250PBLE.jpg
84050PEN3-12 | One Light Outdoor Wall Lantern | The Yorktown outdoor lighting collection by Sea Gull Lighting is crafted in cast aluminum for added durability to withstand harsh weather conditions. The softly curved tiers and subtle strapping create transitional styling which complements a wide range of residential architecture. Offered in with Black or Forged Iron finish with Swirled Marbleized glass, the assortment includes a one-light outdoor pendant, as small one-light outdoor wall lantern with open bottom, medium and large one-light outdoor wall lanterns, a one-light outdoor post lantern and a two-light outdoor ceiling flush mount. Both incandescent lamping and ENERGY STAR-qualified LED lamping are available, and most of the fixtures easily convert to LED by purchasing LED replacement lamps sold separately. | OUTDOOR | Yorktown | Outdoor Lighting | Black | 12 | Die Cast Aluminum | Swirled Marbleize Glass |  |  |  | 1 Medium A19 9.3w |  | 1 | Yes | [14 empty] | 0 | [12 empty] | 74.98 | 149.96 | 224.94 | W:10'' H:16 1/4'' E:12'' | 5.2 |  |  | 10 | 16.25 | Cap Nuts |  |  |  |  | 12 |  | No |  | No | [21 empty] | DP:1'' W:5 1/2'' H:9'' OB UP:9'' OB DOWN:7 1/4'' Oval |  |  |  | 6.5 | Black/White |  | N/A | Hardwired | 0 | 0 | 0 | 1 | 1 | 1 | 0 | 0 | 0 | 0 | 0 | 785652048036 | 19.5 | 14.25 | 12.25 | 6.8 | 1.97 | 250 | Yes | [8 empty] | ETL Wet | cETL Wet | YORKTOWN 1L LANTERN-12 | One Light Outdoor Wall Lantern |  | 84050PEN3-12.jpg | 84050P.jpg
8408EN3-71 | One Light Outdoor Wall Lantern | The Prairie outdoor lighting collection by Sea Gull Lighting embodies a timeless Arts and Crafts design, whose linear, geometric detailing can add distinction to homes of any kind. The combination of the Antique Bronze finish with Champagne glass creates a warm, inviting aesthetic. These fixtures are available in incandescent and ENERGY STAR-qualified LED lamping versions, and most can easily convert to LED by purchasing LED replacement lamps sold separately. | OUTDOOR | Prairie Statement | Outdoor Lighting | Antique Bronze | 71 | Brass | Champagne Glass |  |  |  | 1 Medium A19 9.3w |  | 1 | Yes | [14 empty] | 0 | [12 empty] | 40 | 80 | 120 | W:4 1/2'' H:8 3/4'' E:4 3/4'' | 1.9 |  |  | 4.5 | 8.75 | Cap Nuts |  |  |  |  | 4.75 |  | No |  | No | [21 empty] | DP:9/16'' W:4 1/2'' H:8 9/16'' OB UP:5 1/4'' OB DOWN:3 1/2'' |  |  |  | 6.5 | Black/White |  | N/A | Hardwired | 0 | 0 | 0 | 1 | 1 | 0 | 0 | 0 | 0 | 0 | 0 | 785652052842 | 6.5 | 6.5 | 11.58 | 2.4 | 0.283 | 100 | Yes | 6 | 10785652052849 | 20 | 14.18 | 12.25 | 15.75 | 2.01 | Yes |  | cETL Wet | PRAIRIE 1L LANTERN-71 | One Light Outdoor Wall Lantern |  | 8408EN3-71.jpg | 8408.jpg
8413897S-10 | Small LED Wall Lantern | The Outdoor Cylinder collection of ceiling and wall mount fixtures from Sea Gull Lighting are designed to mold, direct and shape light right where you need it. Available in White, Bronze or Painted Brushed Nickel finishes, the assortment includes small and large one-light outdoor ceiling flush mounts, small and large one-light outdoor wall lanterns and small and large two-light outdoor wall lanterns. For many of the fixtures incandescent and ENERGY STAR-qualified LED lamping is available, and many easily convert to LED by purchasing LED replacement lamps sold separately. Now, fixtures with integrated LED lamping options are also available. | OUTDOOR | Outdoor Cylinders | Outdoor Lighting | Bronze | 10 | Aluminum | Tempered Glass Glass | [5 empty] | 2 | No | 2000 | 2700 | 90 | 28 | 120 | 19 - Integrated | MODS - Modules |  | 5 | 100 | LED | 28 | 28 | 50000 | 0 | [12 empty] | 99.98 | 199.96 | 299.94 | W:5 1/8'' H:14 1/4'' E:7 7/8'' | 2.7 |  |  | 5.125 | 14.25 | Cap Nuts |  |  |  |  | 7.875 |  | No |  | No | [21 empty] | DP:2 7/8'' W:4 1/2'' H:4 1/2'' OB UP:7 1/8'' OB DOWN:7 1/8'' Square |  |  |  | 6 | Black/White |  |  | Hardwired | 0 | 0 | 0 | 0 | 1 | 0 | 0 | 0 | 0 | 0 | 0 | 785652063732 | 16.25 | 6.25 | 9 | 4.3 | 0.529 | 100 | Yes | 6 | 10785652063739 | 19 | 18.75 | 17.5 | 27.9 | 3.608 | Yes |  | cETL Wet | 5IN CYLINDER LED LANTERN-10 | Small LED Wall Lantern |  | 8413897S-10.jpg | 8313802.jpg
8413897S-15 | Small LED Wall Lantern | The Outdoor Cylinder collection of ceiling and wall mount fixtures from Sea Gull Lighting are designed to mold, direct and shape light right where you need it. Available in White, Bronze or Painted Brushed Nickel finishes, the assortment includes small and large one-light outdoor ceiling flush mounts, small and large one-light outdoor wall lanterns and small and large two-light outdoor wall lanterns. For many of the fixtures incandescent and ENERGY STAR-qualified LED lamping is available, and many easily convert to LED by purchasing LED replacement lamps sold separately. Now, fixtures with integrated LED lamping options are also available. | OUTDOOR | Outdoor Cylinders | Outdoor Lighting | White | 15 | Aluminum | Tempered Glass Glass | [5 empty] | 2 | No | 2000 | 2700 | 90 | 28 | 120 | 19 - Integrated | MODS - Modules |  | 5 | 100 | LED | 28 | 28 | 50000 | 0 | [12 empty] | 99.98 | 199.96 | 299.94 | W:5 1/8'' H:14 1/4'' E:7 7/8'' | 2.7 |  |  | 5.125 | 14.25 | Cap Nuts |  |  |  |  | 7.875 |  | No |  | No | [21 empty] | DP:2 7/8'' W:4 1/2'' H:4 1/2'' OB UP:7 1/8'' OB DOWN:7 1/8'' Square |  |  |  | 6 | Black/White |  |  | Hardwired | 0 | 0 | 0 | 0 | 1 | 0 | 0 | 0 | 0 | 0 | 0 | 785652063749 | 16.25 | 6.25 | 9 | 4.3 | 0.529 | 100 | Yes | 6 | 10785652063746 | 19 | 18.75 | 17.5 | 27.9 | 3.608 | Yes |  | cETL Wet | 5IN CYLINDER LED LANTERN-15 | Small LED Wall Lantern |  | 8413897S-15.jpg | 8313802.jpg
8413897S-753 | Small LED Wall Lantern | The Outdoor Cylinder collection of ceiling and wall mount fixtures from Sea Gull Lighting are designed to mold, direct and shape light right where you need it. Available in White, Bronze or Painted Brushed Nickel finishes, the assortment includes small and large one-light outdoor ceiling flush mounts, small and large one-light outdoor wall lanterns and small and large two-light outdoor wall lanterns. For many of the fixtures incandescent and ENERGY STAR-qualified LED lamping is available, and many easily convert to LED by purchasing LED replacement lamps sold separately. Now, fixtures with integrated LED lamping options are also available. | OUTDOOR | Outdoor Cylinders | Outdoor Lighting | Painted Brushed Nickel | 753 | Aluminum | Tempered Glass Glass | [5 empty] | 2 | No | 2000 | 2700 | 90 | 28 | 120 | 19 - Integrated | MODS - Modules |  | 5 | 100 | LED | 28 | 28 | 50000 | 0 | [12 empty] | 99.98 | 199.96 | 299.94 | W:5 1/8'' H:14 1/4'' E:7 7/8'' | 2.7 |  |  | 5.125 | 14.25 | Cap Nuts |  |  |  |  | 7.875 |  | No |  | No | [21 empty] | DP:2 7/8'' W:4 1/2'' H:4 1/2'' OB UP:7 1/8'' OB DOWN:7 1/8'' Square |  |  |  | 6 | Black/White |  |  | Hardwired | 0 | 0 | 0 | 0 | 1 | 0 | 0 | 0 | 0 | 0 | 0 | 785652063756 | 16.25 | 6.25 | 9 | 4.3 | 0.529 | 100 | Yes | 6 | 10785652063753 | 19 | 18.75 | 17.5 | 27.9 | 3.608 | Yes |  | cETL Wet | 5IN CYLINDER LED LANTERN-753 | Small LED Wall Lantern |  | 8413897S-753.jpg | 8313802.jpg
8413997S-10 | Large LED Wall Lantern | The Outdoor Cylinder collection of ceiling and wall mount fixtures from Sea Gull Lighting are designed to mold, direct and shape light right where you need it. Available in White, Bronze or Painted Brushed Nickel finishes, the assortment includes small and large one-light outdoor ceiling flush mounts, small and large one-light outdoor wall lanterns and small and large two-light outdoor wall lanterns. For many of the fixtures incandescent and ENERGY STAR-qualified LED lamping is available, and many easily convert to LED by purchasing LED replacement lamps sold separately. Now, fixtures with integrated LED lamping options are also available. | OUTDOOR | Outdoor Cylinders | Outdoor Lighting | Bronze | 10 | Aluminum | Tempered Glass Glass | [5 empty] | 2 | No | 2000 | 2700 | 90 | 28 | 120 | 19 - Integrated | MODS - Modules |  | 5 | 100 | LED | 28 | 28 | 50000 | 0 | [12 empty] | 112.48 | 224.96 | 337.44 | W:6'' H:18 1/4'' E:8 3/4'' | 4.3 |  |  | 6 | 18.25 | Cap Nuts |  |  |  |  | 8.75 |  | No |  | No | [21 empty] | DP:2 7/8'' W:4 1/2'' H:4 1/2'' OB UP:9 1/8'' OB DOWN:9 1/8'' Square |  |  |  | 6 | Black/White |  |  | Hardwired | 0 | 0 | 0 | 0 | 1 | 0 | 0 | 0 | 0 | 0 | 0 | 785652063763 | 20.5 | 9.5 | 7.25 | 6.4 | 0.817 | 125 | Yes | 4 | 10785652063760 | 21.5 | 19.75 | 15 | 27 | 3.686 | Yes |  | cETL Wet | 6IN CYLINDER LED LANTERN-10 | Large LED Wall Lantern |  | 8413997S-10.jpg | 8313902.jpg
8413997S-15 | Large LED Wall Lantern | The Outdoor Cylinder collection of ceiling and wall mount fixtures from Sea Gull Lighting are designed to mold, direct and shape light right where you need it. Available in White, Bronze or Painted Brushed Nickel finishes, the assortment includes small and large one-light outdoor ceiling flush mounts, small and large one-light outdoor wall lanterns and small and large two-light outdoor wall lanterns. For many of the fixtures incandescent and ENERGY STAR-qualified LED lamping is available, and many easily convert to LED by purchasing LED replacement lamps sold separately. Now, fixtures with integrated LED lamping options are also available. | OUTDOOR | Outdoor Cylinders | Outdoor Lighting | White | 15 | Aluminum | Tempered Glass Glass | [5 empty] | 2 | No | 2000 | 2700 | 90 | 28 | 120 | 19 - Integrated | MODS - Modules |  | 5 | 100 | LED | 28 | 28 | 50000 | 0 | [12 empty] | 112.48 | 224.96 | 337.44 | W:6'' H:18 1/4'' E:8 3/4'' | 4.3 |  |  | 6 | 18.25 | Cap Nuts |  |  |  |  | 8.75 |  | No |  | No | [21 empty] | DP:2 7/8'' W:4 1/2'' H:4 1/2'' OB UP:9 1/8'' OB DOWN:9 1/8'' Square |  |  |  | 6 | Black/White |  |  | Hardwired | 0 | 0 | 0 | 0 | 1 | 0 | 0 | 0 | 0 | 0 | 0 | 785652063770 | 20.5 | 9.5 | 7.25 | 6.4 | 0.817 | 125 | Yes | 4 | 10785652063777 | 21.5 | 19.75 | 15 | 27 | 3.686 | Yes |  | cETL Wet | 6IN CYLINDER LED LANTERN-15 | Large LED Wall Lantern |  | 8413997S-15.jpg | 8313902.jpg
8413997S-753 | Large LED Wall Lantern | The Outdoor Cylinder collection of ceiling and wall mount fixtures from Sea Gull Lighting are designed to mold, direct and shape light right where you need it. Available in White, Bronze or Painted Brushed Nickel finishes, the assortment includes small and large one-light outdoor ceiling flush mounts, small and large one-light outdoor wall lanterns and small and large two-light outdoor wall lanterns. For many of the fixtures incandescent and ENERGY STAR-qualified LED lamping is available, and many easily convert to LED by purchasing LED replacement lamps sold separately. Now, fixtures with integrated LED lamping options are also available. | OUTDOOR | Outdoor Cylinders | Outdoor Lighting | Painted Brushed Nickel | 753 | Aluminum | Tempered Glass Glass | [5 empty] | 2 | No | 2000 | 2700 | 90 | 28 | 120 | 19 - Integrated | MODS - Modules |  | 5 | 100 | LED | 28 | 28 | 50000 | 0 | [12 empty] | 112.48 | 224.96 | 337.44 | W:6'' H:18 1/4'' E:8 3/4'' | 4.3 |  |  | 6 | 18.25 | Cap Nuts |  |  |  |  | 8.75 |  | No |  | No | [21 empty] | DP:2 7/8'' W:4 1/2'' H:4 1/2'' OB UP:9 1/8'' OB DOWN:9 1/8'' Square |  |  |  | 6 | Black/White |  |  | Hardwired | 0 | 0 | 0 | 0 | 1 | 0 | 0 | 0 | 0 | 0 | 0 | 785652063787 | 20.5 | 9.5 | 7.25 | 6.4 | 0.817 | 125 | Yes | 4 | 10785652063784 | 21.5 | 19.75 | 15 | 27 | 3.686 | Yes |  | cETL Wet | 6IN CYLINDER LED LANTERN-753 | Large LED Wall Lantern |  | 8413997S-753.jpg | 8313902.jpg
8414201-12 | Extra Small One Light Outdoor Wall Lantern | The Perrywood outdoor collection embodies all of the elements that make this exterior light a true classic: timeless styling, balanced proportions, versatile finish and rock solid construction. This traditional design features super trendy “water glass," a textured black powder-coated finish, and it’s built from cast aluminum for years of performance. Available in a Black finish. All fixtures are available as ENERGY STAR®-qualified and California Title 24 compliant. | OUTDOOR | Perrywood | Outdoor Lighting | Black | 12 | Cast Aluminum | Water Glass | D:5.4375" H:5.875" |  |  | 1 Medium A19 75w |  | 1 | No | [14 empty] | 0 | [12 empty] | 49.98 | 99.96 | 149.94 | W:6 1/2'' H:12'' E:7 7/8'' | 2.9 |  |  | 6.5 | 12 | Cap Nuts |  |  |  |  | 7.875 |  | No |  | No | [21 empty] | DP:1 1/4'' W:4 1/4'' H:7'' OB UP:5 7/16'' Oval |  |  |  | 6.5 | Black/White |  |  | Hardwired | 0 | 0 | 0 | 0 | 1 | 0 | 0 | 1 | 0 | 0 | 0 | 785652070228 | 14.75 | 12.5 | 10.25 | 3.5 | 1.094 | 250 | Yes | [9 empty] | cETL Wet | PERRYWOOD 1L XS LANTERN-12 | Extra Small One Light Outdoor Wall Lantern |  | 8414201-12.jpg | 8414201.jpg
8414201EN3-12 | Extra Small One Light Outdoor Wall Lantern | The Perrywood outdoor collection embodies all of the elements that make this exterior light a true classic: timeless styling, balanced proportions, versatile finish and rock solid construction. This traditional design features super trendy “water glass," a textured black powder-coated finish, and it’s built from cast aluminum for years of performance. Available in a Black finish. All fixtures are available as ENERGY STAR®-qualified and California Title 24 compliant. | OUTDOOR | Perrywood | Outdoor Lighting | Black | 12 | Cast Aluminum | Water Glass | D:5.4375" H:5.875" |  |  | 1 Medium A19 9.3w |  | 1 | Yes | [14 empty] | 0 | [12 empty] | 57.48 | 114.96 | 172.44 | W:6 1/2'' H:12'' E:7 7/8'' | 2.9 |  |  | 6.5 | 12 | Cap Nuts |  |  |  |  | 7.875 |  | No |  | No | [21 empty] | DP:1 1/4'' W:4 1/4'' H:7'' OB UP:5 7/16'' Oval |  |  |  | 6.5 | Black/White |  |  | Hardwired | 0 | 0 | 0 | 1 | 1 | 0 | 0 | 0 | 0 | 0 | 0 | 785652071904 | 14.75 | 12.5 | 10.25 | 3.5 | 1.094 | 250 | Yes | [9 empty] | cETL Wet | PERRYWOOD 1L LED XS LANTERN-12 | Extra Small One Light Outdoor Wall Lantern |  | 8414201EN3-12.jpg | 8414201EN3.jpg
84157D-71 | One Light Outdoor Wall Lantern | The Jamestowne outdoor lighting collection by Sea Gull Lighting delivers a formal, traditional lantern style in proportions that won't overwhelm. Coupled with either Clear Beveled glass or Frosted Seeded glass, there are three beautiful finishes, including Black, Antique Brushed Nickel, or Antique Bronze. So the perfect design aesthetic will certainly be found to match any style of residential architecture. The assortment includes small, medium, large and extra-large one-light outdoor wall lanterns, a one-light outdoor post lantern and a two-light outdoor wall lantern. Clear bulbs are recommended for use with the Clear glass choices for better aesthetics. Both incandescent lamping and ENERGY STAR-qualified LED lamping (for those fixtures with the Frosted Seeded glass) are available for most of the fixtures, and some can easily convert to LED by purchasing LED replacement lamps sold separately (for those with the Clear glass). There is also a Dark Sky version of the medium and large one-light outdoor wall lanterns for which Etched White Tiffany glass is used to control the light output. | OUTDOOR | Jamestowne | Outdoor Lighting | Antique Bronze | 71 | Brass | Etched White Tiffany Glass | W:5" H:5.625" |  |  | 1 Medium A19 100w |  | 1 | No | [14 empty] | 0 | [12 empty] | 66.98 | N/A | 200.94 | W:5 1/4'' H:12 1/2'' E:5 3/4'' | 2.7 |  |  | 5.25 | 12.5 | Cap Nuts |  |  |  |  | 5.75 |  | No |  | No | [21 empty] | D:4 1/2'' DP:2 1/8'' OB UP:6'' OB DOWN:6 1/2'' Round |  |  |  | 6.5 |  |  | N/A | Hardwired | 0 | 0 | 0 | 0 | 1 | 0 | 0 | 1 | 0 | 0 | 0 | 785652021350 | 7.25 | 6.5 | 11.75 | 2.7 | 0.32 | 100 | Yes | 3 | 10785652021357 | 20 | 8.25 | 12.75 | 9.2 | 1.217 | Yes | UL Wet | cUL Wet | JAMESTOWNE 1L LANTERN-71 | One Light Outdoor Wall Lantern |  | 84157D-71.jpg | 84158D.jpg
84157DEN3-71 | One Light Outdoor Wall Lantern | The Jamestowne outdoor lighting collection by Sea Gull Lighting delivers a formal, traditional lantern style in proportions that won't overwhelm. Coupled with either Clear Beveled glass or Frosted Seeded glass, there are three beautiful finishes, including Black, Antique Brushed Nickel, or Antique Bronze. So the perfect design aesthetic will certainly be found to match any style of residential architecture. The assortment includes small, medium, large and extra-large one-light outdoor wall lanterns, a one-light outdoor post lantern and a two-light outdoor wall lantern. Clear bulbs are recommended for use with the Clear glass choices for better aesthetics. Both incandescent lamping and ENERGY STAR-qualified LED lamping (for those fixtures with the Frosted Seeded glass) are available for most of the fixtures, and some can easily convert to LED by purchasing LED replacement lamps sold separately (for those with the Clear glass). There is also a Dark Sky version of the medium and large one-light outdoor wall lanterns for which Etched White Tiffany glass is used to control the light output. | OUTDOOR | Jamestowne | Outdoor Lighting | Antique Bronze | 71 | Brass | White Aluminum |  |  |  | 1 Medium A19 9.3w |  | 1 | Yes | [14 empty] | 0 | [12 empty] | 68.98 | N/A | 206.94 | W:5 1/4'' H:12 1/2'' E:5 3/4'' | 2.7 |  |  | 5.25 | 12.5 | Cap Nuts |  |  |  |  | 5.75 |  | No |  | No | [21 empty] | D:4 1/2'' DP:2 1/8'' OB UP:6'' OB DOWN:6 1/2'' Round |  |  |  | 6.5 | Black/White |  | N/A | Hardwired | 0 | 0 | 0 | 1 | 1 | 0 | 0 | 0 | 0 | 0 | 0 | 785652046094 | 11.75 | 7.5 | 6.5 | 2.9 | 0.331 | 100 | Yes | 3 | 10785652046091 | 20.25 | 12.75 | 8 | 9.4 | 1.195 | Yes | UL Wet | cUL Wet | JAMESTOWNE 1L LANTERN-71 | One Light Outdoor Wall Lantern |  | 84157DEN3-71.jpg | 84157D.jpg
84158D-12 | One Light Outdoor Wall Lantern | The Jamestowne outdoor lighting collection by Sea Gull Lighting delivers a formal, traditional lantern style in proportions that won't overwhelm. Coupled with either Clear Beveled glass or Frosted Seeded glass, there are three beautiful finishes, including Black, Antique Brushed Nickel, or Antique Bronze. So the perfect design aesthetic will certainly be found to match any style of residential architecture. The assortment includes small, medium, large and extra-large one-light outdoor wall lanterns, a one-light outdoor post lantern and a two-light outdoor wall lantern. Clear bulbs are recommended for use with the Clear glass choices for better aesthetics. Both incandescent lamping and ENERGY STAR-qualified LED lamping (for those fixtures with the Frosted Seeded glass) are available for most of the fixtures, and some can easily convert to LED by purchasing LED replacement lamps sold separately (for those with the Clear glass). There is also a Dark Sky version of the medium and large one-light outdoor wall lanterns for which Etched White Tiffany glass is used to control the light output. | OUTDOOR | Jamestowne | Outdoor Lighting | Black | 12 | Aluminum | Etched White Tiffany Glass |  |  |  | 1 Medium A19 100w |  | 1 | No | [14 empty] | 0 | [12 empty] | 112.98 | N/A | 338.94 | W:7'' H:17'' E:8'' | 4.67 |  |  | 7 | 17 | Cap Nuts |  |  |  |  | 8 |  | No |  | No | [21 empty] | DP:3/4'' W:4 3/4'' H:5 1/2'' OB UP:6 1/2'' OB DOWN:10 1/2'' Octagonal |  |  |  | 6.5 |  |  | N/A | Hardwired | 0 | 0 | 0 | 0 | 1 | 0 | 0 | 1 | 0 | 0 | 0 | 785652023064 | 8.75 | 8.5 | 18.25 | 5 | 0.785 | 125 | Yes | 2 | 10785652023061 | 17.25 | 9.5 | 19 | 11.4 | 1.802 | Yes | C-UL-US Wet |  | JAMESTOWNE 1L LANTERN-12 | One Light Outdoor Wall Lantern | NON/CAT | 84158D-12.jpg | 84158D.jpg
84158D-71 | One Light Outdoor Wall Lantern | The Jamestowne outdoor lighting collection by Sea Gull Lighting delivers a formal, traditional lantern style in proportions that won't overwhelm. Coupled with either Clear Beveled glass or Frosted Seeded glass, there are three beautiful finishes, including Black, Antique Brushed Nickel, or Antique Bronze. So the perfect design aesthetic will certainly be found to match any style of residential architecture. The assortment includes small, medium, large and extra-large one-light outdoor wall lanterns, a one-light outdoor post lantern and a two-light outdoor wall lantern. Clear bulbs are recommended for use with the Clear glass choices for better aesthetics. Both incandescent lamping and ENERGY STAR-qualified LED lamping (for those fixtures with the Frosted Seeded glass) are available for most of the fixtures, and some can easily convert to LED by purchasing LED replacement lamps sold separately (for those with the Clear glass). There is also a Dark Sky version of the medium and large one-light outdoor wall lanterns for which Etched White Tiffany glass is used to control the light output. | OUTDOOR | Jamestowne | Outdoor Lighting | Antique Bronze | 71 | Brass | White Aluminum |  |  |  | 1 Medium A19 100w |  | 1 | No | [14 empty] | 0 | [12 empty] | 115.48 | N/A | 346.44 | W:7'' H:17'' E:8'' | 4.67 |  |  | 7 | 17 | Cap Nuts |  |  |  |  | 8 |  | No |  | No | [21 empty] | DP:3/4'' W:4 3/4'' H:5 1/2'' OB UP:6 1/2'' OB DOWN:10 1/2'' Octagonal |  |  |  | 6.5 |  |  | N/A | Hardwired | 0 | 0 | 0 | 0 | 1 | 0 | 0 | 1 | 0 | 0 | 0 | 785652021367 | 8.75 | 8.5 | 18.25 | 5 | 0.785 | 125 | Yes | 2 | 10785652021364 | 17.25 | 9.5 | 19 | 11.4 | 1.802 | Yes | UL Wet | cUL Wet | JAMESTOWNE 1L LANTERN-71 | One Light Outdoor Wall Lantern |  | 84158D-71.jpg | 84158D.jpg
84158DEN3-12 | One Light Outdoor Wall Lantern | The Jamestowne outdoor lighting collection by Sea Gull Lighting delivers a formal, traditional lantern style in proportions that won't overwhelm. Coupled with either Clear Beveled glass or Frosted Seeded glass, there are three beautiful finishes, including Black, Antique Brushed Nickel, or Antique Bronze. So the perfect design aesthetic will certainly be found to match any style of residential architecture. The assortment includes small, medium, large and extra-large one-light outdoor wall lanterns, a one-light outdoor post lantern and a two-light outdoor wall lantern. Clear bulbs are recommended for use with the Clear glass choices for better aesthetics. Both incandescent lamping and ENERGY STAR-qualified LED lamping (for those fixtures with the Frosted Seeded glass) are available for most of the fixtures, and some can easily convert to LED by purchasing LED replacement lamps sold separately (for those with the Clear glass). There is also a Dark Sky version of the medium and large one-light outdoor wall lanterns for which Etched White Tiffany glass is used to control the light output. | OUTDOOR | Jamestowne | Outdoor Lighting | Black | 12 | Aluminum | Etched White Tiffany Glass |  |  |  | 1 Medium A19 9.3w |  | 1 | Yes | [14 empty] | 0 | [12 empty] | 116.98 | N/A | 350.94 | W:7'' H:17'' E:8'' | 4.67 |  |  | 7 | 17 | Cap Nuts |  |  |  |  | 8 |  | No |  | No | [21 empty] | DP:3/4'' W:4 3/4'' H:5 1/2'' OB UP:6 1/2'' OB DOWN:10 1/2'' Octagonal |  |  |  | 6.5 | Black/White |  | N/A | Hardwired | 0 | 0 | 0 | 1 | 1 | 0 | 0 | 0 | 0 | 0 | 0 | 785652046087 | 8.75 | 8.5 | 18.25 | 5 | 0.785 | 125 | Yes | 2 | 10785652046084 | 17.25 | 9.5 | 19 | 11.4 | 1.802 | Yes | C-UL-US Wet |  | JAMESTOWNE 1L LANTERN-12 | One Light Outdoor Wall Lantern |  | 84158DEN3-12.jpg | 84158D.jpg
84158DEN3-71 | One Light Outdoor Wall Lantern | The Jamestowne outdoor lighting collection by Sea Gull Lighting delivers a formal, traditional lantern style in proportions that won't overwhelm. Coupled with either Clear Beveled glass or Frosted Seeded glass, there are three beautiful finishes, including Black, Antique Brushed Nickel, or Antique Bronze. So the perfect design aesthetic will certainly be found to match any style of residential architecture. The assortment includes small, medium, large and extra-large one-light outdoor wall lanterns, a one-light outdoor post lantern and a two-light outdoor wall lantern. Clear bulbs are recommended for use with the Clear glass choices for better aesthetics. Both incandescent lamping and ENERGY STAR-qualified LED lamping (for those fixtures with the Frosted Seeded glass) are available for most of the fixtures, and some can easily convert to LED by purchasing LED replacement lamps sold separately (for those with the Clear glass). There is also a Dark Sky version of the medium and large one-light outdoor wall lanterns for which Etched White Tiffany glass is used to control the light output. | OUTDOOR | Jamestowne | Outdoor Lighting | Antique Bronze | 71 | Brass | White Aluminum |  |  |  | 1 Medium A19 9.3w |  | 1 | Yes | [14 empty] | 0 | [12 empty] | 117.98 | N/A | 353.94 | W:7'' H:17'' E:8'' | 4.67 |  |  | 7 | 17 | Cap Nuts |  |  |  |  | 8 |  | No |  | No | [21 empty] | DP:3/4'' W:4 3/4'' H:5 1/2'' OB UP:6 1/2'' OB DOWN:10 1/2'' Octagonal |  |  |  | 6.5 | Black/White |  | N/A | Hardwired | 0 | 0 | 0 | 1 | 1 | 0 | 0 | 0 | 0 | 0 | 0 | 785652046100 | 8.75 | 8.5 | 18.25 | 5 | 0.785 | 125 | Yes | 2 | 10785652046107 | 17.25 | 9.5 | 19 | 11.4 | 1.802 | Yes | UL Wet | cUL Wet | JAMESTOWNE 1L LANTERN-71 | One Light Outdoor Wall Lantern |  | 84158DEN3-71.jpg | 84158D.jpg
8436301-12 | Extra Small One Light Outdoor Wall Lantern | The stately Childress outdoor lighting collection by Sea Gull Lighting is rich with design elements contributing to its traditional silhouette. A shepherd’s crook, chamfered roof line, cut-corner-square body with Satin Etched glass and a small bottom finial all add detail and visual interest. Made of durable cast aluminum, a stepped-edge backplate completes the traditional look. Offered in Antique Bronze or Black finish, the lighting fixtures include a two-light outdoor ceiling flush mount, an extra large two-light outdoor wall lantern, small, medium and large one-light outdoor wall lanterns, a one-light outdoor pendant; and a one-light outdoor post lantern. Incandescent, integrated LED and ENERGY STAR-qualified LED lamping are available. The advanced, integrated LED option has warm-on-dim technology that warms in color when dimmed, going from 2700K to 2200K and is California Title 24 compliant. | OUTDOOR | Childress | Outdoor Lighting | Black | 12 | Die Cast Aluminum | Satin Etched Glass | L:4.25" W:4.25" H:4.75" |  |  | 1 Medium A19 40w |  | 1 | No | [14 empty] | 0 | [12 empty] | 49.5 | 99 | 148.5 | W:6'' H:10'' E:7 1/8'' |  |  |  | 6 | 10 | Cap Nuts |  |  |  |  | 7.125 |  | No |  | No | [21 empty] | DP:7/8'' W:4 1/2'' H:6 7/8'' OB UP:2 7/8'' Irregular |  |  |  | 6 | Black/White |  |  | Hardwired | 0 | 0 | 0 | 0 | 1 | 0 | 0 | 1 | 0 | 0 | 0 | 785652078682 | 14.25 | 13.25 | 13.5 | 3.6 | 1.475 | 250 | Yes | [9 empty] | cETL Wet | CHILDRESS 1L LANTERN-12 | Extra Small One Light Outdoor Wall Lantern |  | 8436301-12.jpg | 8436301.jpg
8436301-71 | Extra Small One Light Outdoor Wall Lantern | The stately Childress outdoor lighting collection by Sea Gull Lighting is rich with design elements contributing to its traditional silhouette. A shepherd’s crook, chamfered roof line, cut-corner-square body with Satin Etched glass and a small bottom finial all add detail and visual interest. Made of durable cast aluminum, a stepped-edge backplate completes the traditional look. Offered in Antique Bronze or Black finish, the lighting fixtures include a two-light outdoor ceiling flush mount, an extra large two-light outdoor wall lantern, small, medium and large one-light outdoor wall lanterns, a one-light outdoor pendant; and a one-light outdoor post lantern. Incandescent, integrated LED and ENERGY STAR-qualified LED lamping are available. The advanced, integrated LED option has warm-on-dim technology that warms in color when dimmed, going from 2700K to 2200K and is California Title 24 compliant. | OUTDOOR | Childress | Outdoor Lighting | Antique Bronze | 71 | Die Cast Aluminum | Satin Etched Glass | L:4.25" W:4.25" H:4.75" |  |  | 1 Medium A19 40w |  | 1 | No | [14 empty] | 0 | [12 empty] | 49.5 | 99 | 148.5 | W:6'' H:10'' E:7 1/8'' |  |  |  | 6 | 10 | Cap Nuts |  |  |  |  | 7.125 |  | No |  | No | [21 empty] | DP:7/8'' W:4 1/2'' H:6 7/8'' OB UP:2 7/8'' Irregular |  |  |  | 6 | Black/White |  |  | Hardwired | 0 | 0 | 0 | 0 | 1 | 0 | 0 | 1 | 0 | 0 | 0 | 785652078699 | [16 empty] | cETL Wet | CHILDRESS 1L LANTERN-71 | Extra Small One Light Outdoor Wall Lantern |  | 8436301-71.jpg | 8436301.jpg
8436301EN3-12 | Extra Small One Light Outdoor Wall Lantern | The stately Childress outdoor lighting collection by Sea Gull Lighting is rich with design elements contributing to its traditional silhouette. A shepherd’s crook, chamfered roof line, cut-corner-square body with Satin Etched glass and a small bottom finial all add detail and visual interest. Made of durable cast aluminum, a stepped-edge backplate completes the traditional look. Offered in Antique Bronze or Black finish, the lighting fixtures include a two-light outdoor ceiling flush mount, an extra large two-light outdoor wall lantern, small, medium and large one-light outdoor wall lanterns, a one-light outdoor pendant; and a one-light outdoor post lantern. Incandescent, integrated LED and ENERGY STAR-qualified LED lamping are available. The advanced, integrated LED option has warm-on-dim technology that warms in color when dimmed, going from 2700K to 2200K and is California Title 24 compliant. | OUTDOOR | Childress | Outdoor Lighting | Black | 12 | Die Cast Aluminum | Satin Etched Glass | L:4.25" W:4.25" H:4.75" |  |  | 1 Medium A19 9.3w |  | 1 | Yes | [14 empty] | 0 | [12 empty] | 54.5 | 109 | 163.5 | W:6'' H:10'' E:7 1/8'' |  |  |  | 6 | 10 | Cap Nuts |  |  |  |  | 7.125 |  | No |  | No | [21 empty] | DP:7/8'' W:4 1/2'' H:6 7/8'' OB UP:2 7/8'' Irregular |  |  |  | 6 | Black/White |  |  | Hardwired | 0 | 0 | 0 | 1 | 1 | 0 | 0 | 0 | 0 | 0 | 0 | 785652082962 | [16 empty] | cETL Wet | CHILDRESS 1L LANTERN-12 | Extra Small One Light Outdoor Wall Lantern |  | 8436301EN3-12.jpg | 8436301EN3.jpg
8436301EN3-71 | Extra Small One Light Outdoor Wall Lantern | The stately Childress outdoor lighting collection by Sea Gull Lighting is rich with design elements contributing to its traditional silhouette. A shepherd’s crook, chamfered roof line, cut-corner-square body with Satin Etched glass and a small bottom finial all add detail and visual interest. Made of durable cast aluminum, a stepped-edge backplate completes the traditional look. Offered in Antique Bronze or Black finish, the lighting fixtures include a two-light outdoor ceiling flush mount, an extra large two-light outdoor wall lantern, small, medium and large one-light outdoor wall lanterns, a one-light outdoor pendant; and a one-light outdoor post lantern. Incandescent, integrated LED and ENERGY STAR-qualified LED lamping are available. The advanced, integrated LED option has warm-on-dim technology that warms in color when dimmed, going from 2700K to 2200K and is California Title 24 compliant. | OUTDOOR | Childress | Outdoor Lighting | Antique Bronze | 71 | Die Cast Aluminum | Satin Etched Glass | L:4.25" W:4.25" H:4.75" |  |  | 1 Medium A19 9.3w |  | 1 | Yes | [14 empty] | 0 | [12 empty] | 54.5 | 109 | 163.5 | W:6'' H:10'' E:7 1/8'' |  |  |  | 6 | 10 | Cap Nuts |  |  |  |  | 7.125 |  | No |  | No | [21 empty] | DP:7/8'' W:4 1/2'' H:6 7/8'' OB UP:2 7/8'' Irregular |  |  |  | 6 | Black/White |  |  | Hardwired | 0 | 0 | 0 | 1 | 1 | 0 | 0 | 0 | 0 | 0 | 0 | 785652082979 | [16 empty] | cETL Wet | CHILDRESS 1L LANTERN-71 | Extra Small One Light Outdoor Wall Lantern |  | 8436301EN3-71.jpg | 8436301EN3.jpg
8438501-12 | One Light Outdoor Wall Lantern | Sometimes subtle is exactly what you need. The Crittenden outdoor wall sconce by Sea Gull Lighting is inspired by the simple lines of mid-century modern design and boasts durable, all-aluminum construction. It will make a bold minimalist statement whether used indoors or as an outdoor light. This streamlined cone is a classic profile made from aluminum which gives it a slight shimmer effect. The fixtures purposefully direct light downward, limiting any light leak out of the sides to meet Dark Sky guidelines. The Crittenden is offered in two finishes, Satin Aluminum and Black, each offering a completely unique interpretation of the design. | OUTDOOR | Crittenden | Outdoor Lighting | Black | 12 | Aluminum |  |  |  |  | 1 Medium A19 75w |  | 1 | No | [14 empty] | 0 | [12 empty] | 29.5 | 59 | 88.5 | W:8'' H:7 5/8'' E:9 1/8'' |  |  |  | 8 | 7.625 | Cap Nuts |  |  |  |  | 9.125 |  | No |  | No | [21 empty] | D:5'' DP:7/8'' OB UP:2 1/2'' Round |  |  |  | 6.5 | Black/White |  |  | Hardwired | 0 | 0 | 0 | 0 | 1 | 0 | 0 | 1 | 0 | 0 | 0 | 785652079085 | [16 empty] | cETL Wet | CRITTENDEN 1L LANTERN-12 | One Light Outdoor Wall Lantern |  | 8438501-12.jpg | 8438501.jpg
8438501EN3-12 | One Light Outdoor Wall Lantern | Sometimes subtle is exactly what you need. The Crittenden outdoor wall sconce by Sea Gull Lighting is inspired by the simple lines of mid-century modern design and boasts durable, all-aluminum construction. It will make a bold minimalist statement whether used indoors or as an outdoor light. This streamlined cone is a classic profile made from aluminum which gives it a slight shimmer effect. The fixtures purposefully direct light downward, limiting any light leak out of the sides to meet Dark Sky guidelines. The Crittenden is offered in two finishes, Satin Aluminum and Black, each offering a completely unique interpretation of the design. | OUTDOOR | Crittenden | Outdoor Lighting | Black | 12 | Aluminum |  |  |  |  | 1 Medium A19 9.3w |  | 1 | Yes | [14 empty] | 0 | [12 empty] | 34.5 | 69 | 103.5 | W:8'' H:7 5/8'' E:9 1/8'' |  |  |  | 8 | 7.625 | Cap Nuts |  |  |  |  | 9.125 |  | No |  | No | [21 empty] | D:5'' DP:7/8'' OB UP:2 1/2'' Round |  |  |  | 6.5 | Black/White |  |  | Hardwired | 0 | 0 | 0 | 1 | 1 | 0 | 0 | 0 | 0 | 0 | 0 | 785652083204 | [16 empty] | cETL Wet | CRITTENDEN 1L LANTERN-12 | One Light Outdoor Wall Lantern |  | 8438501EN3-12.jpg | 8438501EN3.jpg
8438701-12 | Large One Light Downlight Outdoor Wall Lantern | The Sevier outdoor collection by Sea Gull Lighting brings timeless design to new heights with its traditional design details found in classic outdoor fixtures as well as an open bottom for easy maintenance. Made of durable cast aluminum, a multi-level crown, top finial and stepped-edge back plate complete the traditional look. Offered in Antique Bronze or Black finish, both with Clear glass, the collection includes a one-light outdoor pendant, one-light post lantern, a large one-light uplight outdoor wall lantern, a small one-light uplight outdoor wall lantern, a small one-light downlight outdoor wall lantern, and a large one-light downlight outdoor wall lantern. | OUTDOOR | Sevier | Outdoor Lighting | Black | 12 |  | Clear Glass | W:3.25" H:8.875" |  |  | 1 Medium A19 100w |  | 1 | No | [14 empty] | 0 | [12 empty] | 42.48 | 84.96 | 127.44 | W:9 3/8'' H:18 3/4'' E:8 5/8'' |  |  |  | 9.375 | 18.75 | Cap Nuts |  |  |  |  | 8.625 |  | No |  | No | [21 empty] | DP:7/8'' W:4 1/2'' H:5 3/8'' OB UP:2 3/4'' OB DOWN:16'' |  |  |  | 6.5 | Black/White |  |  | Hardwired | 0 | 0 | 0 | 0 | 1 | 0 | 0 | 1 | 0 | 0 | 0 | 785652027826 | 20.25 | 11.75 | 12 | 5.5 | 1.652 | 250 | Yes | [9 empty] | cETL Wet | SEVIER 1L LANTERN-12 | Large One Light Downlight Outdoor Wall Lantern |  | 8438701-12.png | 8438701.jpg
8438701-71 | Large One Light Downlight Outdoor Wall Lantern | The Sevier outdoor collection by Sea Gull Lighting brings timeless design to new heights with its traditional design details found in classic outdoor fixtures as well as an open bottom for easy maintenance. Made of durable cast aluminum, a multi-level crown, top finial and stepped-edge back plate complete the traditional look. Offered in Antique Bronze or Black finish, both with Clear glass, the collection includes a one-light outdoor pendant, one-light post lantern, a large one-light uplight outdoor wall lantern, a small one-light uplight outdoor wall lantern, a small one-light downlight outdoor wall lantern, and a large one-light downlight outdoor wall lantern. | OUTDOOR | Sevier | Outdoor Lighting | Antique Bronze | 71 |  | Clear Glass | W:3.25" H:8.875" |  |  | 1 Medium A19 100w |  | 1 | No | [14 empty] | 0 | [12 empty] | 42.48 | 84.96 | 127.44 | W:9 3/8'' H:18 3/4'' E:8 5/8'' |  |  |  | 9.375 | 18.75 | Cap Nuts |  |  |  |  | 8.625 |  | No |  | No | [21 empty] | DP:7/8'' W:4 1/2'' H:5 3/8'' OB UP:2 3/4'' OB DOWN:16'' |  |  |  | 6.5 | Black/White |  |  | Hardwired | 0 | 0 | 0 | 0 | 1 | 0 | 0 | 1 | 0 | 0 | 0 | 785652027833 | 20.25 | 11.75 | 12 | 5.5 | 1.652 | 250 | Yes | [9 empty] | cETL Wet | SEVIER 1L LANTERN-71 | Large One Light Downlight Outdoor Wall Lantern |  | 8438701-71.png | 8438701.jpg
8438751-12 | Large One Light Downlight Outdoor Wall Lantern | The Sevier outdoor collection by Sea Gull Lighting brings timeless design to new heights with its traditional design details found in classic outdoor fixtures as well as an open bottom for easy maintenance. Made of durable cast aluminum, a multi-level crown, top finial and stepped-edge back plate complete the traditional look. Offered in Antique Bronze or Black finish, both with Clear glass, the collection includes a one-light outdoor pendant, one-light post lantern, a large one-light uplight outdoor wall lantern, a small one-light uplight outdoor wall lantern, a small one-light downlight outdoor wall lantern, and a large one-light downlight outdoor wall lantern. | OUTDOOR | Sevier | Outdoor Lighting | Black | 12 |  | Satin Etched Glass | W:3.25" H:8.875" |  |  | 1 Medium A19 100w |  | 1 | No | [14 empty] | 0 | [12 empty] | 40.45 | 80.9 | 121.35 | W:9 3/8'' H:18 3/4'' E:8 5/8'' |  |  |  | 9.375 | 18.75 | Cap Nuts |  |  |  |  | 8.625 |  | No |  | No | [21 empty] | DP:7/8'' W:4 1/2'' H:5 3/8'' OB UP:2 3/4'' OB DOWN:16'' |  |  |  | 6.5 | Black/White |  |  | Hardwired | 0 | 0 | 0 | 0 | 1 | 0 | 0 | 1 | 0 | 0 | 0 | 785652056130 | 20.25 | 11.75 | 12 | 5.5 | 1.652 | 250 | Yes | [9 empty] | cETL Wet | SEVIER 1L LANTERN-12 | Large One Light Downlight Outdoor Wall Lantern |  | 8438751-12.jpg | 8438751.jpg
8438751-71 | Large One Light Downlight Outdoor Wall Lantern | The Sevier outdoor collection by Sea Gull Lighting brings timeless design to new heights with its traditional design details found in classic outdoor fixtures as well as an open bottom for easy maintenance. Made of durable cast aluminum, a multi-level crown, top finial and stepped-edge back plate complete the traditional look. Offered in Antique Bronze or Black finish, both with Clear glass, the collection includes a one-light outdoor pendant, one-light post lantern, a large one-light uplight outdoor wall lantern, a small one-light uplight outdoor wall lantern, a small one-light downlight outdoor wall lantern, and a large one-light downlight outdoor wall lantern. | OUTDOOR | Sevier | Outdoor Lighting | Antique Bronze | 71 |  | Satin Etched Glass | W:3.25" H:8.875" |  |  | 1 Medium A19 100w |  | 1 | No | [14 empty] | 0 | [12 empty] | 40.45 | 80.9 | 121.35 | W:9 3/8'' H:18 3/4'' E:8 5/8'' |  |  |  | 9.375 | 18.75 | Cap Nuts |  |  |  |  | 8.625 |  | No |  | No | [21 empty] | DP:7/8'' W:4 1/2'' H:5 3/8'' OB UP:2 3/4'' OB DOWN:16'' |  |  |  | 6.5 | Black/White |  |  | Hardwired | 0 | 0 | 0 | 0 | 1 | 0 | 0 | 1 | 0 | 0 | 0 | 785652056147 | 20.25 | 11.75 | 12 | 5.5 | 1.652 | 250 | Yes | [9 empty] | cETL Wet | SEVIER 1L LANTERN-71 | Large One Light Downlight Outdoor Wall Lantern |  | 8438751-71.jpg | 8438751.jpg
8438751EN3-12 | Large One Light Downlight Outdoor Wall Lantern | The Sevier outdoor collection by Sea Gull Lighting brings timeless design to new heights with its traditional design details found in classic outdoor fixtures as well as an open bottom for easy maintenance. Made of durable cast aluminum, a multi-level crown, top finial and stepped-edge back plate complete the traditional look. Offered in Antique Bronze or Black finish, both with Clear glass, the collection includes a one-light outdoor pendant, one-light post lantern, a large one-light uplight outdoor wall lantern, a small one-light uplight outdoor wall lantern, a small one-light downlight outdoor wall lantern, and a large one-light downlight outdoor wall lantern. | OUTDOOR | Sevier | Outdoor Lighting | Black | 12 |  | Satin Etched Glass | W:3.25" H:8.875" |  |  | 1 Medium A19 9.3w |  | 1 | Yes | [14 empty] | 0 | [12 empty] | 45.45 | 90.9 | 136.35 | W:9 3/8'' H:18 3/4'' E:8 5/8'' |  |  |  | 9.375 | 18.75 | Cap Nuts |  |  |  |  | 8.625 |  | No |  | No | [21 empty] | DP:7/8'' W:4 1/2'' H:5 3/8'' OB UP:2 3/4'' OB DOWN:16'' |  |  |  | 6.5 | Black/White |  |  | Hardwired | 0 | 0 | 0 | 1 | 1 | 0 | 0 | 0 | 0 | 0 | 0 | 785652056253 | 20.25 | 11.75 | 12 | 5.5 | 1.652 | 250 | Yes | [9 empty] | cETL Wet | SEVIER 1L LANTERN-12 | Large One Light Downlight Outdoor Wall Lantern |  | 8438751EN3-12.jpg | 8438751EN3.jpg
8438751EN3-71 | Large One Light Downlight Outdoor Wall Lantern | The Sevier outdoor collection by Sea Gull Lighting brings timeless design to new heights with its traditional design details found in classic outdoor fixtures as well as an open bottom for easy maintenance. Made of durable cast aluminum, a multi-level crown, top finial and stepped-edge back plate complete the traditional look. Offered in Antique Bronze or Black finish, both with Clear glass, the collection includes a one-light outdoor pendant, one-light post lantern, a large one-light uplight outdoor wall lantern, a small one-light uplight outdoor wall lantern, a small one-light downlight outdoor wall lantern, and a large one-light downlight outdoor wall lantern. | OUTDOOR | Sevier | Outdoor Lighting | Antique Bronze | 71 |  | Satin Etched Glass | W:3.25" H:8.875" |  |  | 1 Medium A19 9.3w |  | 1 | Yes | [14 empty] | 0 | [12 empty] | 45.45 | 90.9 | 136.35 | W:9 3/8'' H:18 3/4'' E:8 5/8'' |  |  |  | 9.375 | 18.75 | Cap Nuts |  |  |  |  | 8.625 |  | No |  | No | [21 empty] | DP:7/8'' W:4 1/2'' H:5 3/8'' OB UP:2 3/4'' OB DOWN:16'' |  |  |  | 6.5 | Black/White |  |  | Hardwired | 0 | 0 | 0 | 1 | 1 | 0 | 0 | 0 | 0 | 0 | 0 | 785652056260 | 20.25 | 11.75 | 12 | 5.5 | 1.652 | 250 | Yes | [9 empty] | cETL Wet | SEVIER 1L LANTERN-71 | Large One Light Downlight Outdoor Wall Lantern |  | 8438751EN3-71.jpg | 8438751EN3.jpg
84529-12 | One Light Outdoor Wall Lantern | Kent outdoor lighting fixtures by Sea Gull Lighting are crafted in die-cast aluminum for added durability to withstand harsh weather conditions. The traditional styling inspired by antique gas lanterns is offered in either Oxford Bronze with Clear Seeded glass, Black finish with Clear Beveled glass, and both finishes with Satin Etched glass. The assortment includes small and large one-light outdoor wall lanterns (with a flat bottom), as well as an additional design of small and large one-light outdoor wall lanterns (with finial on top and bottom) which can be mounted up or down, a one-light outdoor semi-flush convertible pendant and a one-light outdoor post lantern. Both incandescent lamping and ENERGY STAR-qualified LED lamping (for those fixtures with the Satin Etched glass) are available for most of the fixtures, and some can easily convert to LED by purchasing LED replacement lamps sold separately. | OUTDOOR | Kent | Outdoor Lighting | Black | 12 | Die Cast Aluminum | Satin Etched Glass |  |  |  | 1 Medium A19 100w |  | 1 | No | [14 empty] | 0 | [12 empty] | 35.48 | 70.96 | 106.44 | W:6 1/2'' H:11 1/2'' E:8 1/2'' | 3.2 |  |  | 6.5 | 11.5 | Cap Nuts |  |  |  |  | 8.5 |  | No |  | No | [21 empty] | D:5 1/2'' DP:5/8'' OB UP:2 3/4'' OB DOWN:8 3/4'' Round |  |  |  | 6.5 | Black/White |  | N/A | Hardwired | 0 | 0 | 0 | 0 | 1 | 0 | 0 | 1 | 0 | 0 | 0 | 785652117442 | 15 | 10.25 | 8 | 4 | 0.712 | 175 | Yes | [8 empty] | UL Wet | cUL Wet | KENT 1L LANTERN-12 | One Light Outdoor Wall Lantern |  | 84529-12.jpg | 84029.jpg
84529-746 | One Light Outdoor Wall Lantern | Kent outdoor lighting fixtures by Sea Gull Lighting are crafted in die-cast aluminum for added durability to withstand harsh weather conditions. The traditional styling inspired by antique gas lanterns is offered in either Oxford Bronze with Clear Seeded glass, Black finish with Clear Beveled glass, and both finishes with Satin Etched glass. The assortment includes small and large one-light outdoor wall lanterns (with a flat bottom), as well as an additional design of small and large one-light outdoor wall lanterns (with finial on top and bottom) which can be mounted up or down, a one-light outdoor semi-flush convertible pendant and a one-light outdoor post lantern. Both incandescent lamping and ENERGY STAR-qualified LED lamping (for those fixtures with the Satin Etched glass) are available for most of the fixtures, and some can easily convert to LED by purchasing LED replacement lamps sold separately. | OUTDOOR | Kent | Outdoor Lighting | Oxford Bronze | 746 | Die Cast Aluminum | Satin Etched Glass |  |  |  | 1 Medium A19 100w |  | 1 | No | [14 empty] | 0 | [12 empty] | 35.48 | 70.96 | 106.44 | W:6 1/2'' H:11 1/2'' E:8 1/2'' | 3.2 |  |  | 6.5 | 11.5 | Cap Nuts |  |  |  |  | 8.5 |  | No |  | No | [21 empty] | D:5 1/2'' DP:5/8'' OB UP:2 3/4'' OB DOWN:8 3/4'' Round |  |  |  | 6.5 | Black/White |  | N/A | Hardwired | 0 | 0 | 0 | 0 | 1 | 0 | 0 | 1 | 0 | 0 | 0 | 785652117459 | 15 | 10.25 | 8 | 4 | 0.712 | 175 | Yes | [8 empty] | UL Wet | cUL Wet | KENT 1L LANTERN-746 | One Light Outdoor Wall Lantern |  | 84529-746.jpg | 84029.jpg
84529EN3-12 | One Light Outdoor Wall Lantern | Kent outdoor lighting fixtures by Sea Gull Lighting are crafted in die-cast aluminum for added durability to withstand harsh weather conditions. The traditional styling inspired by antique gas lanterns is offered in either Oxford Bronze with Clear Seeded glass, Black finish with Clear Beveled glass, and both finishes with Satin Etched glass. The assortment includes small and large one-light outdoor wall lanterns (with a flat bottom), as well as an additional design of small and large one-light outdoor wall lanterns (with finial on top and bottom) which can be mounted up or down, a one-light outdoor semi-flush convertible pendant and a one-light outdoor post lantern. Both incandescent lamping and ENERGY STAR-qualified LED lamping (for those fixtures with the Satin Etched glass) are available for most of the fixtures, and some can easily convert to LED by purchasing LED replacement lamps sold separately. | OUTDOOR | Kent | Outdoor Lighting | Black | 12 | Die Cast Aluminum | Satin Etched Glass |  |  |  | 1 Medium A19 9.3w |  | 1 | Yes | [14 empty] | 0 | [12 empty] | 40.98 | 81.96 | 122.94 | W:6 1/2'' H:11 1/2'' E:8 1/2'' | 3.2 |  |  | 6.5 | 11.5 | Cap Nuts |  |  |  |  | 8.5 |  | No |  | No | [21 empty] | D:5 1/2'' DP:5/8'' OB UP:2 3/4'' OB DOWN:8 3/4'' Round |  |  |  | 6.5 | Black/White |  | N/A | Hardwired | 0 | 0 | 0 | 1 | 1 | 0 | 0 | 0 | 0 | 0 | 0 | 785652052859 | 15 | 10.25 | 8 | 4 | 0.712 | 175 | Yes | [8 empty] | UL Wet | cUL Wet | KENT 1L LANTERN-12 | One Light Outdoor Wall Lantern |  | 84529EN3-12.jpg | 84529.jpg
84529EN3-746 | One Light Outdoor Wall Lantern | Kent outdoor lighting fixtures by Sea Gull Lighting are crafted in die-cast aluminum for added durability to withstand harsh weather conditions. The traditional styling inspired by antique gas lanterns is offered in either Oxford Bronze with Clear Seeded glass, Black finish with Clear Beveled glass, and both finishes with Satin Etched glass. The assortment includes small and large one-light outdoor wall lanterns (with a flat bottom), as well as an additional design of small and large one-light outdoor wall lanterns (with finial on top and bottom) which can be mounted up or down, a one-light outdoor semi-flush convertible pendant and a one-light outdoor post lantern. Both incandescent lamping and ENERGY STAR-qualified LED lamping (for those fixtures with the Satin Etched glass) are available for most of the fixtures, and some can easily convert to LED by purchasing LED replacement lamps sold separately. | OUTDOOR | Kent | Outdoor Lighting | Oxford Bronze | 746 | Die Cast Aluminum | Satin Etched Glass |  |  |  | 1 Medium A19 9.3w |  | 1 | Yes | [14 empty] | 0 | [12 empty] | 40.98 | 81.96 | 122.94 | W:6 1/2'' H:11 1/2'' E:8 1/2'' | 3.2 |  |  | 6.5 | 11.5 | Cap Nuts |  |  |  |  | 8.5 |  | No |  | No | [21 empty] | D:5 1/2'' DP:5/8'' OB UP:2 3/4'' OB DOWN:8 3/4'' Round |  |  |  | 6.5 | Black/White |  | N/A | Hardwired | 0 | 0 | 0 | 1 | 1 | 0 | 0 | 0 | 0 | 0 | 0 | 785652052866 | 15 | 10.25 | 8 | 4 | 0.712 | 175 | Yes | [8 empty] | UL Wet | cUL Wet | KENT 1L LANTERN-746 | One Light Outdoor Wall Lantern |  | 84529EN3-746.jpg | 84529.jpg
84530-12 | One Light Outdoor Wall Lantern | Kent outdoor lighting fixtures by Sea Gull Lighting are crafted in die-cast aluminum for added durability to withstand harsh weather conditions. The traditional styling inspired by antique gas lanterns is offered in either Oxford Bronze with Clear Seeded glass, Black finish with Clear Beveled glass, and both finishes with Satin Etched glass. The assortment includes small and large one-light outdoor wall lanterns (with a flat bottom), as well as an additional design of small and large one-light outdoor wall lanterns (with finial on top and bottom) which can be mounted up or down, a one-light outdoor semi-flush convertible pendant and a one-light outdoor post lantern. Both incandescent lamping and ENERGY STAR-qualified LED lamping (for those fixtures with the Satin Etched glass) are available for most of the fixtures, and some can easily convert to LED by purchasing LED replacement lamps sold separately. | OUTDOOR | Kent | Outdoor Lighting | Black | 12 | Die Cast Aluminum | Satin Etched Glass |  |  |  | 1 Medium A19 100w |  | 1 | No | [14 empty] | 0 | [12 empty] | 41.48 | 82.96 | 124.44 | W:6 1/2'' H:15'' E:8 1/2'' | 3.5 |  |  | 6.5 | 15 | Cap Nuts |  |  |  |  | 8.5 |  | No |  | No | [21 empty] | D:5 1/2'' DP:5/8'' OB UP:12 1/4'' OB DOWN:2 3/4'' Round |  |  |  | 6.5 | Black/White |  | N/A | Hardwired | 0 | 1 | 0 | 0 | 1 | 0 | 0 | 1 | 0 | 0 | 0 | 785652117466 | 17.5 | 10.5 | 8 | 4.2 | 0.851 | 175 | Yes | [8 empty] | UL Wet | cUL Wet | KENT 1L LANTERN-12 | One Light Outdoor Wall Lantern |  | 84530-12.jpg | 84030.jpg
84530-746 | One Light Outdoor Wall Lantern | Kent outdoor lighting fixtures by Sea Gull Lighting are crafted in die-cast aluminum for added durability to withstand harsh weather conditions. The traditional styling inspired by antique gas lanterns is offered in either Oxford Bronze with Clear Seeded glass, Black finish with Clear Beveled glass, and both finishes with Satin Etched glass. The assortment includes small and large one-light outdoor wall lanterns (with a flat bottom), as well as an additional design of small and large one-light outdoor wall lanterns (with finial on top and bottom) which can be mounted up or down, a one-light outdoor semi-flush convertible pendant and a one-light outdoor post lantern. Both incandescent lamping and ENERGY STAR-qualified LED lamping (for those fixtures with the Satin Etched glass) are available for most of the fixtures, and some can easily convert to LED by purchasing LED replacement lamps sold separately. | OUTDOOR | Kent | Outdoor Lighting | Oxford Bronze | 746 | Die Cast Aluminum | Satin Etched Glass |  |  |  | 1 Medium A19 100w |  | 1 | No | [14 empty] | 0 | [12 empty] | 41.48 | 82.96 | 124.44 | W:6 1/2'' H:15'' E:8 1/2'' | 3.5 |  |  | 6.5 | 15 | Cap Nuts |  |  |  |  | 8.5 |  | No |  | No | [21 empty] | D:5 1/2'' DP:5/8'' OB UP:12 1/4'' OB DOWN:2 3/4'' Round |  |  |  | 6.5 | Black/White |  | N/A | Hardwired | 0 | 1 | 0 | 0 | 1 | 0 | 0 | 1 | 0 | 0 | 0 | 785652117473 | 17.5 | 10.5 | 8 | 4.2 | 0.851 | 175 | Yes | [8 empty] | UL Wet | cUL Wet | KENT 1L LANTERN-746 | One Light Outdoor Wall Lantern |  | 84530-746.jpg | 84030.jpg
84530EN3-12 | One Light Outdoor Wall Lantern | Kent outdoor lighting fixtures by Sea Gull Lighting are crafted in die-cast aluminum for added durability to withstand harsh weather conditions. The traditional styling inspired by antique gas lanterns is offered in either Oxford Bronze with Clear Seeded glass, Black finish with Clear Beveled glass, and both finishes with Satin Etched glass. The assortment includes small and large one-light outdoor wall lanterns (with a flat bottom), as well as an additional design of small and large one-light outdoor wall lanterns (with finial on top and bottom) which can be mounted up or down, a one-light outdoor semi-flush convertible pendant and a one-light outdoor post lantern. Both incandescent lamping and ENERGY STAR-qualified LED lamping (for those fixtures with the Satin Etched glass) are available for most of the fixtures, and some can easily convert to LED by purchasing LED replacement lamps sold separately. | OUTDOOR | Kent | Outdoor Lighting | Black | 12 | Die Cast Aluminum | Satin Etched Glass |  |  |  | 1 Medium A19 9.3w |  | 1 | Yes | [14 empty] | 0 | [12 empty] | 47.48 | 94.96 | 142.44 | W:6 1/2'' H:15'' E:8 1/2'' | 3.5 |  |  | 6.5 | 15 | Cap Nuts |  |  |  |  | 8.5 |  | No |  | No | [21 empty] | D:5 1/2'' DP:5/8'' OB UP:12 1/4'' OB DOWN:2 3/4'' Round |  |  |  | 6.5 | Black/White |  | N/A | Hardwired | 0 | 1 | 0 | 1 | 1 | 0 | 0 | 0 | 0 | 0 | 0 | 785652052873 | 17.5 | 10.5 | 8 | 4.2 | 0.851 | 175 | Yes | [8 empty] | UL Wet | cUL Wet | KENT 1L LANTERN-12 | One Light Outdoor Wall Lantern |  | 84530EN3-12.jpg | 84530.jpg
84530EN3-746 | One Light Outdoor Wall Lantern | Kent outdoor lighting fixtures by Sea Gull Lighting are crafted in die-cast aluminum for added durability to withstand harsh weather conditions. The traditional styling inspired by antique gas lanterns is offered in either Oxford Bronze with Clear Seeded glass, Black finish with Clear Beveled glass, and both finishes with Satin Etched glass. The assortment includes small and large one-light outdoor wall lanterns (with a flat bottom), as well as an additional design of small and large one-light outdoor wall lanterns (with finial on top and bottom) which can be mounted up or down, a one-light outdoor semi-flush convertible pendant and a one-light outdoor post lantern. Both incandescent lamping and ENERGY STAR-qualified LED lamping (for those fixtures with the Satin Etched glass) are available for most of the fixtures, and some can easily convert to LED by purchasing LED replacement lamps sold separately. | OUTDOOR | Kent | Outdoor Lighting | Oxford Bronze | 746 | Die Cast Aluminum | Satin Etched Glass |  |  |  | 1 Medium A19 9.3w |  | 1 | Yes | [14 empty] | 0 | [12 empty] | 47.48 | 94.96 | 142.44 | W:6 1/2'' H:15'' E:8 1/2'' | 3.5 |  |  | 6.5 | 15 | Cap Nuts |  |  |  |  | 8.5 |  | No |  | No | [21 empty] | D:5 1/2'' DP:5/8'' OB UP:12 1/4'' OB DOWN:2 3/4'' Round |  |  |  | 6.5 | Black/White |  | N/A | Hardwired | 0 | 1 | 0 | 1 | 1 | 0 | 0 | 0 | 0 | 0 | 0 | 785652052880 | 17.5 | 10.5 | 8 | 4.2 | 0.851 | 175 | Yes | [8 empty] | UL Wet | cUL Wet | KENT 1L LANTERN-746 | One Light Outdoor Wall Lantern |  | 84530EN3-746.jpg | 84530.jpg
84531-12 | One Light Outdoor Wall Lantern | Kent outdoor lighting fixtures by Sea Gull Lighting are crafted in die-cast aluminum for added durability to withstand harsh weather conditions. The traditional styling inspired by antique gas lanterns is offered in either Oxford Bronze with Clear Seeded glass, Black finish with Clear Beveled glass, and both finishes with Satin Etched glass. The assortment includes small and large one-light outdoor wall lanterns (with a flat bottom), as well as an additional design of small and large one-light outdoor wall lanterns (with finial on top and bottom) which can be mounted up or down, a one-light outdoor semi-flush convertible pendant and a one-light outdoor post lantern. Both incandescent lamping and ENERGY STAR-qualified LED lamping (for those fixtures with the Satin Etched glass) are available for most of the fixtures, and some can easily convert to LED by purchasing LED replacement lamps sold separately. | OUTDOOR | Kent | Outdoor Lighting | Black | 12 | Die Cast Aluminum | Satin Etched Glass |  |  |  | 1 Medium A19 100w |  | 1 | No | [14 empty] | 0 | [12 empty] | 46.48 | 92.96 | 139.44 | W:8 1/2'' H:15'' E:9 1/2'' | 4.4 |  |  | 8.5 | 15 | Cap Nuts |  |  |  |  | 9.5 |  | No |  | No | [21 empty] | D:5 1/2'' DP:5/8'' OB UP:2 3/4'' OB DOWN:12 1/4'' Round |  |  |  | 6.5 | Black/White |  | N/A | Hardwired | 0 | 0 | 0 | 0 | 1 | 0 | 0 | 1 | 0 | 0 | 0 | 785652117480 | 18 | 11.25 | 10 | 5.5 | 1.172 | 175 | Yes | [8 empty] | UL Wet | cUL Wet | KENT 1L LANTERN-12 | One Light Outdoor Wall Lantern |  | 84531-12.jpg | 84031.jpg
84531-746 | One Light Outdoor Wall Lantern | Kent outdoor lighting fixtures by Sea Gull Lighting are crafted in die-cast aluminum for added durability to withstand harsh weather conditions. The traditional styling inspired by antique gas lanterns is offered in either Oxford Bronze with Clear Seeded glass, Black finish with Clear Beveled glass, and both finishes with Satin Etched glass. The assortment includes small and large one-light outdoor wall lanterns (with a flat bottom), as well as an additional design of small and large one-light outdoor wall lanterns (with finial on top and bottom) which can be mounted up or down, a one-light outdoor semi-flush convertible pendant and a one-light outdoor post lantern. Both incandescent lamping and ENERGY STAR-qualified LED lamping (for those fixtures with the Satin Etched glass) are available for most of the fixtures, and some can easily convert to LED by purchasing LED replacement lamps sold separately. | OUTDOOR | Kent | Outdoor Lighting | Oxford Bronze | 746 | Die Cast Aluminum | Satin Etched Glass |  |  |  | 1 Medium A19 100w |  | 1 | No | [14 empty] | 0 | [12 empty] | 46.48 | 92.96 | 139.44 | W:8 1/2'' H:15'' E:9 1/2'' | 4.4 |  |  | 8.5 | 15 | Cap Nuts |  |  |  |  | 9.5 |  | No |  | No | [21 empty] | D:5 1/2'' DP:5/8'' OB UP:2 3/4'' OB DOWN:12 1/4'' Round |  |  |  | 6.5 | Black/White |  | N/A | Hardwired | 0 | 0 | 0 | 0 | 1 | 0 | 0 | 1 | 0 | 0 | 0 | 785652117497 | 18 | 11.25 | 10 | 5.5 | 1.172 | 175 | Yes | [8 empty] | UL Wet | cUL Wet | KENT 1L LANTERN-746 | One Light Outdoor Wall Lantern |  | 84531-746.jpg | 84031.jpg
84531EN3-12 | One Light Outdoor Wall Lantern | Kent outdoor lighting fixtures by Sea Gull Lighting are crafted in die-cast aluminum for added durability to withstand harsh weather conditions. The traditional styling inspired by antique gas lanterns is offered in either Oxford Bronze with Clear Seeded glass, Black finish with Clear Beveled glass, and both finishes with Satin Etched glass. The assortment includes small and large one-light outdoor wall lanterns (with a flat bottom), as well as an additional design of small and large one-light outdoor wall lanterns (with finial on top and bottom) which can be mounted up or down, a one-light outdoor semi-flush convertible pendant and a one-light outdoor post lantern. Both incandescent lamping and ENERGY STAR-qualified LED lamping (for those fixtures with the Satin Etched glass) are available for most of the fixtures, and some can easily convert to LED by purchasing LED replacement lamps sold separately. | OUTDOOR | Kent | Outdoor Lighting | Black | 12 | Die Cast Aluminum | Satin Etched Glass |  |  |  | 1 Medium A19 9.3w |  | 1 | Yes | [14 empty] | 0 | [12 empty] | 49.98 | 99.96 | 149.94 | W:8 1/2'' H:15'' E:9 1/2'' | 4.4 |  |  | 8.5 | 15 | Cap Nuts |  |  |  |  | 9.5 |  | No |  | No | [21 empty] | D:5 1/2'' DP:5/8'' OB UP:2 3/4'' OB DOWN:12 1/4'' Round |  |  |  | 6.5 | Black/White |  | N/A | Hardwired | 0 | 0 | 0 | 1 | 1 | 0 | 0 | 0 | 0 | 0 | 0 | 785652052897 | 18 | 11.25 | 10 | 5.5 | 1.172 | 175 | Yes | [8 empty] | UL Wet | cUL Wet | KENT 1L LANTERN-12 | One Light Outdoor Wall Lantern |  | 84531EN3-12.jpg | 84531.jpg
84531EN3-746 | One Light Outdoor Wall Lantern | Kent outdoor lighting fixtures by Sea Gull Lighting are crafted in die-cast aluminum for added durability to withstand harsh weather conditions. The traditional styling inspired by antique gas lanterns is offered in either Oxford Bronze with Clear Seeded glass, Black finish with Clear Beveled glass, and both finishes with Satin Etched glass. The assortment includes small and large one-light outdoor wall lanterns (with a flat bottom), as well as an additional design of small and large one-light outdoor wall lanterns (with finial on top and bottom) which can be mounted up or down, a one-light outdoor semi-flush convertible pendant and a one-light outdoor post lantern. Both incandescent lamping and ENERGY STAR-qualified LED lamping (for those fixtures with the Satin Etched glass) are available for most of the fixtures, and some can easily convert to LED by purchasing LED replacement lamps sold separately. | OUTDOOR | Kent | Outdoor Lighting | Oxford Bronze | 746 | Die Cast Aluminum | Satin Etched Glass |  |  |  | 1 Medium A19 9.3w |  | 1 | Yes | [14 empty] | 0 | [12 empty] | 49.98 | 99.96 | 149.94 | W:8 1/2'' H:15'' E:9 1/2'' | 4.4 |  |  | 8.5 | 15 | Cap Nuts |  |  |  |  | 9.5 |  | No |  | No | [21 empty] | D:5 1/2'' DP:5/8'' OB UP:2 3/4'' OB DOWN:12 1/4'' Round |  |  |  | 6.5 | Black/White |  | N/A | Hardwired | 0 | 0 | 0 | 1 | 1 | 0 | 0 | 0 | 0 | 0 | 0 | 785652052903 | 18 | 11.25 | 10 | 5.5 | 1.172 | 175 | Yes | [8 empty] | UL Wet | cUL Wet | KENT 1L LANTERN-746 | One Light Outdoor Wall Lantern |  | 84531EN3-746.jpg | 84531.jpg
84532-12 | One Light Outdoor Wall Lantern | Kent outdoor lighting fixtures by Sea Gull Lighting are crafted in die-cast aluminum for added durability to withstand harsh weather conditions. The traditional styling inspired by antique gas lanterns is offered in either Oxford Bronze with Clear Seeded glass, Black finish with Clear Beveled glass, and both finishes with Satin Etched glass. The assortment includes small and large one-light outdoor wall lanterns (with a flat bottom), as well as an additional design of small and large one-light outdoor wall lanterns (with finial on top and bottom) which can be mounted up or down, a one-light outdoor semi-flush convertible pendant and a one-light outdoor post lantern. Both incandescent lamping and ENERGY STAR-qualified LED lamping (for those fixtures with the Satin Etched glass) are available for most of the fixtures, and some can easily convert to LED by purchasing LED replacement lamps sold separately. | OUTDOOR | Kent | Outdoor Lighting | Black | 12 | Die Cast Aluminum | Satin Etched Glass |  |  |  | 1 Medium A19 100w |  | 1 | No | [14 empty] | 0 | [12 empty] | 56.48 | 112.96 | 169.44 | W:8 1/2'' H:19 1/4'' E:9 1/2'' | 5.1 |  |  | 8.5 | 19.25 | Cap Nuts |  |  |  |  | 9.5 |  | No |  | No | [21 empty] | D:5 1/2'' DP:5/8'' OB UP:16 1/2'' OB DOWN:2 3/4'' Round |  |  |  | 6.5 | Black/White |  | N/A | Hardwired | 0 | 1 | 0 | 0 | 1 | 0 | 0 | 1 | 0 | 0 | 0 | 785652117503 | 21.5 | 11.5 | 10 | 6.3 | 1.431 | 175 | Yes | [8 empty] | UL Wet | cUL Wet | KENT 1L LANTERN-12 | One Light Outdoor Wall Lantern |  | 84532-12.jpg | 84032.jpg
84532-746 | One Light Outdoor Wall Lantern | Kent outdoor lighting fixtures by Sea Gull Lighting are crafted in die-cast aluminum for added durability to withstand harsh weather conditions. The traditional styling inspired by antique gas lanterns is offered in either Oxford Bronze with Clear Seeded glass, Black finish with Clear Beveled glass, and both finishes with Satin Etched glass. The assortment includes small and large one-light outdoor wall lanterns (with a flat bottom), as well as an additional design of small and large one-light outdoor wall lanterns (with finial on top and bottom) which can be mounted up or down, a one-light outdoor semi-flush convertible pendant and a one-light outdoor post lantern. Both incandescent lamping and ENERGY STAR-qualified LED lamping (for those fixtures with the Satin Etched glass) are available for most of the fixtures, and some can easily convert to LED by purchasing LED replacement lamps sold separately. | OUTDOOR | Kent | Outdoor Lighting | Oxford Bronze | 746 | Die Cast Aluminum | Satin Etched Glass |  |  |  | 1 Medium A19 100w |  | 1 | No | [14 empty] | 0 | [12 empty] | 56.48 | 112.96 | 169.44 | W:8 1/2'' H:19 1/4'' E:9 1/2'' | 5.1 |  |  | 8.5 | 19.25 | Cap Nuts |  |  |  |  | 9.5 |  | No |  | No | [21 empty] | D:5 1/2'' DP:5/8'' OB UP:16 1/2'' OB DOWN:2 3/4'' Round |  |  |  | 6.5 | Black/White |  | N/A | Hardwired | 0 | 1 | 0 | 0 | 1 | 0 | 0 | 1 | 0 | 0 | 0 | 785652117510 | 22 | 11.5 | 10.25 | 6.1 | 1.501 | 175 | Yes | [8 empty] | UL Wet | cUL Wet | KENT 1L LANTERN-746 | One Light Outdoor Wall Lantern |  | 84532-746.jpg | 84032.jpg
84532EN3-12 | One Light Outdoor Wall Lantern | Kent outdoor lighting fixtures by Sea Gull Lighting are crafted in die-cast aluminum for added durability to withstand harsh weather conditions. The traditional styling inspired by antique gas lanterns is offered in either Oxford Bronze with Clear Seeded glass, Black finish with Clear Beveled glass, and both finishes with Satin Etched glass. The assortment includes small and large one-light outdoor wall lanterns (with a flat bottom), as well as an additional design of small and large one-light outdoor wall lanterns (with finial on top and bottom) which can be mounted up or down, a one-light outdoor semi-flush convertible pendant and a one-light outdoor post lantern. Both incandescent lamping and ENERGY STAR-qualified LED lamping (for those fixtures with the Satin Etched glass) are available for most of the fixtures, and some can easily convert to LED by purchasing LED replacement lamps sold separately. | OUTDOOR | Kent | Outdoor Lighting | Black | 12 | Die Cast Aluminum | Satin Etched Glass |  |  |  | 1 Medium A19 9.3w |  | 1 | Yes | [14 empty] | 0 | [12 empty] | 60.98 | 121.96 | 182.94 | W:8 1/2'' H:19 1/4'' E:9 1/2'' | 5.1 |  |  | 8.5 | 19.25 | Cap Nuts |  |  |  |  | 9.5 |  | No |  | No | [21 empty] | D:5 1/2'' DP:5/8'' OB UP:16 1/2'' OB DOWN:2 3/4'' Round |  |  |  | 6.5 | Black/White |  | N/A | Hardwired | 0 | 1 | 0 | 1 | 1 | 0 | 0 | 0 | 0 | 0 | 0 | 785652052910 | 21.5 | 11.5 | 10 | 6.3 | 1.431 | 175 | Yes | [8 empty] | UL Wet | cUL Wet | KENT 1L LANTERN-12 | One Light Outdoor Wall Lantern |  | 84532EN3-12.jpg | 84532.jpg
84532EN3-746 | One Light Outdoor Wall Lantern | Kent outdoor lighting fixtures by Sea Gull Lighting are crafted in die-cast aluminum for added durability to withstand harsh weather conditions. The traditional styling inspired by antique gas lanterns is offered in either Oxford Bronze with Clear Seeded glass, Black finish with Clear Beveled glass, and both finishes with Satin Etched glass. The assortment includes small and large one-light outdoor wall lanterns (with a flat bottom), as well as an additional design of small and large one-light outdoor wall lanterns (with finial on top and bottom) which can be mounted up or down, a one-light outdoor semi-flush convertible pendant and a one-light outdoor post lantern. Both incandescent lamping and ENERGY STAR-qualified LED lamping (for those fixtures with the Satin Etched glass) are available for most of the fixtures, and some can easily convert to LED by purchasing LED replacement lamps sold separately. | OUTDOOR | Kent | Outdoor Lighting | Oxford Bronze | 746 | Die Cast Aluminum | Satin Etched Glass |  |  |  | 1 Medium A19 9.3w |  | 1 | Yes | [14 empty] | 0 | [12 empty] | 60.98 | 121.96 | 182.94 | W:8 1/2'' H:19 1/4'' E:9 1/2'' | 5.1 |  |  | 8.5 | 19.25 | Cap Nuts |  |  |  |  | 9.5 |  | No |  | No | [21 empty] | D:5 1/2'' DP:5/8'' OB UP:16 1/2'' OB DOWN:2 3/4'' Round |  |  |  | 6.5 | Black/White |  | N/A | Hardwired | 0 | 1 | 0 | 1 | 1 | 0 | 0 | 0 | 0 | 0 | 0 | 785652052927 | 22 | 11.5 | 10.25 | 6.1 | 1.501 | 175 | Yes | [8 empty] | UL Wet | cUL Wet | KENT 1L LANTERN-746 | One Light Outdoor Wall Lantern |  | 84532EN3-746.jpg | 84532.jpg
84560-71 | One Light Outdoor Wall Lantern | The Jamestowne outdoor lighting collection by Sea Gull Lighting delivers a formal, traditional lantern style in proportions that won't overwhelm. Coupled with either Clear Beveled glass or Frosted Seeded glass, there are three beautiful finishes, including Black, Antique Brushed Nickel, or Antique Bronze. So the perfect design aesthetic will certainly be found to match any style of residential architecture. The assortment includes small, medium, large and extra-large one-light outdoor wall lanterns, a one-light outdoor post lantern and a two-light outdoor wall lantern. Clear bulbs are recommended for use with the Clear glass choices for better aesthetics. Both incandescent lamping and ENERGY STAR-qualified LED lamping (for those fixtures with the Frosted Seeded glass) are available for most of the fixtures, and some can easily convert to LED by purchasing LED replacement lamps sold separately (for those with the Clear glass). There is also a Dark Sky version of the medium and large one-light outdoor wall lanterns for which Etched White Tiffany glass is used to control the light output. | OUTDOOR | Jamestowne | Outdoor Lighting | Antique Bronze | 71 | Brass | Frosted Seeded Glass | W:3.5" H:4.375" |  |  | 1 Medium A19 100w |  | 1 | No | [14 empty] | 0 | [12 empty] | 33.48 | N/A | 100.44 | W:4'' H:11 1/4'' E:5 3/4'' | 1 |  |  | 4 | 11.25 | Cap Nuts |  |  |  |  | 5.75 |  | No |  | No | [21 empty] | D:4 1/2'' DP:2 1/8'' OB UP:6'' OB DOWN:5 1/4'' Round |  |  |  | 6.5 | Black/White |  |  | Hardwired | 0 | 0 | 0 | 0 | 1 | 0 | 0 | 1 | 0 | 0 | 0 | 785652057175 | 9.5 | 7.5 | 6 | 1.9 | 0.247 | 125 | Yes | 6 | 10785652057172 | 19 | 15 | 10.75 | 13.3 | 1.773 | Yes | ETL Wet | cETL Wet | JAMESTOWNE 1L LANTERN-71 | One Light Outdoor Wall Lantern |  | 84560-71.png | 8980pble.jpg
84560EN3-71 | One Light Outdoor Wall Lantern | The Jamestowne outdoor lighting collection by Sea Gull Lighting delivers a formal, traditional lantern style in proportions that won't overwhelm. Coupled with either Clear Beveled glass or Frosted Seeded glass, there are three beautiful finishes, including Black, Antique Brushed Nickel, or Antique Bronze. So the perfect design aesthetic will certainly be found to match any style of residential architecture. The assortment includes small, medium, large and extra-large one-light outdoor wall lanterns, a one-light outdoor post lantern and a two-light outdoor wall lantern. Clear bulbs are recommended for use with the Clear glass choices for better aesthetics. Both incandescent lamping and ENERGY STAR-qualified LED lamping (for those fixtures with the Frosted Seeded glass) are available for most of the fixtures, and some can easily convert to LED by purchasing LED replacement lamps sold separately (for those with the Clear glass). There is also a Dark Sky version of the medium and large one-light outdoor wall lanterns for which Etched White Tiffany glass is used to control the light output. | OUTDOOR | Jamestowne | Outdoor Lighting | Antique Bronze | 71 | Brass | Frosted Seeded Glass | W:3.5" H:4.375" |  |  | 1 Medium A19 9.3w |  | 1 | Yes | [14 empty] | 0 | [12 empty] | 39.48 | N/A | 118.44 | W:4'' H:11 1/4'' E:5 3/4'' | 2 |  |  | 4 | 11.25 | Cap Nuts |  |  |  |  | 5.75 |  | No |  | No | [21 empty] | D:4 1/2'' DP:2 1/8'' OB UP:6'' OB DOWN:5 1/4'' Round |  |  |  | 6.5 | Black/White |  |  | Hardwired | 0 | 0 | 0 | 1 | 1 | 0 | 0 | 0 | 0 | 0 | 0 | 785652058004 | 9.25 | 7.125 | 5.75 | 2.1 | 0.219 | 100 | Yes | 6 | 10785652058001 | 18.5 | 15.25 | 10.25 | 13.9 | 1.673 | Yes | ETL Wet | cETL Wet | JAMESTOWNE 1L LANTERN-71 | One Light Outdoor Wall Lantern |  | 84560EN3-71.png | 84560EN3.jpg
8456-12 | One Light Outdoor Wall Lantern | The Jamestowne outdoor lighting collection by Sea Gull Lighting delivers a formal, traditional lantern style in proportions that won't overwhelm. Coupled with either Clear Beveled glass or Frosted Seeded glass, there are three beautiful finishes, including Black, Antique Brushed Nickel, or Antique Bronze. So the perfect design aesthetic will certainly be found to match any style of residential architecture. The assortment includes small, medium, large and extra-large one-light outdoor wall lanterns, a one-light outdoor post lantern and a two-light outdoor wall lantern. Clear bulbs are recommended for use with the Clear glass choices for better aesthetics. Both incandescent lamping and ENERGY STAR-qualified LED lamping (for those fixtures with the Frosted Seeded glass) are available for most of the fixtures, and some can easily convert to LED by purchasing LED replacement lamps sold separately (for those with the Clear glass). There is also a Dark Sky version of the medium and large one-light outdoor wall lanterns for which Etched White Tiffany glass is used to control the light output. | OUTDOOR | Jamestowne | Outdoor Lighting | Black | 12 | Aluminum | Clear Beveled Glass | W:3.5" H:4.375" |  |  | 1 Medium A19 100w |  | 1 | No | [14 empty] | 0 | [12 empty] | 28.98 | N/A | 86.94 | W:4'' H:11 1/4'' E:5 3/4'' | 2 |  |  | 4 | 11.25 | Cap Nuts |  |  |  |  | 5.75 |  | No |  | No | [21 empty] | D:4 1/2'' DP:2 1/8'' OB UP:6'' OB DOWN:5 1/4'' Round |  |  |  | 6.5 |  |  | N/A | Hardwired | 0 | 0 | 0 | 0 | 1 | 0 | 0 | 1 | 0 | 0 | 0 | 785652845611 | 7 | 6 | 9 | 2.55 | 0.219 | 93 | Yes | 6 | 10785652845618 | 18.78 | 15 | 10 | 16.7 | 1.63 | Yes | ETL Wet | cETL Wet | JAMESTOWNE 1L LANTERN-12 | One Light Outdoor Wall Lantern |  | 8456-12.jpg | 8456.jpg
8456-71 | One Light Outdoor Wall Lantern | The Jamestowne outdoor lighting collection by Sea Gull Lighting delivers a formal, traditional lantern style in proportions that won't overwhelm. Coupled with either Clear Beveled glass or Frosted Seeded glass, there are three beautiful finishes, including Black, Antique Brushed Nickel, or Antique Bronze. So the perfect design aesthetic will certainly be found to match any style of residential architecture. The assortment includes small, medium, large and extra-large one-light outdoor wall lanterns, a one-light outdoor post lantern and a two-light outdoor wall lantern. Clear bulbs are recommended for use with the Clear glass choices for better aesthetics. Both incandescent lamping and ENERGY STAR-qualified LED lamping (for those fixtures with the Frosted Seeded glass) are available for most of the fixtures, and some can easily convert to LED by purchasing LED replacement lamps sold separately (for those with the Clear glass). There is also a Dark Sky version of the medium and large one-light outdoor wall lanterns for which Etched White Tiffany glass is used to control the light output. | OUTDOOR | Jamestowne | Outdoor Lighting | Antique Bronze | 71 | Brass | Clear Beveled Glass | W:3.5" H:4.375" |  |  | 1 Medium A19 100w |  | 1 | No | [14 empty] | 0 | [12 empty] | 35.48 | N/A | 106.44 | W:4'' H:11 1/4'' E:5 3/4'' | 2 |  |  | 4 | 11.25 | Cap Nuts |  |  |  |  | 5.75 |  | No |  | No | [21 empty] | D:4 1/2'' DP:2 1/8'' OB UP:6'' OB DOWN:5 1/4'' Round |  |  |  | 6.5 |  |  | N/A | Hardwired | 0 | 0 | 0 | 0 | 1 | 0 | 0 | 1 | 0 | 0 | 0 | 785652845673 | 7 | 6 | 9 | 2.55 | 0.219 | 93 | Yes | 6 | 10785652845670 | 18.78 | 15 | 10 | 16.7 | 1.63 | Yes | ETL Wet | cETL Wet | JAMESTOWNE 1L LANTERN-71 | One Light Outdoor Wall Lantern |  | 8456-71.jpg | 8456.jpg
8456-965 | One Light Outdoor Wall Lantern | The Jamestowne outdoor lighting collection by Sea Gull Lighting delivers a formal, traditional lantern style in proportions that won't overwhelm. Coupled with either Clear Beveled glass or Frosted Seeded glass, there are three beautiful finishes, including Black, Antique Brushed Nickel, or Antique Bronze. So the perfect design aesthetic will certainly be found to match any style of residential architecture. The assortment includes small, medium, large and extra-large one-light outdoor wall lanterns, a one-light outdoor post lantern and a two-light outdoor wall lantern. Clear bulbs are recommended for use with the Clear glass choices for better aesthetics. Both incandescent lamping and ENERGY STAR-qualified LED lamping (for those fixtures with the Frosted Seeded glass) are available for most of the fixtures, and some can easily convert to LED by purchasing LED replacement lamps sold separately (for those with the Clear glass). There is also a Dark Sky version of the medium and large one-light outdoor wall lanterns for which Etched White Tiffany glass is used to control the light output. | OUTDOOR | Jamestowne | Outdoor Lighting | Antique Brushed Nickel | 965 | Brass | Clear Beveled Glass | W:3.5" H:4.375" |  |  | 1 Medium A19 100w |  | 1 | No | [14 empty] | 0 | [12 empty] | 35.48 | N/A | 106.44 | W:4'' H:11 1/4'' E:5 3/4'' | 2 |  |  | 4 | 11.25 | Cap Nuts |  |  |  |  | 5.75 |  | No |  | No | [21 empty] | D:4 1/2'' DP:2 1/8'' OB UP:6'' OB DOWN:5 1/4'' Round |  |  |  | 6.5 |  |  | N/A | Hardwired | 0 | 0 | 0 | 0 | 1 | 0 | 0 | 1 | 0 | 0 | 0 | 785652084560 | 7 | 5.75 | 9 | 2.25 | 0.21 | 93 | Yes | 6 | 10785652084567 | 18.5 | 15 | 10 | 14.95 | 1.606 | Yes | ETL Wet | cETL Wet | JAMESTOWNE 1L LANTERN-965 | One Light Outdoor Wall Lantern |  | 8456-965.jpg | 8456.jpg
84570-71 | One Light Outdoor Wall Lantern | The Jamestowne outdoor lighting collection by Sea Gull Lighting delivers a formal, traditional lantern style in proportions that won't overwhelm. Coupled with either Clear Beveled glass or Frosted Seeded glass, there are three beautiful finishes, including Black, Antique Brushed Nickel, or Antique Bronze. So the perfect design aesthetic will certainly be found to match any style of residential architecture. The assortment includes small, medium, large and extra-large one-light outdoor wall lanterns, a one-light outdoor post lantern and a two-light outdoor wall lantern. Clear bulbs are recommended for use with the Clear glass choices for better aesthetics. Both incandescent lamping and ENERGY STAR-qualified LED lamping (for those fixtures with the Frosted Seeded glass) are available for most of the fixtures, and some can easily convert to LED by purchasing LED replacement lamps sold separately (for those with the Clear glass). There is also a Dark Sky version of the medium and large one-light outdoor wall lanterns for which Etched White Tiffany glass is used to control the light output. | OUTDOOR | Jamestowne | Outdoor Lighting | Antique Bronze | 71 | Brass | Frosted Seeded Glass | W:3.4375" H:5.5" |  |  | 1 Medium A19 100w |  | 1 | No | [14 empty] | 0 | [12 empty] | 41.98 | 83.96 | 125.94 | W:5 1/4'' H:12 1/2'' E:5 3/4'' | 1.7 |  |  | 5.25 | 12.5 | Cap Nuts |  |  |  |  | 5.75 |  | No |  | No | [21 empty] | D:4 1/2'' DP:2 1/8'' OB UP:6'' OB DOWN:6 1/2'' Round |  |  |  | 6.5 | Black/White |  |  | Hardwired | 0 | 0 | 0 | 0 | 1 | 0 | 0 | 1 | 0 | 0 | 0 | 785652057182 | 11.75 | 7.5 | 6.5 | 2.5 | 0.331 | 125 | Yes | 3 | 10785652057189 | 20.5 | 13.5 | 8.25 | 8.4 | 1.321 | Yes |  | cETL Wet | JAMESTOWNE 1L LANTERN-71 | One Light Outdoor Wall Lantern |  | 84570-71.png | 8981pble.jpg
84570EN3-71 | One Light Outdoor Wall Lantern | The Jamestowne outdoor lighting collection by Sea Gull Lighting delivers a formal, traditional lantern style in proportions that won't overwhelm. Coupled with either Clear Beveled glass or Frosted Seeded glass, there are three beautiful finishes, including Black, Antique Brushed Nickel, or Antique Bronze. So the perfect design aesthetic will certainly be found to match any style of residential architecture. The assortment includes small, medium, large and extra-large one-light outdoor wall lanterns, a one-light outdoor post lantern and a two-light outdoor wall lantern. Clear bulbs are recommended for use with the Clear glass choices for better aesthetics. Both incandescent lamping and ENERGY STAR-qualified LED lamping (for those fixtures with the Frosted Seeded glass) are available for most of the fixtures, and some can easily convert to LED by purchasing LED replacement lamps sold separately (for those with the Clear glass). There is also a Dark Sky version of the medium and large one-light outdoor wall lanterns for which Etched White Tiffany glass is used to control the light output. | OUTDOOR | Jamestowne | Outdoor Lighting | Antique Bronze | 71 | Brass | Frosted Seeded Glass | W:3.4375" H:5.5" |  |  | 1 Medium A19 9.3w |  | 1 | Yes | [14 empty] | 0 | [12 empty] | 47.98 | N/A | 143.94 | W:5 1/4'' H:12 1/2'' E:5 3/4'' | 2.1 |  |  | 5.25 | 12.5 | Cap Nuts |  |  |  |  | 5.75 |  | No |  | No | [21 empty] | D:4 1/2'' DP:2 1/8'' OB UP:6'' OB DOWN:6 1/2'' Round |  |  |  | 6.5 | Black/White |  |  | Hardwired | 0 | 0 | 0 | 1 | 1 | 0 | 0 | 0 | 0 | 0 | 0 | 785652058011 | 11.75 | 7.5 | 6.5 | 2.5 | 0.331 | 125 | Yes | 3 | 10785652058018 | 20.5 | 13.5 | 8.25 | 8.4 | 1.321 | Yes |  | cETL Wet | JAMESTOWNE 1L LANTERN-71 | One Light Outdoor Wall Lantern |  | 84570EN3-71.png | 84570EN3.jpg
8457-12 | One Light Outdoor Wall Lantern | The Jamestowne outdoor lighting collection by Sea Gull Lighting delivers a formal, traditional lantern style in proportions that won't overwhelm. Coupled with either Clear Beveled glass or Frosted Seeded glass, there are three beautiful finishes, including Black, Antique Brushed Nickel, or Antique Bronze. So the perfect design aesthetic will certainly be found to match any style of residential architecture. The assortment includes small, medium, large and extra-large one-light outdoor wall lanterns, a one-light outdoor post lantern and a two-light outdoor wall lantern. Clear bulbs are recommended for use with the Clear glass choices for better aesthetics. Both incandescent lamping and ENERGY STAR-qualified LED lamping (for those fixtures with the Frosted Seeded glass) are available for most of the fixtures, and some can easily convert to LED by purchasing LED replacement lamps sold separately (for those with the Clear glass). There is also a Dark Sky version of the medium and large one-light outdoor wall lanterns for which Etched White Tiffany glass is used to control the light output. | OUTDOOR | Jamestowne | Outdoor Lighting | Black | 12 | Aluminum | Clear Beveled Glass | W:3.4375" H:5.5" |  |  | 1 Medium A19 100w |  | 1 | No | [14 empty] | 0 | [12 empty] | 35.48 | N/A | 106.44 | W:5 1/4'' H:12 1/2'' E:5 3/4'' | 2.7 |  |  | 5.25 | 12.5 | Cap Nuts |  |  |  |  | 5.75 |  | No |  | No | [21 empty] | D:4 1/2'' DP:2 1/8'' OB UP:6'' OB DOWN:6 1/2'' Round |  |  |  | 6.5 |  |  | N/A | Hardwired | 0 | 0 | 0 | 0 | 1 | 0 | 0 | 1 | 0 | 0 | 0 | 785652845710 | 7.5 | 6.5 | 11.5 | 3.4 | 0.324 | 93 | Yes | 3 | 10785652845717 | 20.25 | 8 | 12.5 | 11.35 | 1.172 | Yes | ETL Wet | cETL Wet | JAMESTOWNE 1L LANTERN-12 | One Light Outdoor Wall Lantern |  | 8457-12.jpg | 8457.jpg
8457-71 | One Light Outdoor Wall Lantern | The Jamestowne outdoor lighting collection by Sea Gull Lighting delivers a formal, traditional lantern style in proportions that won't overwhelm. Coupled with either Clear Beveled glass or Frosted Seeded glass, there are three beautiful finishes, including Black, Antique Brushed Nickel, or Antique Bronze. So the perfect design aesthetic will certainly be found to match any style of residential architecture. The assortment includes small, medium, large and extra-large one-light outdoor wall lanterns, a one-light outdoor post lantern and a two-light outdoor wall lantern. Clear bulbs are recommended for use with the Clear glass choices for better aesthetics. Both incandescent lamping and ENERGY STAR-qualified LED lamping (for those fixtures with the Frosted Seeded glass) are available for most of the fixtures, and some can easily convert to LED by purchasing LED replacement lamps sold separately (for those with the Clear glass). There is also a Dark Sky version of the medium and large one-light outdoor wall lanterns for which Etched White Tiffany glass is used to control the light output. | OUTDOOR | Jamestowne | Outdoor Lighting | Antique Bronze | 71 | Brass | Clear Beveled Glass | W:3.4375" H:5.5" |  |  | 1 Medium A19 100w |  | 1 | No | [14 empty] | 0 | [12 empty] | 49.98 | N/A | 149.94 | W:5 1/4'' H:12 1/2'' E:5 3/4'' | 2.7 |  |  | 5.25 | 12.5 | Cap Nuts |  |  |  |  | 5.75 |  | No |  | No | [21 empty] | D:4 1/2'' DP:2 1/8'' OB UP:6'' OB DOWN:6 1/2'' Round |  |  |  | 6.5 |  |  | N/A | Hardwired | 0 | 0 | 0 | 0 | 1 | 0 | 0 | 1 | 0 | 0 | 0 | 785652845772 | 7.5 | 6.5 | 11.5 | 3.4 | 0.324 | 93 | Yes | 3 | 10785652845779 | 20.25 | 8 | 12.5 | 11.35 | 1.172 | Yes | ETL Wet | cETL Wet | JAMESTOWNE 1L LANTERN-71 | One Light Outdoor Wall Lantern |  | 8457-71.jpg | 8457.jpg
8457-965 | One Light Outdoor Wall Lantern | The Jamestowne outdoor lighting collection by Sea Gull Lighting delivers a formal, traditional lantern style in proportions that won't overwhelm. Coupled with either Clear Beveled glass or Frosted Seeded glass, there are three beautiful finishes, including Black, Antique Brushed Nickel, or Antique Bronze. So the perfect design aesthetic will certainly be found to match any style of residential architecture. The assortment includes small, medium, large and extra-large one-light outdoor wall lanterns, a one-light outdoor post lantern and a two-light outdoor wall lantern. Clear bulbs are recommended for use with the Clear glass choices for better aesthetics. Both incandescent lamping and ENERGY STAR-qualified LED lamping (for those fixtures with the Frosted Seeded glass) are available for most of the fixtures, and some can easily convert to LED by purchasing LED replacement lamps sold separately (for those with the Clear glass). There is also a Dark Sky version of the medium and large one-light outdoor wall lanterns for which Etched White Tiffany glass is used to control the light output. | OUTDOOR | Jamestowne | Outdoor Lighting | Antique Brushed Nickel | 965 | Brass | Clear Beveled Glass | W:3.4375" H:5.5" |  |  | 1 Medium A19 100w |  | 1 | No | [14 empty] | 0 | [12 empty] | 49.98 | N/A | 149.94 | W:5 1/4'' H:12 1/2'' E:5 3/4'' | 2.7 |  |  | 5.25 | 12.5 | Cap Nuts |  |  |  |  | 5.75 |  | No |  | No | [21 empty] | D:4 1/2'' DP:2 1/8'' OB UP:6'' OB DOWN:6 1/2'' Round |  |  |  | 6.5 |  |  | N/A | Hardwired | 0 | 0 | 0 | 0 | 1 | 0 | 0 | 1 | 0 | 0 | 0 | 785652084591 | 7.25 | 6.5 | 11.5 | 2.9 | 0.314 | 100 | Yes | 3 | 10785652084598 | 20 | 8 | 12.5 | 10.25 | 1.157 | Yes | ETL Wet | cETL Wet | JAMESTOWNE 1L LANTERN-965 | One Light Outdoor Wall Lantern |  | 8457-965.jpg | 8457.jpg
84580-71 | One Light Outdoor Wall Lantern | The Jamestowne outdoor lighting collection by Sea Gull Lighting delivers a formal, traditional lantern style in proportions that won't overwhelm. Coupled with either Clear Beveled glass or Frosted Seeded glass, there are three beautiful finishes, including Black, Antique Brushed Nickel, or Antique Bronze. So the perfect design aesthetic will certainly be found to match any style of residential architecture. The assortment includes small, medium, large and extra-large one-light outdoor wall lanterns, a one-light outdoor post lantern and a two-light outdoor wall lantern. Clear bulbs are recommended for use with the Clear glass choices for better aesthetics. Both incandescent lamping and ENERGY STAR-qualified LED lamping (for those fixtures with the Frosted Seeded glass) are available for most of the fixtures, and some can easily convert to LED by purchasing LED replacement lamps sold separately (for those with the Clear glass). There is also a Dark Sky version of the medium and large one-light outdoor wall lanterns for which Etched White Tiffany glass is used to control the light output. | OUTDOOR | Jamestowne | Outdoor Lighting | Antique Bronze | 71 | Brass | Frosted Seeded Glass | W:5.4375" H:8.5625" |  |  | 1 Medium A19 100w |  | 1 | No | [14 empty] | 0 | [12 empty] | 65.98 | N/A | 197.94 | W:7'' H:17'' E:8'' | 3.9 |  |  | 7 | 17 | Cap Nuts |  |  |  |  | 8 |  | No |  | No | [21 empty] | DP:3/4'' W:4 3/4'' H:5 1/2'' OB UP:6 1/2'' OB DOWN:10 1/2'' Octagonal |  |  |  | 6.5 | Black/White |  |  | Hardwired | 0 | 0 | 0 | 0 | 1 | 0 | 0 | 1 | 0 | 0 | 0 | 785652057199 | 9.25 | 8.25 | 19 | 4.6 | 0.839 | 175 | Yes | 2 | 10785652057196 | 17 | 9.75 | 19.75 | 10.6 | 1.894 | Yes |  | cETL Wet | JAMESTOWNE 1L LANTERN-71 | One Light Outdoor Wall Lantern |  | 84580-71.png | 89382pble.jpg
84580EN3-71 | One Light Outdoor Wall Lantern | The Jamestowne outdoor lighting collection by Sea Gull Lighting delivers a formal, traditional lantern style in proportions that won't overwhelm. Coupled with either Clear Beveled glass or Frosted Seeded glass, there are three beautiful finishes, including Black, Antique Brushed Nickel, or Antique Bronze. So the perfect design aesthetic will certainly be found to match any style of residential architecture. The assortment includes small, medium, large and extra-large one-light outdoor wall lanterns, a one-light outdoor post lantern and a two-light outdoor wall lantern. Clear bulbs are recommended for use with the Clear glass choices for better aesthetics. Both incandescent lamping and ENERGY STAR-qualified LED lamping (for those fixtures with the Frosted Seeded glass) are available for most of the fixtures, and some can easily convert to LED by purchasing LED replacement lamps sold separately (for those with the Clear glass). There is also a Dark Sky version of the medium and large one-light outdoor wall lanterns for which Etched White Tiffany glass is used to control the light output. | OUTDOOR | Jamestowne | Outdoor Lighting | Antique Bronze | 71 | Brass | Frosted Seeded Glass | W:5.4375" H:8.5625" |  |  | 1 Medium A19 9.3w |  | 1 | Yes | [14 empty] | 0 | [12 empty] | 72.98 | N/A | 218.94 | W:7'' H:17'' E:8'' | 4.67 |  |  | 7 | 17 | Cap Nuts |  |  |  |  | 8 |  | No |  | No | [21 empty] | DP:3/4'' W:4 3/4'' H:5 1/2'' OB UP:6 1/2'' OB DOWN:10 1/2'' Octagonal |  |  |  | 6.5 | Black/White |  |  | Hardwired | 0 | 0 | 0 | 1 | 1 | 0 | 0 | 0 | 0 | 0 | 0 | 785652058028 | 9.25 | 8.25 | 19 | 4.6 | 0.839 | 175 | Yes | 2 | 10785652058025 | 17 | 9.75 | 19.75 | 10.6 | 1.894 | Yes |  | cETL Wet | JAMESTOWNE 1L LANTERN-71 | One Light Outdoor Wall Lantern |  | 84580EN3-71.png | 84580EN3.jpg
8458-12 | One Light Outdoor Wall Lantern | The Jamestowne outdoor lighting collection by Sea Gull Lighting delivers a formal, traditional lantern style in proportions that won't overwhelm. Coupled with either Clear Beveled glass or Frosted Seeded glass, there are three beautiful finishes, including Black, Antique Brushed Nickel, or Antique Bronze. So the perfect design aesthetic will certainly be found to match any style of residential architecture. The assortment includes small, medium, large and extra-large one-light outdoor wall lanterns, a one-light outdoor post lantern and a two-light outdoor wall lantern. Clear bulbs are recommended for use with the Clear glass choices for better aesthetics. Both incandescent lamping and ENERGY STAR-qualified LED lamping (for those fixtures with the Frosted Seeded glass) are available for most of the fixtures, and some can easily convert to LED by purchasing LED replacement lamps sold separately (for those with the Clear glass). There is also a Dark Sky version of the medium and large one-light outdoor wall lanterns for which Etched White Tiffany glass is used to control the light output. | OUTDOOR | Jamestowne | Outdoor Lighting | Black | 12 | Aluminum | Clear Beveled Glass | W:5.4375" H:8.5625" |  |  | 1 Medium A19 100w |  | 1 | No | [14 empty] | 0 | [12 empty] | 58.48 | N/A | 175.44 | W:7'' H:17'' E:8'' | 4.67 |  |  | 7 | 17 | Cap Nuts |  |  |  |  | 8 |  | No |  | No | [21 empty] | DP:3/4'' W:4 3/4'' H:5 1/2'' OB UP:6 1/2'' OB DOWN:10 1/2'' Octagonal |  |  |  | 6.5 |  |  | N/A | Hardwired | 0 | 0 | 0 | 0 | 1 | 0 | 0 | 1 | 0 | 0 | 0 | 785652845819 | 8.75 | 7.75 | 18.25 | 6.5 | 0.716 | 100 | Yes | 2 | 10785652845816 | 17 | 9.5 | 19.25 | 14.4 | 1.799 | Yes | ETL Wet | cETL Wet | JAMESTOWNE 1L LANTERN-12 | One Light Outdoor Wall Lantern |  | 8458-12.jpg | 8458.jpg
8458-71 | One Light Outdoor Wall Lantern | The Jamestowne outdoor lighting collection by Sea Gull Lighting delivers a formal, traditional lantern style in proportions that won't overwhelm. Coupled with either Clear Beveled glass or Frosted Seeded glass, there are three beautiful finishes, including Black, Antique Brushed Nickel, or Antique Bronze. So the perfect design aesthetic will certainly be found to match any style of residential architecture. The assortment includes small, medium, large and extra-large one-light outdoor wall lanterns, a one-light outdoor post lantern and a two-light outdoor wall lantern. Clear bulbs are recommended for use with the Clear glass choices for better aesthetics. Both incandescent lamping and ENERGY STAR-qualified LED lamping (for those fixtures with the Frosted Seeded glass) are available for most of the fixtures, and some can easily convert to LED by purchasing LED replacement lamps sold separately (for those with the Clear glass). There is also a Dark Sky version of the medium and large one-light outdoor wall lanterns for which Etched White Tiffany glass is used to control the light output. | OUTDOOR | Jamestowne | Outdoor Lighting | Antique Bronze | 71 | Brass | Clear Beveled Glass | W:5.4375" H:10.4375" |  |  | 1 Medium A19 100w |  | 1 | No | [14 empty] | 0 | [12 empty] | 72.98 | N/A | 218.94 | W:7'' H:17'' E:8'' | 4.67 |  |  | 7 | 17 | Cap Nuts |  |  |  |  | 8 |  | No |  | No | [21 empty] | DP:3/4'' W:4 3/4'' H:5 1/2'' OB UP:6 1/2'' OB DOWN:10 1/2'' Octagonal |  |  |  | 6.5 |  |  | N/A | Hardwired | 0 | 0 | 0 | 0 | 1 | 0 | 0 | 1 | 0 | 0 | 0 | 785652845871 | 8.25 | 9 | 18.25 | 5.52 | 0.784 | 125 | Yes | 2 | 10785652845878 | 17 | 9.75 | 19 | 11.05 | 1.822 | Yes | ETL Wet | cETL Wet | JAMESTOWNE 1L LANTERN-71 | One Light Outdoor Wall Lantern |  | 8458-71.jpg | 8458.jpg
8458-965 | One Light Outdoor Wall Lantern | The Jamestowne outdoor lighting collection by Sea Gull Lighting delivers a formal, traditional lantern style in proportions that won't overwhelm. Coupled with either Clear Beveled glass or Frosted Seeded glass, there are three beautiful finishes, including Black, Antique Brushed Nickel, or Antique Bronze. So the perfect design aesthetic will certainly be found to match any style of residential architecture. The assortment includes small, medium, large and extra-large one-light outdoor wall lanterns, a one-light outdoor post lantern and a two-light outdoor wall lantern. Clear bulbs are recommended for use with the Clear glass choices for better aesthetics. Both incandescent lamping and ENERGY STAR-qualified LED lamping (for those fixtures with the Frosted Seeded glass) are available for most of the fixtures, and some can easily convert to LED by purchasing LED replacement lamps sold separately (for those with the Clear glass). There is also a Dark Sky version of the medium and large one-light outdoor wall lanterns for which Etched White Tiffany glass is used to control the light output. | OUTDOOR | Jamestowne | Outdoor Lighting | Antique Brushed Nickel | 965 | Brass | Clear Beveled Glass | W:5.4375" H:8.5625" |  |  | 1 Medium A19 100w |  | 1 | No | [14 empty] | 0 | [12 empty] | 72.98 | N/A | 218.94 | W:7'' H:17'' E:8'' | 4.67 |  |  | 7 | 17 | Cap Nuts |  |  |  |  | 8 |  | No |  | No | [21 empty] | DP:3/4'' W:4 3/4'' H:5 1/2'' OB UP:6 1/2'' OB DOWN:10 1/2'' Octagonal |  |  |  | 6.5 |  |  | N/A | Hardwired | 0 | 0 | 0 | 0 | 1 | 0 | 0 | 1 | 0 | 0 | 0 | 785652084522 | 9 | 8.25 | 18.5 | 5.85 | 0.795 | 125 | Yes | 2 | 10785652084529 | 17.25 | 9.5 | 19.5 | 12.6 | 1.849 | Yes | ETL Wet | cETL Wet | JAMESTOWNE 1L LANTERN-965 | One Light Outdoor Wall Lantern |  | 8458-965.jpg | 8458.jpg
8459-46 | Two Light Outdoor Wall Lantern | Classic cottage and coach lantern designs are melded into the Trafalgar outdoor lighting collection by Sea Gull Lighting for an impactful presentation. The candelabra based bulbs add grace and shine well through the Clear Seeded glass, which is a nice contrast to the rich, Oxidized Bronze finish. The assortment includes small and large two-light outdoor wall lanterns, a three-light outdoor wall lantern, and three-light outdoor pendant and a three-light outdoor post lantern. | OUTDOOR | Trafalgar | Outdoor Lighting | Oxidized Bronze | 46 | Aluminum | Clear Seeded Glass |  |  |  | 2 Candelabra Torpedo 40w |  | 2 | No | [14 empty] | 0 | [12 empty] | 72.98 | 145.96 | 218.94 | W:7 1/2'' H:14 3/4'' E:9 3/4'' | 4.7 |  |  | 7.5 | 14.75 | Cap Nuts |  |  |  |  | 9.75 |  | No |  | No | [21 empty] | DP:1'' W:4 1/2'' H:9'' OB UP:8'' OB DOWN:6 3/4'' |  |  |  | 6.5 |  |  |  | Hardwired | 0 | 0 | 0 | 0 | 1 | 0 | 0 | 1 | 0 | 0 | 0 | 785652845963 | 10.75 | 15 | 9.5 | 5.9 | 0.887 | 125 | Yes | [8 empty] | ETL Wet | cETL Wet | TRAFALGAR 2L LANTERN-46 | Two Light Outdoor Wall Lantern |  | 8459-46.jpg | 8459.jpg
8459EN-46 | Two Light Outdoor Wall Lantern | Classic cottage and coach lantern designs are melded into the Trafalgar outdoor lighting collection by Sea Gull Lighting for an impactful presentation. The candelabra based bulbs add grace and shine well through the Clear Seeded glass, which is a nice contrast to the rich, Oxidized Bronze finish. The assortment includes small and large two-light outdoor wall lanterns, a three-light outdoor wall lantern, and three-light outdoor pendant and a three-light outdoor post lantern. | OUTDOOR | Trafalgar | Outdoor Lighting | Oxidized Bronze | 46 | Aluminum | Undefined Glass |  |  |  | 2 Candelabra Torpedo 3.5w |  | 2 | Yes | [14 empty] | 0 | [12 empty] | 81.98 | 163.96 | 245.94 | W:7 1/2'' H:14 3/4'' E:9 3/4'' | 4.7 |  |  | 7.5 | 14.75 | Cap Nuts |  |  |  |  | 9.75 |  | No |  | No | [21 empty] | DP:1'' W:4 1/2'' H:9'' OB UP:8'' OB DOWN:6 3/4'' |  |  |  | 6.5 |  |  |  | Hardwired | 0 | 0 | 0 | 1 | 1 | 0 | 0 | 0 | 0 | 0 | 0 | 785652032196 | 15 | 10.75 | 9.5 | 5.9 | 0.887 | 125 | Yes | [8 empty] | ETL Wet | cETL Wet | TRAFALGAR 2L LANTERN-46 | Two Light Outdoor Wall Lantern |  | 8459EN-46.jpg | 8459.jpg
8460-46 | Two Light Outdoor Wall Lantern | Classic cottage and coach lantern designs are melded into the Trafalgar outdoor lighting collection by Sea Gull Lighting for an impactful presentation. The candelabra based bulbs add grace and shine well through the Clear Seeded glass, which is a nice contrast to the rich, Oxidized Bronze finish. The assortment includes small and large two-light outdoor wall lanterns, a three-light outdoor wall lantern, and three-light outdoor pendant and a three-light outdoor post lantern. | OUTDOOR | Trafalgar | Outdoor Lighting | Oxidized Bronze | 46 | Glass | Clear Seeded Glass |  |  |  | 2 Candelabra Torpedo 40w |  | 2 | No | [14 empty] | 0 | [12 empty] | 124.98 | 249.96 | 374.94 | W:9'' H:18'' E:11 1/2'' | 7.8 |  |  | 9 | 18 | Cap Nuts |  |  |  |  | 11.5 |  | No |  | No | [21 empty] | DP:1'' W:4 1/2'' H:9'' OB UP:10 1/2'' OB DOWN:7 3/4'' |  |  |  | 6.5 |  |  |  | Hardwired | 0 | 0 | 0 | 0 | 1 | 0 | 0 | 1 | 0 | 0 | 0 | 785652846069 | 14.6 | 12.6 | 21.2 | 9.8 | 2.257 | 175 | Yes | [8 empty] | ETL Wet | cETL Wet | TRAFALGAR 2L LANTERN-46 | Two Light Outdoor Wall Lantern |  | 8460-46.jpg | 8460.jpg
8460EN-46 | Two Light Outdoor Wall Lantern | Classic cottage and coach lantern designs are melded into the Trafalgar outdoor lighting collection by Sea Gull Lighting for an impactful presentation. The candelabra based bulbs add grace and shine well through the Clear Seeded glass, which is a nice contrast to the rich, Oxidized Bronze finish. The assortment includes small and large two-light outdoor wall lanterns, a three-light outdoor wall lantern, and three-light outdoor pendant and a three-light outdoor post lantern. | OUTDOOR | Trafalgar | Outdoor Lighting | Oxidized Bronze | 46 | Glass | Clear Seeded Glass |  |  |  | 2 Candelabra Torpedo 3.5w |  | 2 | Yes | [14 empty] | 0 | [12 empty] | 133.98 | 267.96 | 401.94 | W:9'' H:18'' E:11 1/2'' | 7.8 |  |  | 9 | 18 | Cap Nuts |  |  |  |  | 11.5 |  | No |  | No | [21 empty] | DP:1'' W:4 1/2'' H:9'' OB UP:10 1/2'' OB DOWN:7 3/4'' |  |  |  | 6.5 |  |  |  | Hardwired | 0 | 0 | 0 | 1 | 1 | 0 | 0 | 0 | 0 | 0 | 0 | 785652032202 | 14.6 | 12.6 | 21.2 | 9.8 | 2.257 | 175 | Yes | [8 empty] | ETL Wet | cETL Wet | TRAFALGAR 2L LANTERN-46 | Two Light Outdoor Wall Lantern |  | 8460EN-46.jpg | 8460.jpg
8461-46 | Three Light Outdoor Wall Lantern | Classic cottage and coach lantern designs are melded into the Trafalgar outdoor lighting collection by Sea Gull Lighting for an impactful presentation. The candelabra based bulbs add grace and shine well through the Clear Seeded glass, which is a nice contrast to the rich, Oxidized Bronze finish. The assortment includes small and large two-light outdoor wall lanterns, a three-light outdoor wall lantern, and three-light outdoor pendant and a three-light outdoor post lantern. | OUTDOOR | Trafalgar | Outdoor Lighting | Oxidized Bronze | 46 | Aluminum | Clear Seeded Glass |  |  |  | 3 Candelabra Torpedo 40w |  | 3 | No | [14 empty] | 0 | [12 empty] | 174.98 | 349.96 | 524.94 | W:12 1/4'' H:23 1/2'' E:14 1/4'' | 8 |  |  | 12.25 | 23.5 | Cap Nuts |  |  |  |  | 14.25 |  | No |  | No | [21 empty] | OB UP:11 1/2'' OB DOWN:12'' |  |  |  | 6.5 |  |  |  | Hardwired | 0 | 0 | 0 | 0 | 1 | 0 | 0 | 1 | 0 | 0 | 0 | 785652846168 | 18 | 16 | 27 | 14.4 | 4.5 | 250 | Yes | [8 empty] | ETL Wet | cETL Wet | TRAFALGAR 3L LANTERN-46 | Three Light Outdoor Wall Lantern |  | 8461-46.jpg | 8461.jpg
8461EN-46 | Three Light Outdoor Wall Lantern | Classic cottage and coach lantern designs are melded into the Trafalgar outdoor lighting collection by Sea Gull Lighting for an impactful presentation. The candelabra based bulbs add grace and shine well through the Clear Seeded glass, which is a nice contrast to the rich, Oxidized Bronze finish. The assortment includes small and large two-light outdoor wall lanterns, a three-light outdoor wall lantern, and three-light outdoor pendant and a three-light outdoor post lantern. | OUTDOOR | Trafalgar | Outdoor Lighting | Oxidized Bronze | 46 | Aluminum | Undefined Glass |  |  |  | 3 Candelabra Torpedo 3.5w |  | 3 | Yes | [14 empty] | 0 | [12 empty] | 194.98 | 389.96 | 584.94 | W:12 1/4'' H:23 1/2'' E:14 1/4'' |  |  |  | 12.25 | 23.5 | Cap Nuts |  |  |  |  | 14.25 |  | No |  | No | [21 empty] | OB UP:11 1/2'' OB DOWN:12'' |  |  |  | 6.5 |  |  |  | Hardwired | 0 | 0 | 0 | 1 | 1 | 0 | 0 | 0 | 0 | 0 | 0 | 785652032219 | 18 | 16 | 27 | 14.4 | 4.5 | 250 | Yes | [8 empty] | ETL Wet | cETL Wet | TRAFALGAR 3L LANTERN-46 | Three Light Outdoor Wall Lantern |  | 8461EN-46.jpg | 8461.jpg
8462-44 | One Light Outdoor Wall Lantern | The Chatham outdoor lighting collection by Sea Gull Lighting offers a timeless, traditional design with a classic window pane detailing over Frosted Seeded glass or Clear Seeded glass, and crowed with a cupola atop the dramatic mansard roofline. Offered in either a Weathered Copper finish or an Oxidized Bronze finish, the assortment includes a small one-light outdoor wall lantern (available in a Dark Sky version too), a large one-light outdoor wall lantern (available in a Dark Sky version too), a large two-light outdoor wall lantern, one-light or two-light outdoor post lanterns, as well as one-light or two-light outdoor pendants. Both incandescent lamping and ENERGY STAR-qualified LED lamping are available for all of the fixtures, and all incandescent fixtures can convert to LED by purchasing LED replacement lamps sold separately. | OUTDOOR | Chatham | Outdoor Lighting | Weathered Copper | 44 | Brass | Clear Seeded Glass |  |  |  | 1 Medium A19 100w |  | 1 | No | [14 empty] | 0 | [12 empty] | 97.48 | 194.96 | 292.44 | W:6 3/4'' H:14 1/2'' E:7 1/2'' | 2.9 |  |  | 6.75 | 14.5 | Cap Nuts |  |  |  |  | 7.5 |  | No |  | No | [21 empty] | W:4 3/4'' H:6'' OB UP:6'' OB DOWN:8 1/2'' Rectangular |  |  |  | 6.5 |  |  | N/A | Hardwired | 0 | 0 | 0 | 0 | 1 | 0 | 0 | 1 | 0 | 0 | 0 | 785652846243 | 9.5 | 9.5 | 18 | 5.75 | 0.94 | 125 | Yes | [8 empty] | UL Wet | cUL Wet | CHATHAM 1L LANTERN-44 | One Light Outdoor Wall Lantern |  | 8462-44.jpg | 8462.jpg
8462-46 | One Light Outdoor Wall Lantern | The Chatham outdoor lighting collection by Sea Gull Lighting offers a timeless, traditional design with a classic window pane detailing over Frosted Seeded glass or Clear Seeded glass, and crowed with a cupola atop the dramatic mansard roofline. Offered in either a Weathered Copper finish or an Oxidized Bronze finish, the assortment includes a small one-light outdoor wall lantern (available in a Dark Sky version too), a large one-light outdoor wall lantern (available in a Dark Sky version too), a large two-light outdoor wall lantern, one-light or two-light outdoor post lanterns, as well as one-light or two-light outdoor pendants. Both incandescent lamping and ENERGY STAR-qualified LED lamping are available for all of the fixtures, and all incandescent fixtures can convert to LED by purchasing LED replacement lamps sold separately. | OUTDOOR | Chatham | Outdoor Lighting | Oxidized Bronze | 46 | Brass | Clear Seeded Glass |  |  |  | 1 Medium A19 100w |  | 1 | No | [14 empty] | 0 | [12 empty] | 97.48 | 194.96 | 292.44 | W:6 3/4'' H:14 1/2'' E:7 1/2'' | 2.9 |  |  | 6.75 | 14.5 | Cap Nuts |  |  |  |  | 7.5 |  | No |  | No | [21 empty] | W:4 3/4'' H:6'' OB UP:6'' OB DOWN:8 1/2'' Rectangular |  |  |  | 6.5 |  |  |  | Hardwired | 0 | 0 | 0 | 0 | 1 | 0 | 0 | 1 | 0 | 0 | 0 | 785652846267 | 9.5 | 9.5 | 18 | 5.75 | 0.94 | 125 | Yes | [8 empty] | UL Wet | cUL Wet | CHATHAM 1L LANTERN-46 | One Light Outdoor Wall Lantern |  | 8462-46.jpg | 8462.jpg
8462D-44 | One Light Outdoor Wall Lantern | The Chatham outdoor lighting collection by Sea Gull Lighting offers a timeless, traditional design with a classic window pane detailing over Frosted Seeded glass or Clear Seeded glass, and crowed with a cupola atop the dramatic mansard roofline. Offered in either a Weathered Copper finish or an Oxidized Bronze finish, the assortment includes a small one-light outdoor wall lantern (available in a Dark Sky version too), a large one-light outdoor wall lantern (available in a Dark Sky version too), a large two-light outdoor wall lantern, one-light or two-light outdoor post lanterns, as well as one-light or two-light outdoor pendants. Both incandescent lamping and ENERGY STAR-qualified LED lamping are available for all of the fixtures, and all incandescent fixtures can convert to LED by purchasing LED replacement lamps sold separately. | OUTDOOR | Chatham | Outdoor Lighting | Weathered Copper | 44 | Brass | Clear Seeded Glass |  |  |  | 1 Medium A19 100w |  | 1 | No | [14 empty] | 0 | [12 empty] | 99.98 | 199.96 | 299.94 | W:6 3/4'' H:14 1/2'' E:7 1/2'' | 3.2 |  |  | 6.75 | 14.5 | Cap Nuts |  |  |  |  | 7.5 |  | No |  | No | [21 empty] | W:4 3/4'' H:6'' OB UP:6'' OB DOWN:8 1/2'' Rectangular |  |  |  | 6.5 |  |  | N/A | Hardwired | 0 | 0 | 0 | 0 | 1 | 0 | 0 | 1 | 0 | 0 | 0 | 785652084171 | 9.5 | 9.5 | 18 | 5.75 | 0.94 | 125 | Yes | [8 empty] | UL Wet | cUL Wet | CHATHAM 1L LANTERN-44 | One Light Outdoor Wall Lantern |  | 8462D-44.jpg | 8462D.jpg
8462DEN3-44 | One Light Outdoor Wall Lantern | The Chatham outdoor lighting collection by Sea Gull Lighting offers a timeless, traditional design with a classic window pane detailing over Frosted Seeded glass or Clear Seeded glass, and crowed with a cupola atop the dramatic mansard roofline. Offered in either a Weathered Copper finish or an Oxidized Bronze finish, the assortment includes a small one-light outdoor wall lantern (available in a Dark Sky version too), a large one-light outdoor wall lantern (available in a Dark Sky version too), a large two-light outdoor wall lantern, one-light or two-light outdoor post lanterns, as well as one-light or two-light outdoor pendants. Both incandescent lamping and ENERGY STAR-qualified LED lamping are available for all of the fixtures, and all incandescent fixtures can convert to LED by purchasing LED replacement lamps sold separately. | OUTDOOR | Chatham | Outdoor Lighting | Weathered Copper | 44 | Brass | White Aluminum |  |  |  | 1 Medium A19 9.3w |  | 1 | Yes | [14 empty] | 0 | [12 empty] | 106.98 | 213.96 | 320.94 | W:6 3/4'' H:14 1/2'' E:7 1/2'' | 3.2 |  |  | 6.75 | 14.5 | Cap Nuts |  |  |  |  | 7.5 |  | No |  | No | [21 empty] | W:4 3/4'' H:6'' OB UP:6'' OB DOWN:8 1/2'' Rectangular |  |  |  | 6.5 | Black/White |  | N/A | Hardwired | 0 | 0 | 0 | 1 | 1 | 0 | 0 | 0 | 0 | 0 | 0 | 785652052934 | 9.5 | 9.5 | 18 | 5.75 | 0.94 | 125 | Yes | [8 empty] | UL Wet | cUL Wet | CHATHAM 1L LANTERN-44 | One Light Outdoor Wall Lantern |  | 8462DEN3-44.jpg | 8462D.jpg
8463-44 | Two Light Outdoor Wall Lantern | The Chatham outdoor lighting collection by Sea Gull Lighting offers a timeless, traditional design with a classic window pane detailing over Frosted Seeded glass or Clear Seeded glass, and crowed with a cupola atop the dramatic mansard roofline. Offered in either a Weathered Copper finish or an Oxidized Bronze finish, the assortment includes a small one-light outdoor wall lantern (available in a Dark Sky version too), a large one-light outdoor wall lantern (available in a Dark Sky version too), a large two-light outdoor wall lantern, one-light or two-light outdoor post lanterns, as well as one-light or two-light outdoor pendants. Both incandescent lamping and ENERGY STAR-qualified LED lamping are available for all of the fixtures, and all incandescent fixtures can convert to LED by purchasing LED replacement lamps sold separately. | OUTDOOR | Chatham | Outdoor Lighting | Weathered Copper | 44 | Brass | Clear Seeded Glass |  |  |  | 2 Candelabra Torpedo 40w |  | 2 | No | [14 empty] | 0 | [12 empty] | 174.98 | 349.96 | 524.94 | W:9 1/4'' H:21'' E:10'' | 5.3 |  |  | 9.25 | 21 | Cap Nuts |  |  |  |  | 10 |  | No |  | No | [21 empty] | W:4 3/4'' H:8'' OB UP:8 1/2'' OB DOWN:12 1/2'' Rectangular |  |  |  | 6.5 |  |  | N/A | Hardwired | 0 | 0 | 0 | 0 | 1 | 0 | 0 | 1 | 0 | 0 | 0 | 785652846342 | 24.25 | 14.25 | 13.25 | 9.5 | 2.65 | 250 | Yes | [8 empty] | UL Wet | cUL Wet | CHATHAM 2L LANTERN-44 | Two Light Outdoor Wall Lantern |  | 8463-44.jpg | 8463.jpg
8463-46 | Two Light Outdoor Wall Lantern | The Chatham outdoor lighting collection by Sea Gull Lighting offers a timeless, traditional design with a classic window pane detailing over Frosted Seeded glass or Clear Seeded glass, and crowed with a cupola atop the dramatic mansard roofline. Offered in either a Weathered Copper finish or an Oxidized Bronze finish, the assortment includes a small one-light outdoor wall lantern (available in a Dark Sky version too), a large one-light outdoor wall lantern (available in a Dark Sky version too), a large two-light outdoor wall lantern, one-light or two-light outdoor post lanterns, as well as one-light or two-light outdoor pendants. Both incandescent lamping and ENERGY STAR-qualified LED lamping are available for all of the fixtures, and all incandescent fixtures can convert to LED by purchasing LED replacement lamps sold separately. | OUTDOOR | Chatham | Outdoor Lighting | Oxidized Bronze | 46 | Brass | Clear Seeded Glass |  |  |  | 2 Candelabra Torpedo 40w |  | 2 | No | [14 empty] | 0 | [12 empty] | 174.98 | 349.96 | 524.94 | W:9 1/4'' H:21'' E:10'' | 5.3 |  |  | 9.25 | 21 | Cap Nuts |  |  |  |  | 10 |  | No |  | No | [21 empty] | W:4 3/4'' H:8'' OB UP:8 1/2'' OB DOWN:12 1/2'' Rectangular |  |  |  | 6.5 |  |  |  | Hardwired | 0 | 0 | 0 | 0 | 1 | 0 | 0 | 1 | 0 | 0 | 0 | 785652846366 | 24 | 12 | 12.75 | 8.4 | 2.125 | 175 | Yes | [8 empty] | UL Wet | cUL Wet | CHATHAM 2L LANTERN-46 | Two Light Outdoor Wall Lantern |  | 8463-46.jpg | 8463.jpg
8463D-44 | One Light Outdoor Wall Lantern | The Chatham outdoor lighting collection by Sea Gull Lighting offers a timeless, traditional design with a classic window pane detailing over Frosted Seeded glass or Clear Seeded glass, and crowed with a cupola atop the dramatic mansard roofline. Offered in either a Weathered Copper finish or an Oxidized Bronze finish, the assortment includes a small one-light outdoor wall lantern (available in a Dark Sky version too), a large one-light outdoor wall lantern (available in a Dark Sky version too), a large two-light outdoor wall lantern, one-light or two-light outdoor post lanterns, as well as one-light or two-light outdoor pendants. Both incandescent lamping and ENERGY STAR-qualified LED lamping are available for all of the fixtures, and all incandescent fixtures can convert to LED by purchasing LED replacement lamps sold separately. | OUTDOOR | Chatham | Outdoor Lighting | Weathered Copper | 44 | Brass | Clear Seeded Glass |  |  |  | 1 Medium A19 100w |  | 1 | No | [14 empty] | 0 | [12 empty] | 174.98 | 349.96 | 524.94 | L:9 1/4'' W:9 1/4'' H:21'' E:10'' | 5.7 |  | 9.25 | 9.25 | 21 | Cap Nuts |  |  |  |  | 10 |  | No |  | No | [21 empty] | W:4 3/4'' H:8'' OB UP:8 1/2'' OB DOWN:12 1/2'' Rectangular |  |  |  | 6.5 |  |  | N/A | Hardwired | 0 | 0 | 0 | 0 | 1 | 0 | 0 | 1 | 0 | 0 | 0 | 785652084638 | 13.75 | 13.5 | 24.12 | 10.65 | 2.591 | 175 | Yes | [8 empty] | UL Wet | cUL Wet | CHATHAM 1L LANTERN-44 | One Light Outdoor Wall Lantern |  | 8463D-44.jpg | 8463D.jpg
8463DEN3-44 | One Light Outdoor Wall Lantern | The Chatham outdoor lighting collection by Sea Gull Lighting offers a timeless, traditional design with a classic window pane detailing over Frosted Seeded glass or Clear Seeded glass, and crowed with a cupola atop the dramatic mansard roofline. Offered in either a Weathered Copper finish or an Oxidized Bronze finish, the assortment includes a small one-light outdoor wall lantern (available in a Dark Sky version too), a large one-light outdoor wall lantern (available in a Dark Sky version too), a large two-light outdoor wall lantern, one-light or two-light outdoor post lanterns, as well as one-light or two-light outdoor pendants. Both incandescent lamping and ENERGY STAR-qualified LED lamping are available for all of the fixtures, and all incandescent fixtures can convert to LED by purchasing LED replacement lamps sold separately. | OUTDOOR | Chatham | Outdoor Lighting | Weathered Copper | 44 | Brass | White Aluminum |  |  |  | 1 Medium A19 9.3w |  | 1 | Yes | [14 empty] | 0 | [12 empty] | 184.98 | 369.96 | 554.94 | W:9 1/4'' H:21'' E:10'' | 5.7 |  |  | 9.25 | 21 | Cap Nuts |  |  |  |  | 10 |  | No |  | No | [21 empty] | W:4 3/4'' H:8'' OB UP:8 1/2'' OB DOWN:12 1/2'' Rectangular |  |  |  | 6.5 | Black/White |  | N/A | Hardwired | 0 | 0 | 0 | 1 | 1 | 0 | 0 | 0 | 0 | 0 | 0 | 785652052941 | 13.75 | 13.5 | 24.12 | 10.65 | 2.591 | 175 | Yes | [8 empty] | UL Wet | cUL Wet | CHATHAM 1L LANTERN-44 | One Light Outdoor Wall Lantern |  | 8463DEN3-44.jpg | 8463D.jpg
8463EN-44 | Two Light Outdoor Wall Lantern | The Chatham outdoor lighting collection by Sea Gull Lighting offers a timeless, traditional design with a classic window pane detailing over Frosted Seeded glass or Clear Seeded glass, and crowed with a cupola atop the dramatic mansard roofline. Offered in either a Weathered Copper finish or an Oxidized Bronze finish, the assortment includes a small one-light outdoor wall lantern (available in a Dark Sky version too), a large one-light outdoor wall lantern (available in a Dark Sky version too), a large two-light outdoor wall lantern, one-light or two-light outdoor post lanterns, as well as one-light or two-light outdoor pendants. Both incandescent lamping and ENERGY STAR-qualified LED lamping are available for all of the fixtures, and all incandescent fixtures can convert to LED by purchasing LED replacement lamps sold separately. | OUTDOOR | Chatham | Outdoor Lighting | Weathered Copper | 44 | Brass | Clear Seeded Glass |  |  |  | 2 Candelabra Torpedo 3.5w |  | 2 | Yes | [14 empty] | 0 | [12 empty] | 174.98 | 349.96 | 524.94 | W:9 1/4'' H:21'' E:10'' | 5.3 |  |  | 9.25 | 21 | Cap Nuts |  |  |  |  | 10 |  | No |  | No | [21 empty] | W:4 3/4'' H:8'' OB UP:8 1/2'' OB DOWN:12 1/2'' Rectangular |  |  |  | 6.5 |  |  | N/A | Hardwired | 0 | 0 | 0 | 1 | 1 | 0 | 0 | 0 | 0 | 0 | 0 | 785652032226 | 24.25 | 14.25 | 13.25 | 9.5 | 2.65 | 250 | Yes | [8 empty] | UL Wet | cUL Wet | CHATHAM 2L LANTERN-44 | Two Light Outdoor Wall Lantern |  | 8463EN-44.jpg | 8463.jpg
8463EN-46 | Two Light Outdoor Wall Lantern | The Chatham outdoor lighting collection by Sea Gull Lighting offers a timeless, traditional design with a classic window pane detailing over Frosted Seeded glass or Clear Seeded glass, and crowed with a cupola atop the dramatic mansard roofline. Offered in either a Weathered Copper finish or an Oxidized Bronze finish, the assortment includes a small one-light outdoor wall lantern (available in a Dark Sky version too), a large one-light outdoor wall lantern (available in a Dark Sky version too), a large two-light outdoor wall lantern, one-light or two-light outdoor post lanterns, as well as one-light or two-light outdoor pendants. Both incandescent lamping and ENERGY STAR-qualified LED lamping are available for all of the fixtures, and all incandescent fixtures can convert to LED by purchasing LED replacement lamps sold separately. | OUTDOOR | Chatham | Outdoor Lighting | Oxidized Bronze | 46 | Brass | Clear Seeded Glass |  |  |  | 2 Candelabra Torpedo 3.5w |  | 2 | Yes | [14 empty] | 0 | [12 empty] | 174.98 | 349.96 | 524.94 | W:9 1/4'' H:21'' E:10'' | 5.3 |  |  | 9.25 | 21 | Cap Nuts |  |  |  |  | 10 |  | No |  | No | [21 empty] | W:4 3/4'' H:8'' OB UP:8 1/2'' OB DOWN:12 1/2'' Rectangular |  |  |  | 6.5 |  |  |  | Hardwired | 0 | 0 | 0 | 1 | 1 | 0 | 0 | 0 | 0 | 0 | 0 | 785652032233 | 24 | 12 | 12.75 | 8.4 | 2.125 | 175 | Yes | [8 empty] | UL Wet | cUL Wet | CHATHAM 2L LANTERN-46 | Two Light Outdoor Wall Lantern |  | 8463EN-46.jpg | 8463.jpg
84670-71 | One Light Outdoor Wall Lantern | The Jamestowne outdoor lighting collection by Sea Gull Lighting delivers a formal, traditional lantern style in proportions that won't overwhelm. Coupled with either Clear Beveled glass or Frosted Seeded glass, there are three beautiful finishes, including Black, Antique Brushed Nickel, or Antique Bronze. So the perfect design aesthetic will certainly be found to match any style of residential architecture. The assortment includes small, medium, large and extra-large one-light outdoor wall lanterns, a one-light outdoor post lantern and a two-light outdoor wall lantern. Clear bulbs are recommended for use with the Clear glass choices for better aesthetics. Both incandescent lamping and ENERGY STAR-qualified LED lamping (for those fixtures with the Frosted Seeded glass) are available for most of the fixtures, and some can easily convert to LED by purchasing LED replacement lamps sold separately (for those with the Clear glass). There is also a Dark Sky version of the medium and large one-light outdoor wall lanterns for which Etched White Tiffany glass is used to control the light output. | OUTDOOR | Jamestowne | Outdoor Lighting | Antique Bronze | 71 | Brass | Frosted Seeded Glass | W:5.4375" H:11.9375" |  |  | 1 Medium A19 100w |  | 1 | No | [14 empty] | 0 | [12 empty] | 74.98 | N/A | 224.94 | W:7'' H:20 1/4'' E:7 3/4'' | 5 |  |  | 7 | 20.25 | Cap Nuts |  |  |  |  | 7.75 |  | No |  | No | [21 empty] | DP:3/4'' W:4 3/4'' H:5 1/2'' OB UP:6 1/2'' OB DOWN:13 3/4'' Octagonal |  |  |  | 6.5 | Black/White |  |  | Hardwired | 0 | 0 | 0 | 0 | 1 | 0 | 0 | 1 | 0 | 0 | 0 | 785652057205 | 22 | 9.5 | 8.5 | 5.6 | 1.028 | 175 | Yes | [9 empty] | cETL Wet | JAMESTOWNE 1L LANTERN-71 | One Light Outdoor Wall Lantern |  | 84670-71.png | 89383pble.jpg
84670EN3-71 | One Light Outdoor Wall Lantern | The Jamestowne outdoor lighting collection by Sea Gull Lighting delivers a formal, traditional lantern style in proportions that won't overwhelm. Coupled with either Clear Beveled glass or Frosted Seeded glass, there are three beautiful finishes, including Black, Antique Brushed Nickel, or Antique Bronze. So the perfect design aesthetic will certainly be found to match any style of residential architecture. The assortment includes small, medium, large and extra-large one-light outdoor wall lanterns, a one-light outdoor post lantern and a two-light outdoor wall lantern. Clear bulbs are recommended for use with the Clear glass choices for better aesthetics. Both incandescent lamping and ENERGY STAR-qualified LED lamping (for those fixtures with the Frosted Seeded glass) are available for most of the fixtures, and some can easily convert to LED by purchasing LED replacement lamps sold separately (for those with the Clear glass). There is also a Dark Sky version of the medium and large one-light outdoor wall lanterns for which Etched White Tiffany glass is used to control the light output. | OUTDOOR | Jamestowne | Outdoor Lighting | Antique Bronze | 71 | Brass | Frosted Seeded Glass | W:5.4375" H:11.9375" |  |  | 1 Medium A19 9.3w |  | 1 | Yes | [14 empty] | 0 | [12 empty] | 81.98 | N/A | 245.94 | W:7'' H:20 1/4'' E:7 3/4'' | 6.56 |  |  | 7 | 20.25 | Cap Nuts |  |  |  |  | 7.75 |  | No |  | No | [20 empty] | DP:3/4'' W:4 3/4'' H:5 1/2'' OB UP:6 1/2'' OB DOWN:13 3/4'' |  |  |  |  | 6.5 | Black/White |  |  | Hardwired | 0 | 0 | 0 | 1 | 1 | 0 | 0 | 0 | 0 | 0 | 0 | 785652058035 | 22 | 9.5 | 8.5 | 5.6 | 1.028 | 175 | Yes | [9 empty] | cETL Wet | JAMESTOWNE 1L LANTERN-71 | One Light Outdoor Wall Lantern |  | 84670EN3-71.png | 84670EN3.jpg
8468-12 | Two Light Outdoor Wall Lantern | The Jamestowne outdoor lighting collection by Sea Gull Lighting delivers a formal, traditional lantern style in proportions that won't overwhelm. Coupled with either Clear Beveled glass or Frosted Seeded glass, there are three beautiful finishes, including Black, Antique Brushed Nickel, or Antique Bronze. So the perfect design aesthetic will certainly be found to match any style of residential architecture. The assortment includes small, medium, large and extra-large one-light outdoor wall lanterns, a one-light outdoor post lantern and a two-light outdoor wall lantern. Clear bulbs are recommended for use with the Clear glass choices for better aesthetics. Both incandescent lamping and ENERGY STAR-qualified LED lamping (for those fixtures with the Frosted Seeded glass) are available for most of the fixtures, and some can easily convert to LED by purchasing LED replacement lamps sold separately (for those with the Clear glass). There is also a Dark Sky version of the medium and large one-light outdoor wall lanterns for which Etched White Tiffany glass is used to control the light output. | OUTDOOR | Jamestowne | Outdoor Lighting | Black | 12 | Aluminum | Clear Beveled Glass | L:11.9375" W:5.4375" |  |  | 2 Candelabra Torpedo 40w |  | 2 | No | [14 empty] | 0 | [12 empty] | 66.98 | N/A | 200.94 | W:7'' H:20 1/4'' E:7 3/4'' | 6.56 |  |  | 7 | 20.25 | Cap Nuts |  |  |  |  | 7.75 |  | No |  | No | [21 empty] | DP:3/4'' W:4 3/4'' H:5 1/2'' OB UP:6 1/2'' OB DOWN:13 3/4'' Octagonal |  |  |  | 6.5 |  |  | N/A | Hardwired | 0 | 0 | 0 | 0 | 1 | 0 | 0 | 1 | 0 | 0 | 0 | 785652084683 | 8.75 | 8.25 | 21.5 | 8.4 | 0.898 | 100 | Yes | [8 empty] | ETL Wet | cETL Wet | JAMESTOWNE 2L LANTERN-12 | Two Light Outdoor Wall Lantern |  | 8468-12.jpg | 8468.jpg
8468-71 | Two Light Outdoor Wall Lantern | The Jamestowne outdoor lighting collection by Sea Gull Lighting delivers a formal, traditional lantern style in proportions that won't overwhelm. Coupled with either Clear Beveled glass or Frosted Seeded glass, there are three beautiful finishes, including Black, Antique Brushed Nickel, or Antique Bronze. So the perfect design aesthetic will certainly be found to match any style of residential architecture. The assortment includes small, medium, large and extra-large one-light outdoor wall lanterns, a one-light outdoor post lantern and a two-light outdoor wall lantern. Clear bulbs are recommended for use with the Clear glass choices for better aesthetics. Both incandescent lamping and ENERGY STAR-qualified LED lamping (for those fixtures with the Frosted Seeded glass) are available for most of the fixtures, and some can easily convert to LED by purchasing LED replacement lamps sold separately (for those with the Clear glass). There is also a Dark Sky version of the medium and large one-light outdoor wall lanterns for which Etched White Tiffany glass is used to control the light output. | OUTDOOR | Jamestowne | Outdoor Lighting | Antique Bronze | 71 | Brass | Clear Beveled Glass | L:11.9375" W:5.4375" |  |  | 2 Candelabra Torpedo 40w |  | 2 | No | [14 empty] | 0 | [12 empty] | 97.48 | N/A | 292.44 | W:7'' H:20 1/4'' E:7 3/4'' | 6.56 |  |  | 7 | 20.25 | Cap Nuts |  |  |  |  | 7.75 |  | No |  | No | [21 empty] | DP:3/4'' W:4 3/4'' H:5 1/2'' OB UP:6 1/2'' OB DOWN:13 3/4'' Octagonal |  |  |  | 6.5 |  |  | N/A | Hardwired | 0 | 0 | 0 | 0 | 1 | 0 | 0 | 1 | 0 | 0 | 0 | 785652846816 | 9 | 8.5 | 21.25 | 8.2 | 0.941 | 100 | Yes | [8 empty] | ETL Wet | cETL Wet | JAMESTOWNE 2L LANTERN-71 | Two Light Outdoor Wall Lantern |  | 8468-71.jpg | 8468.jpg
8468-965 | Two Light Outdoor Wall Lantern | The Jamestowne outdoor lighting collection by Sea Gull Lighting delivers a formal, traditional lantern style in proportions that won't overwhelm. Coupled with either Clear Beveled glass or Frosted Seeded glass, there are three beautiful finishes, including Black, Antique Brushed Nickel, or Antique Bronze. So the perfect design aesthetic will certainly be found to match any style of residential architecture. The assortment includes small, medium, large and extra-large one-light outdoor wall lanterns, a one-light outdoor post lantern and a two-light outdoor wall lantern. Clear bulbs are recommended for use with the Clear glass choices for better aesthetics. Both incandescent lamping and ENERGY STAR-qualified LED lamping (for those fixtures with the Frosted Seeded glass) are available for most of the fixtures, and some can easily convert to LED by purchasing LED replacement lamps sold separately (for those with the Clear glass). There is also a Dark Sky version of the medium and large one-light outdoor wall lanterns for which Etched White Tiffany glass is used to control the light output. | OUTDOOR | Jamestowne | Outdoor Lighting | Antique Brushed Nickel | 965 | Brass | Clear Beveled Glass | L:11.9375" W:5.4375" |  |  | 2 Candelabra Torpedo 40w |  | 2 | No | [14 empty] | 0 | [12 empty] | 97.48 | N/A | 292.44 | W:7'' H:20 1/4'' E:7 3/4'' | 6.56 |  |  | 7 | 20.25 | Cap Nuts |  |  |  |  | 7.75 |  | No |  | No | [21 empty] | DP:3/4'' W:4 3/4'' H:5 1/2'' OB UP:6 1/2'' OB DOWN:13 3/4'' Octagonal |  |  |  | 6.5 |  |  | N/A | Hardwired | 0 | 0 | 0 | 0 | 1 | 0 | 0 | 1 | 0 | 0 | 0 | 785652084690 | 9 | 8.25 | 21.75 | 7.7 | 0.935 | 100 | Yes | [8 empty] | ETL Wet | cETL Wet | JAMESTOWNE 2L LANTERN-965 | Two Light Outdoor Wall Lantern |  | 8468-965.jpg | 8468.jpg
8468EN-12 | Two Light Outdoor Wall Lantern | The Jamestowne outdoor lighting collection by Sea Gull Lighting delivers a formal, traditional lantern style in proportions that won't overwhelm. Coupled with either Clear Beveled glass or Frosted Seeded glass, there are three beautiful finishes, including Black, Antique Brushed Nickel, or Antique Bronze. So the perfect design aesthetic will certainly be found to match any style of residential architecture. The assortment includes small, medium, large and extra-large one-light outdoor wall lanterns, a one-light outdoor post lantern and a two-light outdoor wall lantern. Clear bulbs are recommended for use with the Clear glass choices for better aesthetics. Both incandescent lamping and ENERGY STAR-qualified LED lamping (for those fixtures with the Frosted Seeded glass) are available for most of the fixtures, and some can easily convert to LED by purchasing LED replacement lamps sold separately (for those with the Clear glass). There is also a Dark Sky version of the medium and large one-light outdoor wall lanterns for which Etched White Tiffany glass is used to control the light output. | OUTDOOR | Jamestowne | Outdoor Lighting | Black | 12 | Aluminum | Undefined Glass | L:11.9375" W:5.4375" |  |  | 2 Candelabra Torpedo 3.5w |  | 2 | Yes | [14 empty] | 0 | [12 empty] | 74.98 | N/A | 224.94 | W:7'' H:20 1/4'' E:7 3/4'' | 6.56 |  |  | 7 | 20.25 | Cap Nuts |  |  |  |  | 7.75 |  | No |  | No | [21 empty] | DP:3/4'' W:4 3/4'' H:5 1/2'' OB UP:6 1/2'' OB DOWN:13 3/4'' Octagonal |  |  |  | 6.5 |  |  | N/A | Hardwired | 0 | 0 | 0 | 1 | 1 | 0 | 0 | 0 | 0 | 0 | 0 | 785652032318 | 8.75 | 8.25 | 21.5 | 8.4 | 0.898 | 100 | Yes | [8 empty] | ETL Wet | cETL Wet | JAMESTOWNE 2L LANTERN-12 | Two Light Outdoor Wall Lantern |  | 8468EN-12.jpg | 8468.jpg
8468EN-71 | Two Light Outdoor Wall Lantern | The Jamestowne outdoor lighting collection by Sea Gull Lighting delivers a formal, traditional lantern style in proportions that won't overwhelm. Coupled with either Clear Beveled glass or Frosted Seeded glass, there are three beautiful finishes, including Black, Antique Brushed Nickel, or Antique Bronze. So the perfect design aesthetic will certainly be found to match any style of residential architecture. The assortment includes small, medium, large and extra-large one-light outdoor wall lanterns, a one-light outdoor post lantern and a two-light outdoor wall lantern. Clear bulbs are recommended for use with the Clear glass choices for better aesthetics. Both incandescent lamping and ENERGY STAR-qualified LED lamping (for those fixtures with the Frosted Seeded glass) are available for most of the fixtures, and some can easily convert to LED by purchasing LED replacement lamps sold separately (for those with the Clear glass). There is also a Dark Sky version of the medium and large one-light outdoor wall lanterns for which Etched White Tiffany glass is used to control the light output. | OUTDOOR | Jamestowne | Outdoor Lighting | Antique Bronze | 71 | Brass | Undefined Glass | L:11.9375" W:5.4375" |  |  | 2 Candelabra Torpedo 3.5w |  | 2 | Yes | [14 empty] | 0 | [12 empty] | 104.98 | N/A | 314.94 | W:7'' H:20 1/4'' E:7 3/4'' | 6.56 |  |  | 7 | 20.25 | Cap Nuts |  |  |  |  | 7.75 |  | No |  | No | [21 empty] | DP:3/4'' W:4 3/4'' H:5 1/2'' OB UP:6 1/2'' OB DOWN:13 3/4'' Octagonal |  |  |  | 6.5 |  |  | N/A | Hardwired | 0 | 0 | 0 | 1 | 1 | 0 | 0 | 0 | 0 | 0 | 0 | 785652032349 | 21.25 | 8.5 | 9 | 8.2 | 0.941 | 100 | Yes | [8 empty] | ETL Wet | cETL Wet | JAMESTOWNE 2L LANTERN-71 | Two Light Outdoor Wall Lantern |  | 8468EN-71.jpg | 8468.jpg
8468EN-965 | Two Light Outdoor Wall Lantern | The Jamestowne outdoor lighting collection by Sea Gull Lighting delivers a formal, traditional lantern style in proportions that won't overwhelm. Coupled with either Clear Beveled glass or Frosted Seeded glass, there are three beautiful finishes, including Black, Antique Brushed Nickel, or Antique Bronze. So the perfect design aesthetic will certainly be found to match any style of residential architecture. The assortment includes small, medium, large and extra-large one-light outdoor wall lanterns, a one-light outdoor post lantern and a two-light outdoor wall lantern. Clear bulbs are recommended for use with the Clear glass choices for better aesthetics. Both incandescent lamping and ENERGY STAR-qualified LED lamping (for those fixtures with the Frosted Seeded glass) are available for most of the fixtures, and some can easily convert to LED by purchasing LED replacement lamps sold separately (for those with the Clear glass). There is also a Dark Sky version of the medium and large one-light outdoor wall lanterns for which Etched White Tiffany glass is used to control the light output. | OUTDOOR | Jamestowne | Outdoor Lighting | Antique Brushed Nickel | 965 | Brass | Undefined Glass | L:11.9375" W:5.4375" |  |  | 2 Candelabra Torpedo 3.5w |  | 2 | Yes | [14 empty] | 0 | [12 empty] | 104.98 | N/A | 314.94 | W:7'' H:20 1/4'' E:7 3/4'' | 6.56 |  |  | 7 | 20.25 | Cap Nuts |  |  |  |  | 7.75 |  | No |  | No | [21 empty] | DP:3/4'' W:4 3/4'' H:5 1/2'' OB UP:6 1/2'' OB DOWN:13 3/4'' Octagonal |  |  |  | 6.5 |  |  | N/A | Hardwired | 0 | 0 | 0 | 1 | 1 | 0 | 0 | 0 | 0 | 0 | 0 | 785652032370 | 21.75 | 8.25 | 9 | 7.7 | 0.935 | 100 | Yes | [8 empty] | ETL Wet | cETL Wet | JAMESTOWNE 2L LANTERN-965 | Two Light Outdoor Wall Lantern |  | 8468EN-965.jpg | 8468.jpg
8507-02 | One Light Outdoor Wall Lantern | The Classico outdoor lighting collection by Sea Gull Lighting is a time honored standard. Its traditional styling harkens back to charming coach lights and has remained a staple of exterior home décor for years. Offered in a Polished Brass or Black finish, both with Clear Beveled glass, the best visual aesthetics are achieved when paired with clear bulbs. The assortment includes small, medium and large one-light outdoor wall lanterns, a one-light outdoor pendant which can be converted into a semi-flush ceiling fixture, and a one-light outdoor post lantern. Most of the fixtures easily convert to LED by purchasing LED replacement lamps sold separately. | OUTDOOR | Classico | Outdoor Lighting | Polished Brass | 2 | Brass | Clear Beveled Glass |  |  |  | 1 Medium A19 100w |  | 1 | No | [14 empty] | 0 | [12 empty] | 52.48 | 104.96 | 157.44 | W:5 3/4'' H:10 1/2'' E:5 3/4'' | 2.2 |  |  | 5.75 | 10.5 | Cap Nuts |  |  |  |  | 5.75 |  | No |  | No | [21 empty] | DP:3/4'' W:4 3/4'' H:5 9/16'' OB UP:7 1/4'' OB DOWN:3 1/4'' |  |  |  | 6.5 |  |  | N/A | Hardwired | 0 | 0 | 0 | 0 | 1 | 0 | 0 | 1 | 0 | 0 | 0 | 785652850721 | 6.75 | 6.5 | 11.25 | 2.75 | 0.286 | 100 | Yes | 2 | 10785652850728 | 13.75 | 7.25 | 12.5 | 6.2 | 0.721 | Yes | UL Wet | cUL Wet | CLASSICO 1L LANTERN-02 | One Light Outdoor Wall Lantern |  | 8507-02.jpg | 8507.jpg
8507-12 | One Light Outdoor Wall Lantern | The Classico outdoor lighting collection by Sea Gull Lighting is a time honored standard. Its traditional styling harkens back to charming coach lights and has remained a staple of exterior home décor for years. Offered in a Polished Brass or Black finish, both with Clear Beveled glass, the best visual aesthetics are achieved when paired with clear bulbs. The assortment includes small, medium and large one-light outdoor wall lanterns, a one-light outdoor pendant which can be converted into a semi-flush ceiling fixture, and a one-light outdoor post lantern. Most of the fixtures easily convert to LED by purchasing LED replacement lamps sold separately. | OUTDOOR | Classico | Outdoor Lighting | Black | 12 | Brass | Clear Beveled Glass |  |  |  | 1 Medium A19 100w |  | 1 | No | [14 empty] | 0 | [12 empty] | 44.98 | 89.96 | 134.94 | W:5 3/4'' H:10 1/2'' E:5 3/4'' | 2.2 |  |  | 5.75 | 10.5 | Cap Nuts |  |  |  |  | 5.75 |  | No |  | No | [21 empty] | DP:3/4'' W:4 3/4'' H:5 9/16'' OB UP:7 1/4'' OB DOWN:3 1/4'' |  |  |  | 6.5 |  |  | N/A | Hardwired | 0 | 0 | 0 | 0 | 1 | 0 | 0 | 1 | 0 | 0 | 0 | 785652158933 | 6.5 | 6.5 | 11.25 | 2.6 | 0.275 | 100 | Yes | 2 | 10785652158930 | 14 | 7.25 | 12.5 | 5.8 | 0.734 | Yes | UL Wet | cUL Wet | CLASSICO 1L LANTERN-12 | One Light Outdoor Wall Lantern |  | 8507-12.png | 8507.jpg
8509-02 | One Light Outdoor Wall Lantern | The Classico outdoor lighting collection by Sea Gull Lighting is a time honored standard. Its traditional styling harkens back to charming coach lights and has remained a staple of exterior home décor for years. Offered in a Polished Brass or Black finish, both with Clear Beveled glass, the best visual aesthetics are achieved when paired with clear bulbs. The assortment includes small, medium and large one-light outdoor wall lanterns, a one-light outdoor pendant which can be converted into a semi-flush ceiling fixture, and a one-light outdoor post lantern. Most of the fixtures easily convert to LED by purchasing LED replacement lamps sold separately. | OUTDOOR | Classico | Outdoor Lighting | Polished Brass | 2 | Brass | Clear Beveled Glass |  |  |  | 1 Medium A19 100w |  | 1 | No | [14 empty] | 0 | [12 empty] | 55.48 | 110.96 | 166.44 | W:7'' H:12 1/4'' E:7 1/4'' | 3.3 |  |  | 7 | 12.25 | Cap Nuts |  |  |  |  | 7.25 |  | No |  | No | [21 empty] | W:4 3/4'' H:5 1/2'' OB UP:3 1/4'' OB DOWN:9'' |  |  |  | 6.5 |  |  | N/A | Hardwired | 0 | 0 | 0 | 0 | 1 | 0 | 0 | 1 | 0 | 0 | 0 | 785652850929 | 8.25 | 8.5 | 14.25 | 4.1 | 0.578 | 125 | Yes | 2 | 10785652850926 | 19 | 10.5 | 17 | 10 | 1.963 | Yes | UL Wet | cUL Wet | CLASSICO 1L LANTERN-02 | One Light Outdoor Wall Lantern |  | 8509-02.jpg | 8509.jpg
8509-12 | One Light Outdoor Wall Lantern | The Classico outdoor lighting collection by Sea Gull Lighting is a time honored standard. Its traditional styling harkens back to charming coach lights and has remained a staple of exterior home décor for years. Offered in a Polished Brass or Black finish, both with Clear Beveled glass, the best visual aesthetics are achieved when paired with clear bulbs. The assortment includes small, medium and large one-light outdoor wall lanterns, a one-light outdoor pendant which can be converted into a semi-flush ceiling fixture, and a one-light outdoor post lantern. Most of the fixtures easily convert to LED by purchasing LED replacement lamps sold separately. | OUTDOOR | Classico | Outdoor Lighting | Black | 12 | Brass | Clear Beveled Glass |  |  |  | 1 Medium A19 100w |  | 1 | No | [14 empty] | 0 | [12 empty] | 47.48 | 94.96 | 142.44 | W:7'' H:12 1/4'' E:7 1/4'' | 3.3 |  |  | 7 | 12.25 | Cap Nuts |  |  |  |  | 7.25 |  | No |  | No | [21 empty] | W:4 3/4'' H:5 1/2'' OB UP:3 1/4'' OB DOWN:9'' |  |  |  | 6.5 |  |  | N/A | Hardwired | 0 | 0 | 0 | 0 | 1 | 0 | 0 | 1 | 0 | 0 | 0 | 785652158940 | 8 | 8.75 | 14 | 4.1 | 0.567 | 125 | Yes | 2 | 10785652158947 | 16.375 | 9 | 15 | 9.2 | 1.279 | Yes | UL Wet | cUL Wet | CLASSICO 1L LANTERN-12 | One Light Outdoor Wall Lantern |  | 8509-12.png | 8509.jpg
8510-02 | One Light Outdoor Wall Lantern | The Classico outdoor lighting collection by Sea Gull Lighting is a time honored standard. Its traditional styling harkens back to charming coach lights and has remained a staple of exterior home décor for years. Offered in a Polished Brass or Black finish, both with Clear Beveled glass, the best visual aesthetics are achieved when paired with clear bulbs. The assortment includes small, medium and large one-light outdoor wall lanterns, a one-light outdoor pendant which can be converted into a semi-flush ceiling fixture, and a one-light outdoor post lantern. Most of the fixtures easily convert to LED by purchasing LED replacement lamps sold separately. | OUTDOOR | Classico | Outdoor Lighting | Polished Brass | 2 | Brass | Clear Beveled Glass |  |  |  | 1 Medium A19 100w |  | 1 | No | [14 empty] | 0 | [12 empty] | 69.48 | 138.96 | 208.44 | W:7'' H:25 1/2'' E:7'' | 4.3 |  |  | 7 | 25.5 | Cap Nuts |  |  |  |  | 7 |  | No |  | No | [21 empty] | W:4 3/4'' H:5 1/2'' OB UP:15'' OB DOWN:10 1/2'' |  |  |  | 6.5 |  |  | N/A | Hardwired | 0 | 0 | 0 | 0 | 1 | 0 | 0 | 1 | 0 | 0 | 0 | 785652851025 | 8.5 | 8.5 | 14.75 | 5.45 | 0.617 | 100 | Yes | [8 empty] | UL Wet | cUL Wet | CLASSICO 1L LANTERN-02 | One Light Outdoor Wall Lantern |  | 8510-02.jpg | 8510.jpg
8510-12 | One Light Outdoor Wall Lantern | The Classico outdoor lighting collection by Sea Gull Lighting is a time honored standard. Its traditional styling harkens back to charming coach lights and has remained a staple of exterior home décor for years. Offered in a Polished Brass or Black finish, both with Clear Beveled glass, the best visual aesthetics are achieved when paired with clear bulbs. The assortment includes small, medium and large one-light outdoor wall lanterns, a one-light outdoor pendant which can be converted into a semi-flush ceiling fixture, and a one-light outdoor post lantern. Most of the fixtures easily convert to LED by purchasing LED replacement lamps sold separately. | OUTDOOR | Classico | Outdoor Lighting | Black | 12 | Brass | Clear Beveled Glass |  |  |  | 1 Medium A19 100w |  | 1 | No | [14 empty] | 0 | [12 empty] | 57.48 | 114.96 | 172.44 | W:7'' H:25 1/2'' E:7'' |  |  |  | 7 | 25.5 | Cap Nuts |  |  |  |  | 7 |  | No |  | No | [21 empty] | W:4 3/4'' H:5 1/2'' OB UP:15'' OB DOWN:10 1/2'' |  |  |  | 6.5 |  |  | N/A | Hardwired | 0 | 0 | 0 | 0 | 1 | 0 | 0 | 1 | 0 | 0 | 0 | 785652158957 | 8.25 | 8 | 15.25 | 4.4 | 0.582 | 125 | Yes | [8 empty] | UL Wet | cUL Wet | CLASSICO 1L LANTERN-12 | One Light Outdoor Wall Lantern |  | 8510-12.png | 8510.jpg
8513-71 | One Light Outdoor Wall Lantern | The Prairie outdoor lighting collection by Sea Gull Lighting embodies a timeless Arts and Crafts design, whose linear, geometric detailing can add distinction to homes of any kind. The combination of the Antique Bronze finish with Champagne glass creates a warm, inviting aesthetic. These fixtures are available in incandescent and ENERGY STAR-qualified LED lamping versions, and most can easily convert to LED by purchasing LED replacement lamps sold separately. | OUTDOOR | Prairie Statement | Outdoor Lighting | Antique Bronze | 71 | Brass | Champagne Glass | W:7" H:8.375" |  |  | 1 Medium A19 150w |  | 1 | No | [14 empty] | 0 | [12 empty] | 168 | 336 | 504 | W:10'' H:16 1/2'' E:10 3/4'' | 8 |  |  | 10 | 16.5 | Cap Nuts |  |  |  |  | 10.75 |  | No |  | No | [21 empty] | DP:3/4'' W:6 3/8'' H:7 1/4'' OB UP:5 3/4'' OB DOWN:10 3/4'' Rectangular |  |  |  | 6.5 |  |  |  | Hardwired | 0 | 0 | 0 | 0 | 1 | 0 | 0 | 1 | 0 | 0 | 0 | 785652851315 | 12.5 | 12.5 | 20 | 10.05 | 1.808 | 175 | Yes | [9 empty] | cETL Wet | PRAIRIE 1L LANTERN-71 | One Light Outdoor Wall Lantern |  | 8513-71.jpg | 8513.jpg
8513EN3-71 | One Light Outdoor Wall Lantern | The Prairie outdoor lighting collection by Sea Gull Lighting embodies a timeless Arts and Crafts design, whose linear, geometric detailing can add distinction to homes of any kind. The combination of the Antique Bronze finish with Champagne glass creates a warm, inviting aesthetic. These fixtures are available in incandescent and ENERGY STAR-qualified LED lamping versions, and most can easily convert to LED by purchasing LED replacement lamps sold separately. | OUTDOOR | Prairie Statement | Outdoor Lighting | Antique Bronze | 71 | Brass | Champagne Glass | W:7" H:8.375" |  |  | 1 Medium A19 9.3w |  | 1 | Yes | [14 empty] | 0 | [12 empty] | 171 | 342 | 513 | W:10'' H:16 1/2'' E:10 3/4'' | 8 |  |  | 10 | 16.5 | Cap Nuts |  |  |  |  | 10.75 |  | No |  | No | [21 empty] | DP:3/4'' W:6 3/8'' H:7 1/4'' OB UP:5 3/4'' OB DOWN:10 3/4'' Rectangular |  |  |  | 6.5 | Black/White |  | N/A | Hardwired | 0 | 0 | 0 | 1 | 1 | 0 | 0 | 0 | 0 | 0 | 0 | 785652052965 | 12.5 | 12.5 | 20 | 10.05 | 1.808 | 175 | Yes | [8 empty] | ETL Wet | cETL Wet | PRAIRIE 1L LANTERN-71 | One Light Outdoor Wall Lantern |  | 8513EN3-71.jpg | 8513.jpg
8514201-12 | Small One Light Outdoor Wall Lantern | The Perrywood outdoor collection embodies all of the elements that make this exterior light a true classic: timeless styling, balanced proportions, versatile finish and rock solid construction. This traditional design features super trendy “water glass," a textured black powder-coated finish, and it’s built from cast aluminum for years of performance. Available in a Black finish. All fixtures are available as ENERGY STAR®-qualified and California Title 24 compliant. | OUTDOOR | Perrywood | Outdoor Lighting | Black | 12 | Cast Aluminum | Water Glass | D:6.625" H:7" |  |  | 1 Medium A19 75w |  | 1 | No | [14 empty] | 0 | [12 empty] | 74.95 | 149.9 | 224.85 | W:7 7/8'' H:15'' E:9 1/4'' | 4.1 |  |  | 7.875 | 15 | Cap Nuts |  |  |  |  | 9.25 |  | No |  | No | [21 empty] | DP:1 1/4'' W:5'' H:8 1/4'' OB UP:6 7/8'' Oval |  |  |  | 6.5 | Black/White |  |  | Hardwired | 0 | 0 | 0 | 0 | 1 | 0 | 0 | 1 | 0 | 0 | 0 | 785652070235 | 17.25 | 13.25 | 11.75 | 5 | 1.554 | 250 | Yes | [9 empty] | cETL Wet | PERRYWOOD 1L SM LANTERN-12 | Small One Light Outdoor Wall Lantern |  | 8514201-12.jpg | 8514201.jpg
8514201EN3-12 | Small One Light Outdoor Wall Lantern | The Perrywood outdoor collection embodies all of the elements that make this exterior light a true classic: timeless styling, balanced proportions, versatile finish and rock solid construction. This traditional design features super trendy “water glass," a textured black powder-coated finish, and it’s built from cast aluminum for years of performance. Available in a Black finish. All fixtures are available as ENERGY STAR®-qualified and California Title 24 compliant. | OUTDOOR | Perrywood | Outdoor Lighting | Black | 12 | Cast Aluminum | Water Glass | D:6.625" H:7" |  |  | 1 Medium A19 9.3w |  | 1 | Yes | [14 empty] | 0 | [12 empty] | 84.48 | 168.96 | 253.44 | W:7 7/8'' H:15'' E:9 1/4'' | 4.1 |  |  | 7.875 | 15 | Cap Nuts |  |  |  |  | 9.25 |  | No |  | No | [21 empty] | DP:1 1/4'' W:5'' H:8 1/4'' OB UP:6 7/8'' Oval |  |  |  | 6.5 | Black/White |  |  | Hardwired | 0 | 0 | 0 | 1 | 1 | 0 | 0 | 0 | 0 | 0 | 0 | 785652071911 | 17.25 | 13.25 | 11.75 | 5 | 1.554 | 250 | Yes | [9 empty] | cETL Wet | PERRYWOOD 1L LED SM LANTERN-12 | Small One Light Outdoor Wall Lantern |  | 8514201EN3-12.jpg | 8514201EN3.jpg
8517097S-12 | Small LED Outdoor Wall Lantern | The LED functionality from the Ormsby outdoor collection by Sea Gull Lighting brings modern technology to a traditional style. The sophisticated Antique Bronze or Black panels on this design will be sure to bring a classic touch outdoors. Featuring a lantern-style shape in two finishes and made from die-cast aluminum, this outdoor fixture is able to withstand extreme weather conditions. Low profile, energy efficient LED-driven light shines downward along its open decorative cage, and optional glass panels are also included and may be installed if that look is preferred. The assortment includes an LED outdoor pendant, a large LED outdoor wall lantern, and a small LED outdoor wall lantern. All fixtures are California Title 24 compliant. | OUTDOOR | Ormsby | Outdoor Lighting | Black | 12 | Die Cast Aluminum | Etched / White Inside Glass | W:2" H:7.625" |  |  |  |  | 1 | No | 1000 | 2700 | 90 | 14 | 120 | 19 - Integrated | MODS - Modules |  | 10 | 100 | LED | 14 | 14 | 50000 | 0 | [12 empty] | 64 | 128 | 192 | W:7 1/4'' H:12 1/4'' E:7 1/2'' |  |  |  | 7.25 | 12.25 | Cap Nuts |  |  |  |  | 7.5 |  | No |  | No | [21 empty] | DP:7/8'' W:4 3/4'' H:7 1/4'' OB UP:2 3/4'' OB DOWN:9 1/2'' |  |  |  | 6.5 | Black/White |  |  | Hardwired | 0 | 0 | 0 | 0 | 1 | 0 | 0 | 0 | 0 | 0 | 0 | 785652063572 | 16.5 | 10.75 | 10.75 | 4.7 | 1.103 | 175 | Yes | [9 empty] | cETL Damp | ORMSBY LED SM WALL LANTERN-12 | Small LED Outdoor Wall Lantern |  | 8517091S-12.jpg | 8517091S.jpg
8518301-04 | Small One Light Outdoor Wall Lantern | Alban has modern charm with a minimalist twist. Etched Opal Glass shades bring simplicity to any outdoor living space – whether it be a covered porch, deck, patio or walkway. This Modern outdoor wall fixture features a sturdy cast aluminum construction, two finish options and Opal Etched cylindrical or square glass shades. | OUTDOOR | Alban | Outdoor Lighting | Satin Aluminum | 4 | Aluminum | Etched Opal Glass | D:3" H:12" |  |  | 1 Medium T10 60w |  | 1 | No | [14 empty] | 0 | [12 empty] | 49.98 | 99.96 | 149.94 | W:4 1/2'' H:14'' E:4 1/4'' | 2.31 |  |  | 4.5 | 14 | Screw(s) |  |  |  |  | 4.25 |  | No |  | No | [21 empty] | DP:5/8'' W:4 1/2'' H:14'' OB UP:7'' Rectangular |  |  |  | 6.5 | Black/White |  |  | Hardwired | 0 | 0 | 0 | 0 | 1 | 0 | 0 | 1 | 0 | 0 | 0 | 785652071102 | 18.125 | 7.125 | 7 | 3.6 | 0.523 | 125 | Yes | [9 empty] | cETL Wet | ALBAN 1L SM RD GL LANTERN-04 | Small One Light Outdoor Wall Lantern |  | 8518301-04.jpg | 8518301.jpg
8518301-71 | Small One Light Outdoor Wall Lantern | Alban has modern charm with a minimalist twist. Etched Opal Glass shades bring simplicity to any outdoor living space – whether it be a covered porch, deck, patio or walkway. This Modern outdoor wall fixture features a sturdy cast aluminum construction, two finish options and Opal Etched cylindrical or square glass shades. | OUTDOOR | Alban | Outdoor Lighting | Antique Bronze | 71 | Aluminum | Etched Opal Glass | D:3" H:12" |  |  | 1 Medium T10 60w |  | 1 | No | [14 empty] | 0 | [12 empty] | 49.98 | 99.96 | 149.94 | W:4 1/2'' H:14'' E:4 1/4'' | 2.31 |  |  | 4.5 | 14 | Screw(s) |  |  |  |  | 4.25 |  | No |  | No | [21 empty] | DP:5/8'' W:4 1/2'' H:14'' OB UP:7'' Rectangular |  |  |  | 6.5 | Black/White |  |  | Hardwired | 0 | 0 | 0 | 0 | 1 | 0 | 0 | 1 | 0 | 0 | 0 | 785652071119 | 18.125 | 7.125 | 7 | 3.5 | 0.523 | 125 | Yes | [9 empty] | cETL Wet | ALBAN 1L SM RD GL LANTERN-71 | Small One Light Outdoor Wall Lantern |  | 8518301-71.jpg | 8518301.jpg
8518301EN3-04 | Small One Light Outdoor Wall Lantern | Alban has modern charm with a minimalist twist. Etched Opal Glass shades bring simplicity to any outdoor living space – whether it be a covered porch, deck, patio or walkway. This Modern outdoor wall fixture features a sturdy cast aluminum construction, two finish options and Opal Etched cylindrical or square glass shades. | OUTDOOR | Alban | Outdoor Lighting | Satin Aluminum | 4 | Aluminum | Etched Opal Glass | D:3" H:12" |  |  | 1 Medium A19 9.3w |  | 1 | Yes | [14 empty] | 0 | [12 empty] | 55.48 | 110.96 | 166.44 | W:4 1/2'' H:14'' E:4 1/4'' | 2.31 |  |  | 4.5 | 14 | Screw(s) |  |  |  |  | 4.25 |  | No |  | No | [21 empty] | DP:5/8'' W:4 1/2'' H:14'' OB UP:7'' Rectangular |  |  |  | 6.5 | Black/White |  |  | Hardwired | 0 | 0 | 0 | 1 | 1 | 0 | 0 | 0 | 0 | 0 | 0 | 785652072888 | 18.125 | 7.125 | 7 | 3.6 | 0.523 | 125 | Yes | [9 empty] | cETL Wet | ALBAN 1L LED SM RD GL LNTRN-04 | Small One Light Outdoor Wall Lantern |  | 8518301EN3-04.jpg | 8518301EN3.jpg
8518301EN3-71 | Small One Light Outdoor Wall Lantern | Alban has modern charm with a minimalist twist. Etched Opal Glass shades bring simplicity to any outdoor living space – whether it be a covered porch, deck, patio or walkway. This Modern outdoor wall fixture features a sturdy cast aluminum construction, two finish options and Opal Etched cylindrical or square glass shades. | OUTDOOR | Alban | Outdoor Lighting | Antique Bronze | 71 | Aluminum | Etched Opal Glass | D:3" H:12" |  |  | 1 Medium A19 9.3w |  | 1 | Yes | [14 empty] | 0 | [12 empty] | 55.48 | 110.96 | 166.44 | W:4 1/2'' H:14'' E:4 1/4'' | 2.31 |  |  | 4.5 | 14 | Screw(s) |  |  |  |  | 4.25 |  | No |  | No | [21 empty] | DP:5/8'' W:4 1/2'' H:14'' OB UP:7'' Rectangular |  |  |  | 6.5 | Black/White |  |  | Hardwired | 0 | 0 | 0 | 1 | 1 | 0 | 0 | 0 | 0 | 0 | 0 | 785652072895 | 18.125 | 7.125 | 7 | 3.5 | 0.523 | 125 | Yes | [9 empty] | cETL Wet | ALBAN 1L LED SM RD GL LNTRN-71 | Small One Light Outdoor Wall Lantern |  | 8518301EN3-71.jpg | 8518301EN3.jpg
8519301-12 | Small One Light Outdoor Wall Lantern |  | OUTDOOR | Eddington | Outdoor Lighting | Black | 12 | Aluminum | Cased Opal Etched Glass | D:4.5" H:5.375" |  |  | 1 Medium A19 60w |  | 1 | No | [14 empty] | 0 | [12 empty] | 49.5 | 99 | 148.5 | W:6'' H:11 7/8'' E:8'' |  |  |  | 6 | 11.875 | Cap Nuts |  |  |  |  | 8 |  | No |  | No | [21 empty] | DP:1'' W:5'' H:7'' OB UP:7 1/8'' Rectangular |  |  |  | 6.5 | Black/White |  |  | Hardwired | 0 | 0 | 0 | 0 | 1 | 0 | 0 | 1 | 0 | 0 | 0 | 785652077142 | 13.5 | 10 | 8.5 | 3.1 | 0.664 | 175 | Yes | [9 empty] | cETL Wet | EDDINGTON 1L LANTERN-12 | Small One Light Outdoor Wall Lantern |  | 8519301-12.jpg | 8519301.jpg
8519301-71 | Small One Light Outdoor Wall Lantern |  | OUTDOOR | Eddington | Outdoor Lighting | Antique Bronze | 71 | Aluminum | Cased Opal Etched Glass | D:4.5" H:5.375" |  |  | 1 Medium A19 60w |  | 1 | No | [14 empty] | 0 | [12 empty] | 49.5 | 99 | 148.5 | W:6'' H:11 7/8'' E:8'' |  |  |  | 6 | 11.875 | Cap Nuts |  |  |  |  | 8 |  | No |  | No | [21 empty] | DP:1'' W:5'' H:7'' OB UP:7 1/8'' Rectangular |  |  |  | 6.5 | Black/White |  |  | Hardwired | 0 | 0 | 0 | 0 | 1 | 0 | 0 | 1 | 0 | 0 | 0 | 785652077159 | [16 empty] | cETL Wet | EDDINGTON 1L LANTERN-71 | Small One Light Outdoor Wall Lantern |  | 8519301-71.jpg | 8519301.jpg
8519301EN3-12 | Small One Light Outdoor Wall Lantern |  | OUTDOOR | Eddington | Outdoor Lighting | Black | 12 | Aluminum | Cased Opal Etched Glass | D:4.5" H:5.375" |  |  | 1 Medium A19 9.3w |  | 1 | Yes | [14 empty] | 0 | [12 empty] | 54.5 | 109 | 163.5 | W:6'' H:11 7/8'' E:8'' |  |  |  | 6 | 11.875 | Cap Nuts |  |  |  |  | 8 |  | No |  | No | [21 empty] | DP:1'' W:5'' H:7'' OB UP:7 1/8'' Rectangular |  |  |  | 6.5 | Black/White |  |  | Hardwired | 0 | 0 | 0 | 1 | 1 | 0 | 0 | 0 | 0 | 0 | 0 | 785652080739 | [16 empty] | cETL Wet | EDDINGTON 1L LANTERN-12 | Small One Light Outdoor Wall Lantern |  | 8519301EN3-12.jpg | 8519301EN3.jpg
8519301EN3-71 | Small One Light Outdoor Wall Lantern |  | OUTDOOR | Eddington | Outdoor Lighting | Antique Bronze | 71 | Aluminum | Cased Opal Etched Glass | D:4.5" H:5.375" |  |  | 1 Medium A19 9.3w |  | 1 | Yes | [14 empty] | 0 | [12 empty] | 54.5 | 109 | 163.5 | W:6'' H:11 7/8'' E:8'' |  |  |  | 6 | 11.875 | Cap Nuts |  |  |  |  | 8 |  | No |  | No | [21 empty] | DP:1'' W:5'' H:7'' OB UP:7 1/8'' Rectangular |  |  |  | 6.5 | Black/White |  |  | Hardwired | 0 | 0 | 0 | 1 | 1 | 0 | 0 | 0 | 0 | 0 | 0 | 785652080746 | [16 empty] | cETL Wet | EDDINGTON 1L LANTERN-71 | Small One Light Outdoor Wall Lantern |  | 8519301EN3-71.jpg | 8519301EN3.jpg
8519601-12 | Small One Light Outdoor Wall Lantern | Bring your style statement outside with the Melito Collection. A decorative external cutout pattern that plays well with any outdoor space. Pockets of light escape, creating dramatic patterns of light and shadow. The proprietary StoneStrong composite material provides strong and rust-free exterior built to last in any outside environment, including coastal, dry, and harsh winter or summer climates. StoneStrong is also backed by a robust warranty. Available in Black and Weathered Copper finishes. Choose from a variety of sizes to adapt a broad range of outdoor settings. The Melito Collection is beautifully framed with graceful intersecting lines that brings an artistic flair to exterior lighting. | OUTDOOR | Melito | Outdoor Lighting | Black | 12 | StoneStrong | Satin Etched Glass | W:4.75" H:8.25" |  |  | 1 Medium A19 75w |  | 1 | No | [14 empty] | 0 | [12 empty] | 57.45 | 114.9 | 172.35 | W:6'' H:9'' E:5'' | 3.1 |  |  | 6 | 9 | Screw(s) |  |  |  |  | 5 |  | No |  | No | [21 empty] | DP:7/8'' W:4 5/8'' H:5 1/2'' OB UP:3 3/4'' Rectangular |  |  |  | 6.5 | Black/White |  |  | Hardwired | 0 | 0 | 0 | 0 | 1 | 0 | 0 | 1 | 0 | 0 | 0 | 785652056499 | 12.25 | 10.25 | 9.25 | 4 | 0.672 | 125 | Yes | [9 empty] | cETL Wet | MELITO 1L WALL LANTERN-12 | Small One Light Outdoor Wall Lantern |  | 8519601-12.png | 8519601.jpg
8519601-44 | Small One Light Outdoor Wall Lantern | Bring your style statement outside with the Melito Collection. A decorative external cutout pattern that plays well with any outdoor space. Pockets of light escape, creating dramatic patterns of light and shadow. The proprietary StoneStrong composite material provides strong and rust-free exterior built to last in any outside environment, including coastal, dry, and harsh winter or summer climates. StoneStrong is also backed by a robust warranty. Available in Black and Weathered Copper finishes. Choose from a variety of sizes to adapt a broad range of outdoor settings. The Melito Collection is beautifully framed with graceful intersecting lines that brings an artistic flair to exterior lighting. | OUTDOOR | Melito | Outdoor Lighting | Weathered Copper | 44 | StoneStrong | Satin Etched Glass | W:4.75" H:8.25" |  |  | 1 Medium A19 75w |  | 1 | No | [14 empty] | 0 | [12 empty] | 57.45 | 114.9 | 172.35 | W:6'' H:9'' E:5'' | 3.1 |  |  | 6 | 9 | Screw(s) |  |  |  |  | 5 |  | No |  | No | [21 empty] | DP:7/8'' W:4 5/8'' H:5 1/2'' OB UP:3 3/4'' Rectangular |  |  |  | 6.5 | Black/White |  |  | Hardwired | 0 | 0 | 0 | 0 | 1 | 0 | 0 | 1 | 0 | 0 | 0 | 785652056505 | 12.25 | 10.25 | 9.25 | 4 | 0.672 | 125 | Yes | [9 empty] | cETL Wet | MELITO 1L WALL LANTERN-44 | Small One Light Outdoor Wall Lantern |  | 8519601-44.png | 8519601.jpg
8519601EN3-12 | Small One Light Outdoor Wall Lantern | Bring your style statement outside with the Melito Collection. A decorative external cutout pattern that plays well with any outdoor space. Pockets of light escape, creating dramatic patterns of light and shadow. The proprietary StoneStrong composite material provides strong and rust-free exterior built to last in any outside environment, including coastal, dry, and harsh winter or summer climates. StoneStrong is also backed by a robust warranty. Available in Black and Weathered Copper finishes. Choose from a variety of sizes to adapt a broad range of outdoor settings. The Melito Collection is beautifully framed with graceful intersecting lines that brings an artistic flair to exterior lighting. | OUTDOOR | Melito | Outdoor Lighting | Black | 12 | StoneStrong | Satin Etched Glass | W:4.75" H:8.25" |  |  | 1 Medium A19 9.3w |  | 1 | Yes | [14 empty] | 0 | [12 empty] | 63.45 | 126.9 | 190.35 | W:6'' H:9'' E:5'' | 3.1 |  |  | 6 | 9 | Screw(s) |  |  |  |  | 5 |  | No |  | No | [21 empty] | DP:7/8'' W:4 5/8'' H:5 1/2'' OB UP:3 3/4'' Rectangular |  |  |  | 6.5 | Black/White |  |  | Hardwired | 0 | 0 | 0 | 1 | 1 | 0 | 0 | 0 | 0 | 0 | 0 | 785652056888 | 12.25 | 10.25 | 9.25 | 4 | 0.672 | 125 | Yes | 1 | 10785652056885 | [7 empty] | cETL Wet | MELITO 1L WALL LANTERN-12 | Small One Light Outdoor Wall Lantern |  | 8519601EN3-12.png | 8519601EN3.jpg
8519601EN3-44 | Small One Light Outdoor Wall Lantern | Bring your style statement outside with the Melito Collection. A decorative external cutout pattern that plays well with any outdoor space. Pockets of light escape, creating dramatic patterns of light and shadow. The proprietary StoneStrong composite material provides strong and rust-free exterior built to last in any outside environment, including coastal, dry, and harsh winter or summer climates. StoneStrong is also backed by a robust warranty. Available in Black and Weathered Copper finishes. Choose from a variety of sizes to adapt a broad range of outdoor settings. The Melito Collection is beautifully framed with graceful intersecting lines that brings an artistic flair to exterior lighting. | OUTDOOR | Melito | Outdoor Lighting | Weathered Copper | 44 | StoneStrong | Satin Etched Glass | W:4.75" H:8.25" |  |  | 1 Medium A19 9.3w |  | 1 | Yes | [14 empty] | 0 | [12 empty] | 63.45 | 126.9 | 190.35 | W:6'' H:9'' E:5'' | 3.1 |  |  | 6 | 9 | Screw(s) |  |  |  |  | 5 |  | No |  | No | [21 empty] | DP:7/8'' W:4 5/8'' H:5 1/2'' OB UP:3 3/4'' Rectangular |  |  |  | 6.5 | Black/White |  |  | Hardwired | 0 | 0 | 0 | 1 | 1 | 0 | 0 | 0 | 0 | 0 | 0 | 785652056895 | 12.25 | 10.25 | 9.25 | 4 | 0.672 | 125 | Yes | 4 | 10785652056892 | 12.25 | 10.25 | 9.25 | 4 | 0.672 | Yes |  | cETL Wet | MELITO 1L WALL LANTERN-44 | Small One Light Outdoor Wall Lantern |  | 8519601EN3-44.png | 8519601EN3.jpg
85200-12 | One Light Outdoor Wall Lantern | The Wynfield collection by Sea Gull Lighting complements classical home designs with its soft curves and colonial accents. A Black Powdercoat finish over a durable cast aluminum body adds dependable quality to an enduring style. Either Frosted glass or Clear Beveled glass give the fixtures distinct appeal. The assortment includes small, medium and large one-light outdoor wall lanterns, a two-light outdoor wall lantern, a two-light, outdoor post lantern and a two-light outdoor ceiling flush mount. The fixtures with Frosted glass are also available in an ENERGY STAR-qualified LED version, and the one-light fixtures with Clear Beveled glass can easily convert to LED by purchasing LED replacement lamps sold separately. | OUTDOOR | Wynfield | Outdoor Lighting | Black | 12 | Die Cast Aluminum | Clear Beveled Glass |  |  |  | 1 Medium A19 100w |  | 1 | No | [14 empty] | 0 | [12 empty] | 28.48 | 56.96 | 85.44 | W:6'' H:9 3/4'' E:6 3/4'' | 3 |  |  | 6 | 9.75 | Cap Nuts |  |  |  |  | 6.75 |  | No |  | No | [21 empty] | DP:3/4'' W:5'' H:5'' OB UP:2 1/2'' OB DOWN:7 1/2'' |  |  |  | 6.5 |  |  | N/A | Hardwired | 0 | 0 | 0 | 0 | 1 | 0 | 0 | 1 | 0 | 0 | 0 | 785652852008 | 9 | 9 | 12.5 | 3.8 | 0.586 | 125 | Yes | [9 empty] | cETL Wet | WYNFIELD 1L LANTERN-12 | One Light Outdoor Wall Lantern |  | 85200-12.jpg | 85200.jpg
8520701-04 | Small One Light Outdoor Wall Lantern | Alban has modern charm with a minimalist twist. Etched Opal Glass shades bring simplicity to any outdoor living space – whether it be a covered porch, deck, patio or walkway. This Modern outdoor wall fixture features a sturdy cast aluminum construction, two finish options and Opal Etched cylindrical or square glass shades. | OUTDOOR | Alban | Outdoor Lighting | Satin Aluminum | 4 | Aluminum | Etched Opal Glass | L:2.875" W:2.875" H:12" |  |  | 1 Medium T10 60w |  | 1 | No | [14 empty] | 0 | [12 empty] | 49.98 | 99.96 | 149.94 | W:4 1/2'' H:14'' E:4 1/8'' | 3.3 |  |  | 4.5 | 14 | Screw(s) |  |  |  |  | 4.125 |  | No |  | No | [21 empty] | DP:5/8'' W:4 1/2'' H:14'' OB UP:7'' Rectangular |  |  |  | 6.5 | Black/White |  |  | Hardwired | 0 | 0 | 0 | 0 | 1 | 0 | 0 | 1 | 0 | 0 | 0 | 785652071140 | 18.25 | 7.25 | 7.25 | 3.8 | 0.555 | 125 | Yes | [9 empty] | cETL Wet | ALBAN 1L SM SQ GL LANTERN-04 | Small One Light Outdoor Wall Lantern |  | 8520701-04.jpg | 8520701.jpg
8520701-71 | Small One Light Outdoor Wall Lantern | Alban has modern charm with a minimalist twist. Etched Opal Glass shades bring simplicity to any outdoor living space – whether it be a covered porch, deck, patio or walkway. This Modern outdoor wall fixture features a sturdy cast aluminum construction, two finish options and Opal Etched cylindrical or square glass shades. | OUTDOOR | Alban | Outdoor Lighting | Antique Bronze | 71 | Aluminum | Etched Opal Glass | L:2.875" W:2.875" H:12" |  |  | 1 Medium T10 60w |  | 1 | No | [14 empty] | 0 | [12 empty] | 49.98 | 99.96 | 149.94 | W:4 1/2'' H:14'' E:4 1/8'' | 3.3 |  |  | 4.5 | 14 | Screw(s) |  |  |  |  | 4.125 |  | No |  | No | [21 empty] | DP:5/8'' W:4 1/2'' H:14'' OB UP:7'' Rectangular |  |  |  | 6.5 | Black/White |  |  | Hardwired | 0 | 0 | 0 | 0 | 1 | 0 | 0 | 1 | 0 | 0 | 0 | 785652071157 | 18.5 | 7.25 | 7.25 | 3.8 | 0.563 | 125 | Yes | [9 empty] | cETL Wet | ALBAN 1L SM SQ GL LANTERN-71 | Small One Light Outdoor Wall Lantern |  | 8520701-71.jpg | 8520701.jpg
8520701EN3-04 | Small One Light Outdoor Wall Lantern | Alban has modern charm with a minimalist twist. Etched Opal Glass shades bring simplicity to any outdoor living space – whether it be a covered porch, deck, patio or walkway. This Modern outdoor wall fixture features a sturdy cast aluminum construction, two finish options and Opal Etched cylindrical or square glass shades. | OUTDOOR | Alban | Outdoor Lighting | Satin Aluminum | 4 | Aluminum | Etched Opal Glass | L:2.875" W:2.875" H:12" |  |  | 1 Medium A19 9.3w |  | 1 | Yes | [14 empty] | 0 | [12 empty] | 55.48 | 110.96 | 166.44 | W:4 1/2'' H:14'' E:4 1/8'' | 3.3 |  |  | 4.5 | 14 | Screw(s) |  |  |  |  | 4.125 |  | No |  | No | [21 empty] | DP:5/8'' W:4 1/2'' H:14'' OB UP:7'' Rectangular |  |  |  | 6.5 | Black/White |  |  | Hardwired | 0 | 0 | 0 | 1 | 1 | 0 | 0 | 0 | 0 | 0 | 0 | 785652072925 | 18.25 | 7.25 | 7.25 | 3.8 | 0.555 | 125 | Yes | [9 empty] | cETL Wet | ALBAN 1L LED SM SQ GL LNTRN-04 | Small One Light Outdoor Wall Lantern |  | 8520701EN3-04.jpg | 8520701EN3.jpg
8520701EN3-71 | Small One Light Outdoor Wall Lantern | Alban has modern charm with a minimalist twist. Etched Opal Glass shades bring simplicity to any outdoor living space – whether it be a covered porch, deck, patio or walkway. This Modern outdoor wall fixture features a sturdy cast aluminum construction, two finish options and Opal Etched cylindrical or square glass shades. | OUTDOOR | Alban | Outdoor Lighting | Antique Bronze | 71 | Aluminum | Etched Opal Glass | L:2.875" W:2.875" H:12" |  |  | 1 Medium A19 9.3w |  | 1 | Yes | [14 empty] | 0 | [12 empty] | 55.48 | 110.96 | 166.44 | W:4 1/2'' H:14'' E:4 1/8'' | 3.3 |  |  | 4.5 | 14 | Screw(s) |  |  |  |  | 4.125 |  | No |  | No | [21 empty] | DP:5/8'' W:4 1/2'' H:14'' OB UP:7'' Rectangular |  |  |  | 6.5 | Black/White |  |  | Hardwired | 0 | 0 | 0 | 1 | 1 | 0 | 0 | 0 | 0 | 0 | 0 | 785652072932 | 18.5 | 7.25 | 7.25 | 3.8 | 0.563 | 125 | Yes | [9 empty] | cETL Wet | ALBAN 1L LED SM SQ GL LNTRN-71 | Small One Light Outdoor Wall Lantern |  | 8520701EN3-71.jpg | 8520701EN3.jpg
8524401-12 | One Light Outdoor Wall | The Sauganash outdoor lighting collection by Sea Gull Lighting has a distinct industrial inspiration with an external cage detail finished in either Antique Bronze or Black finishes over Clear Seeded or Etched Seeded glass shades to complete the look. The assortment includes small and large one-light outdoor wall lanterns (available in Dark Sky versions too), a one-light outdoor post lantern, a one-light outdoor pendant and a two-light outdoor ceiling flush mount. Both incandescent lamping and ENERGY STAR-qualified LED lamping are available. Most of these fixtures easily convert to LED by purchasing LED replacement lamps sold separately. | OUTDOOR | Sauganash | Outdoor Lighting | Black | 12 | Aluminum |  |  |  | Clear Seeded Glass | 1 Medium A19 100w |  | 1 | No | [14 empty] | 0 | [12 empty] | 93.95 | 187.9 | 281.85 | W:6'' H:12 1/4'' E:8'' | 3.4 |  |  | 6 | 12.25 | Universal Mounting Plate |  |  |  |  | 8 |  | No |  | No | [21 empty] | D:5'' DP:3/4'' OB UP:4 3/4'' OB DOWN:7 1/2'' Round |  |  |  | 8 | Black/White |  |  | Hardwired | 0 | 0 | 0 | 0 | 1 | 0 | 0 | 1 | 0 | 0 | 0 | 785652238161 | 14.5 | 11 | 9.5 | 4.2 | 0.877 | 175 | Yes | [9 empty] | cETL Wet | SAUGANASH 1L LANTERN-12 | One Light Outdoor Wall |  | 8524401-12.jpg | 8524401.jpg
8524401-71 | One Light Outdoor Wall | The Sauganash outdoor lighting collection by Sea Gull Lighting has a distinct industrial inspiration with an external cage detail finished in either Antique Bronze or Black finishes over Clear Seeded or Etched Seeded glass shades to complete the look. The assortment includes small and large one-light outdoor wall lanterns (available in Dark Sky versions too), a one-light outdoor post lantern, a one-light outdoor pendant and a two-light outdoor ceiling flush mount. Both incandescent lamping and ENERGY STAR-qualified LED lamping are available. Most of these fixtures easily convert to LED by purchasing LED replacement lamps sold separately. | OUTDOOR | Sauganash | Outdoor Lighting | Antique Bronze | 71 | Aluminum |  |  |  | Clear Seeded Glass | 1 Medium A19 100w |  | 1 | No | [14 empty] | 0 | [12 empty] | 100.95 | 201.9 | 302.85 | W:6'' H:12 1/4'' E:8'' | 3.4 |  |  | 6 | 12.25 | Universal Mounting Plate |  |  |  |  | 8 |  | No |  | No | [21 empty] | D:5'' DP:3/4'' OB UP:4 3/4'' OB DOWN:7 1/2'' Round |  |  |  | 8 | Black/White |  |  | Hardwired | 0 | 0 | 0 | 0 | 1 | 0 | 0 | 1 | 0 | 0 | 0 | 785652246036 | 14.5 | 11 | 9.5 | 4.2 | 0.877 | 175 | Yes | [9 empty] | cETL Wet | SAUGANASH 1L LANTERN-71 | One Light Outdoor Wall |  | 8524401-71.jpg | 8524401.jpg
8524451-12 | Small One Light Outdoor Wall Lantern | The Sauganash outdoor lighting collection by Sea Gull Lighting has a distinct industrial inspiration with an external cage detail finished in either Antique Bronze or Black finishes over Clear Seeded or Etched Seeded glass shades to complete the look. The assortment includes small and large one-light outdoor wall lanterns (available in Dark Sky versions too), a one-light outdoor post lantern, a one-light outdoor pendant and a two-light outdoor ceiling flush mount. Both incandescent lamping and ENERGY STAR-qualified LED lamping are available. Most of these fixtures easily convert to LED by purchasing LED replacement lamps sold separately. | OUTDOOR | Sauganash | Outdoor Lighting | Black | 12 | Aluminum | Etched Seeded Glass | D:4.34375" H:6.375" |  |  | 1 Medium A19 100w |  | 1 | No | [14 empty] | 0 | [12 empty] | 97.98 | 195.96 | 293.94 | W:6'' H:12 1/4'' E:8'' | 3.4 |  |  | 6 | 12.25 | Universal Mounting Plate |  |  |  |  | 8 |  | No |  | No | [21 empty] | D:5'' DP:3/4'' OB UP:4 3/4'' OB DOWN:7 1/2'' Round |  |  |  | 8 | Black/White |  |  | Hardwired | 0 | 0 | 0 | 0 | 1 | 0 | 0 | 1 | 0 | 0 | 0 | 785652109454 | 15 | 11.25 | 9.25 | 4 | 0.903 | 175 | Yes | [9 empty] | cETL Wet | SAUGANASH 1L LANTERN-12 | Small One Light Outdoor Wall Lantern |  | 8524451-12.jpg | 8524401.jpg
8524451-71 | Small One Light Outdoor Wall Lantern | The Sauganash outdoor lighting collection by Sea Gull Lighting has a distinct industrial inspiration with an external cage detail finished in either Antique Bronze or Black finishes over Clear Seeded or Etched Seeded glass shades to complete the look. The assortment includes small and large one-light outdoor wall lanterns (available in Dark Sky versions too), a one-light outdoor post lantern, a one-light outdoor pendant and a two-light outdoor ceiling flush mount. Both incandescent lamping and ENERGY STAR-qualified LED lamping are available. Most of these fixtures easily convert to LED by purchasing LED replacement lamps sold separately. | OUTDOOR | Sauganash | Outdoor Lighting | Antique Bronze | 71 | Aluminum | Etched Seeded Glass | D:4.34375" H:6.375" |  |  | 1 Medium A19 100w |  | 1 | No | [14 empty] | 0 | [12 empty] | 100.95 | 201.9 | 302.85 | W:6'' H:12 1/4'' E:8'' | 3.4 |  |  | 6 | 12.25 | Universal Mounting Plate |  |  |  |  | 8 |  | No |  | No | [21 empty] | D:5'' DP:3/4'' OB UP:4 3/4'' OB DOWN:7 1/2'' Round |  |  |  | 8 | Black/White |  |  | Hardwired | 0 | 0 | 0 | 0 | 1 | 0 | 0 | 1 | 0 | 0 | 0 | 785652109461 | 15 | 11 | 9 | 4.3 | 0.859 | 175 | Yes | [9 empty] | cETL Wet | SAUGANASH 1L LANTERN-71 | Small One Light Outdoor Wall Lantern |  | 8524451-71.jpg | 8524401.jpg
8524451DEN3-12 | Small One Light Outdoor Wall Lantern | The Sauganash outdoor lighting collection by Sea Gull Lighting has a distinct industrial inspiration with an external cage detail finished in either Antique Bronze or Black finishes over Clear Seeded or Etched Seeded glass shades to complete the look. The assortment includes small and large one-light outdoor wall lanterns (available in Dark Sky versions too), a one-light outdoor post lantern, a one-light outdoor pendant and a two-light outdoor ceiling flush mount. Both incandescent lamping and ENERGY STAR-qualified LED lamping are available. Most of these fixtures easily convert to LED by purchasing LED replacement lamps sold separately. | OUTDOOR | Sauganash | Outdoor Lighting | Black | 12 | Aluminum | Etched Seeded Glass | D:4.34375" H:6.375" |  |  | 1 Medium A19 9.3w |  | 1 | Yes | [14 empty] | 0 | [12 empty] | 112.48 | 224.96 | 337.44 | W:6'' H:12 1/4'' E:8'' | 3.4 |  |  | 6 | 12.25 | Universal Mounting Plate |  |  |  |  | 8 |  | No |  | No | [21 empty] | D:5'' DP:3/4'' OB UP:4 3/4'' OB DOWN:7 1/2'' Round |  |  |  | 8 | Black/White |  |  | Hardwired | 0 | 0 | 0 | 1 | 1 | 0 | 0 | 0 | 0 | 0 | 0 | 785652065743 | 15 | 11.25 | 9.25 | 4 | 0.903 | 175 | Yes | [9 empty] | cETL Wet | SAUGANASH 1L LANTERN-12 | Small One Light Outdoor Wall Lantern |  | 8524451DEN3-12.jpg | 8524451DEN.jpg
8524451DEN3-71 | Small One Light Outdoor Wall Lantern | The Sauganash outdoor lighting collection by Sea Gull Lighting has a distinct industrial inspiration with an external cage detail finished in either Antique Bronze or Black finishes over Clear Seeded or Etched Seeded glass shades to complete the look. The assortment includes small and large one-light outdoor wall lanterns (available in Dark Sky versions too), a one-light outdoor post lantern, a one-light outdoor pendant and a two-light outdoor ceiling flush mount. Both incandescent lamping and ENERGY STAR-qualified LED lamping are available. Most of these fixtures easily convert to LED by purchasing LED replacement lamps sold separately. | OUTDOOR | Sauganash | Outdoor Lighting | Antique Bronze | 71 | Aluminum | White Aluminum | D:4.125" H:6.375" |  |  | 1 Medium A19 9.3w |  | 1 | Yes | [14 empty] | 0 | [12 empty] | 112.95 | 225.9 | 338.85 | W:6'' H:12 1/4'' E:8'' | 3.4 |  |  | 6 | 12.25 | Universal Mounting Plate |  |  |  |  | 8 |  | No |  | No | [21 empty] | D:5'' DP:3/4'' OB UP:4 3/4'' OB DOWN:7 1/2'' Round |  |  |  | 8 | Black/White |  |  | Hardwired | 0 | 0 | 0 | 1 | 1 | 0 | 0 | 0 | 0 | 0 | 0 | 785652065750 | 15 | 11 | 9 | 4.3 | 0.859 | 175 | Yes | [9 empty] | cETL Wet | SAUGANASH 1L LANTERN-71 | Small One Light Outdoor Wall Lantern |  | 8524451DEN3-71.jpg | 8524451DEN.jpg
8524451EN3-12 | Small One Light Outdoor Wall Lantern | The Sauganash outdoor lighting collection by Sea Gull Lighting has a distinct industrial inspiration with an external cage detail finished in either Antique Bronze or Black finishes over Clear Seeded or Etched Seeded glass shades to complete the look. The assortment includes small and large one-light outdoor wall lanterns (available in Dark Sky versions too), a one-light outdoor post lantern, a one-light outdoor pendant and a two-light outdoor ceiling flush mount. Both incandescent lamping and ENERGY STAR-qualified LED lamping are available. Most of these fixtures easily convert to LED by purchasing LED replacement lamps sold separately. | OUTDOOR | Sauganash | Outdoor Lighting | Black | 12 | Aluminum | Etched Seeded Glass | D:4.34375" H:6.375" |  |  | 1 Medium A19 9.3w |  | 1 | Yes | [14 empty] | 0 | [12 empty] | 99.98 | 199.96 | 299.94 | W:6'' H:12 1/4'' E:8'' | 3.4 |  |  | 6 | 12.25 | Universal Mounting Plate |  |  |  |  | 8 |  | No |  | No | [21 empty] | D:5'' DP:3/4'' OB UP:4 3/4'' OB DOWN:7 1/2'' Round |  |  |  | 8 | Black/White |  |  | Hardwired | 0 | 0 | 0 | 1 | 1 | 0 | 0 | 0 | 0 | 0 | 0 | 785652052972 | 15 | 11.25 | 9.25 | 4 | 0.903 | 175 | Yes | [9 empty] | cETL Wet | SAUGANASH 1L LANTERN-12 | Small One Light Outdoor Wall Lantern |  | 8524451EN3-12.jpg | 8524451.jpg
8524451EN3-71 | Small One Light Outdoor Wall Lantern | The Sauganash outdoor lighting collection by Sea Gull Lighting has a distinct industrial inspiration with an external cage detail finished in either Antique Bronze or Black finishes over Clear Seeded or Etched Seeded glass shades to complete the look. The assortment includes small and large one-light outdoor wall lanterns (available in Dark Sky versions too), a one-light outdoor post lantern, a one-light outdoor pendant and a two-light outdoor ceiling flush mount. Both incandescent lamping and ENERGY STAR-qualified LED lamping are available. Most of these fixtures easily convert to LED by purchasing LED replacement lamps sold separately. | OUTDOOR | Sauganash | Outdoor Lighting | Antique Bronze | 71 | Aluminum | Etched Seeded Glass | D:4.34375" H:6.375" |  |  | 1 Medium A19 9.3w |  | 1 | Yes | [14 empty] | 0 | [12 empty] | 104.95 | 209.9 | 314.85 | W:6'' H:12 1/4'' E:8'' | 3.4 |  |  | 6 | 12.25 | Universal Mounting Plate |  |  |  |  | 8 |  | No |  | No | [21 empty] | D:5'' DP:3/4'' OB UP:4 3/4'' OB DOWN:7 1/2'' Round |  |  |  | 8 | Black/White |  |  | Hardwired | 0 | 0 | 0 | 1 | 1 | 0 | 0 | 0 | 0 | 0 | 0 | 785652052989 | 15 | 11 | 9 | 4.3 | 0.859 | 175 | Yes | [9 empty] | cETL Wet | SAUGANASH 1L LANTERN-71 | Small One Light Outdoor Wall Lantern |  | 8524451EN3-71.jpg | 8524451.jpg
8529301-12 | Small One Light Outdoor Wall Lantern | High tech construction meets classical style in the Galvyn Collection. Traditional hexagonal tapered lanterns and etched glass panels quietly diffuse light over state of the art StoneStrong composite material built to withstand outdoor elements for years. StoneStrong material is rust-proof and built to last in any outside environment, including coastal, dry, and harsh winter or summer climates. StoneStrong is also backed by a robust warranty. Choose from a variety of sizes and silhouettes to adapt a broad range of outdoor settings. Available in Black and Antique Bronze finishes. Add an exterior fixture with an elegantly classic look that will last a long time thanks to modern engineering. | OUTDOOR | Galvyn | Outdoor Lighting | Black | 12 | StoneStrong | Satin Etched Glass | W:2.375" H:5.5" |  |  | 1 Medium A19 75w |  | 1 | No | [14 empty] | 0 | [12 empty] | 51.95 | 103.9 | 155.85 | W:6 5/8'' H:11 7/8'' E:6 7/8'' | 2.2 |  |  | 6.625 | 11.875 | Cap Nuts |  |  |  |  | 6.875 |  | No |  | No | [21 empty] | DP:1 1/8'' W:5 1/4'' H:8 1/8'' OB UP:2 3/4'' Irregular |  |  |  | 6.5 | Black/White |  |  | Hardwired | 0 | 0 | 0 | 0 | 1 | 0 | 0 | 1 | 0 | 0 | 0 | 785652056598 | 16.25 | 11.25 | 9.75 | 3.6 | 1.031 | 250 | Yes | [9 empty] | cETL Wet | GALVYN 1L WALL LANTERN-12 | Small One Light Outdoor Wall Lantern |  | 8529301-12_ALT.png | 8529301.jpg
8529301-71 | Small One Light Outdoor Wall Lantern | High tech construction meets classical style in the Galvyn Collection. Traditional hexagonal tapered lanterns and etched glass panels quietly diffuse light over state of the art StoneStrong composite material built to withstand outdoor elements for years. StoneStrong material is rust-proof and built to last in any outside environment, including coastal, dry, and harsh winter or summer climates. StoneStrong is also backed by a robust warranty. Choose from a variety of sizes and silhouettes to adapt a broad range of outdoor settings. Available in Black and Antique Bronze finishes. Add an exterior fixture with an elegantly classic look that will last a long time thanks to modern engineering. | OUTDOOR | Galvyn | Outdoor Lighting | Antique Bronze | 71 | StoneStrong | Satin Etched Glass | W:2.375" H:5.5" |  |  | 1 Medium A19 75w |  | 1 | No | [14 empty] | 0 | [12 empty] | 51.95 | 103.9 | 155.85 | W:6 5/8'' H:11 7/8'' E:6 7/8'' | 2.2 |  |  | 6.625 | 11.875 | Cap Nuts |  |  |  |  | 6.875 |  | No |  | No | [21 empty] | DP:1 1/8'' W:5 1/4'' H:8 1/8'' OB UP:2 3/4'' Irregular |  |  |  | 6.5 | Black/White |  |  | Hardwired | 0 | 0 | 0 | 0 | 1 | 0 | 0 | 1 | 0 | 0 | 0 | 785652056604 | 16.25 | 11.25 | 9.75 | 3.6 | 1.031 | 250 | Yes | [9 empty] | cETL Wet | GALVYN 1L WALL LANTERN-71 | Small One Light Outdoor Wall Lantern |  | 8529301-71.png | 8529301.jpg
8529301EN3-12 | Small One Light Outdoor Wall Lantern | High tech construction meets classical style in the Galvyn Collection. Traditional hexagonal tapered lanterns and etched glass panels quietly diffuse light over state of the art StoneStrong composite material built to withstand outdoor elements for years. StoneStrong material is rust-proof and built to last in any outside environment, including coastal, dry, and harsh winter or summer climates. StoneStrong is also backed by a robust warranty. Choose from a variety of sizes and silhouettes to adapt a broad range of outdoor settings. Available in Black and Antique Bronze finishes. Add an exterior fixture with an elegantly classic look that will last a long time thanks to modern engineering. | OUTDOOR | Galvyn | Outdoor Lighting | Black | 12 | StoneStrong | Satin Etched Glass | W:2.375" H:5.5" |  |  | 1 Medium A19 9.3w |  | 1 | Yes | [14 empty] | 0 | [12 empty] | 57.45 | 114.9 | 172.35 | W:6 5/8'' H:11 7/8'' E:6 7/8'' | 2.2 |  |  | 6.625 | 11.875 | Cap Nuts |  |  |  |  | 6.875 |  | No |  | No | [21 empty] | DP:1 1/8'' W:5 1/4'' H:8 1/8'' OB UP:2 3/4'' Irregular |  |  |  | 6.5 | Black/White |  |  | Hardwired | 0 | 0 | 0 | 1 | 1 | 0 | 0 | 0 | 0 | 0 | 0 | 785652056987 | 16.25 | 11.25 | 9.75 | 3.6 | 1.031 | 250 | Yes | [9 empty] | cETL Wet | GALVYN 1L WALL LANTERN-12 | Small One Light Outdoor Wall Lantern |  | 8529301EN3-12.png | 8529301EN3.jpg
8529301EN3-71 | Small One Light Outdoor Wall Lantern | High tech construction meets classical style in the Galvyn Collection. Traditional hexagonal tapered lanterns and etched glass panels quietly diffuse light over state of the art StoneStrong composite material built to withstand outdoor elements for years. StoneStrong material is rust-proof and built to last in any outside environment, including coastal, dry, and harsh winter or summer climates. StoneStrong is also backed by a robust warranty. Choose from a variety of sizes and silhouettes to adapt a broad range of outdoor settings. Available in Black and Antique Bronze finishes. Add an exterior fixture with an elegantly classic look that will last a long time thanks to modern engineering. | OUTDOOR | Galvyn | Outdoor Lighting | Antique Bronze | 71 | StoneStrong | Satin Etched Glass | W:2.375" H:5.5" |  |  | 1 Medium A19 9.3w |  | 1 | Yes | [14 empty] | 0 | [12 empty] | 57.45 | 114.9 | 172.35 | W:6 5/8'' H:11 7/8'' E:6 7/8'' | 2.2 |  |  | 6.625 | 11.875 | Cap Nuts |  |  |  |  | 6.875 |  | No |  | No | [21 empty] | DP:1 1/8'' W:5 1/4'' H:8 1/8'' OB UP:2 3/4'' Irregular |  |  |  | 6.5 | Black/White |  |  | Hardwired | 0 | 0 | 0 | 1 | 1 | 0 | 0 | 0 | 0 | 0 | 0 | 785652056994 | 16.25 | 11.25 | 9.75 | 3.6 | 1.031 | 250 | Yes | [9 empty] | cETL Wet | GALVYN 1L WALL LANTERN-71 | Small One Light Outdoor Wall Lantern |  | 8529301EN3-71.png | 8529301EN3.jpg
8531701-10 | Small One Light Outdoor Wall Lantern |  | OUTDOOR | Pohl | Outdoor Lighting | Bronze | 10 | Aluminum |  |  |  |  | 1 Medium BR30 65w |  | 1 | No | [14 empty] | 0 | [12 empty] | 49.5 | 99 | 148.5 | W:5'' H:7'' E:7 3/4'' |  |  |  | 5 | 7 | Screw(s) |  |  |  |  | 7.75 |  | No |  | No | [21 empty] | DP:2 3/4'' W:5'' H:7'' OB UP:3 1/2'' Rectangular |  |  |  | 6.5 | Black/White |  |  | Hardwired | 0 | 0 | 0 | 0 | 1 | 0 | 0 | 1 | 0 | 0 | 0 | 785652077241 | 10.5 | 9.5 | 7.5 | 3.1 | 0.433 | 125 | Yes | 6 | 10785652077248 | [7 empty] | cETL Wet | POHL 1L SM WALL-10 | Small One Light Outdoor Wall Lantern |  | 8531701-10.jpg | 8531701.jpg
8531701-12 | Small One Light Outdoor Wall Lantern |  | OUTDOOR | Pohl | Outdoor Lighting | Black | 12 | Aluminum |  |  |  |  | 1 Medium BR30 65w |  | 1 | No | [14 empty] | 0 | [12 empty] | 49.5 | 99 | 148.5 | W:5'' H:7'' E:7 3/4'' |  |  |  | 5 | 7 | Screw(s) |  |  |  |  | 7.75 |  | No |  | No | [21 empty] | DP:2 3/4'' W:5'' H:7'' OB UP:3 1/2'' Rectangular |  |  |  | 6.5 | Black/White |  |  | Hardwired | 0 | 0 | 0 | 0 | 1 | 0 | 0 | 1 | 0 | 0 | 0 | 785652077258 | 11.5 | 10.5 | 7.75 | 3.5 | 0.542 | 125 | Yes | 6 | 10785652077255 | [7 empty] | cETL Wet | POHL 1L SM WALL-12 | Small One Light Outdoor Wall Lantern |  | 8531701-12.jpg | 8531701.jpg
8531701-753 | Small One Light Outdoor Wall Lantern |  | OUTDOOR | Pohl | Outdoor Lighting | Painted Brushed Nickel | 753 | Aluminum |  |  |  |  | 1 Medium BR30 65w |  | 1 | No | [14 empty] | 0 | [12 empty] | 49.5 | 99 | 148.5 | W:5'' H:7'' E:7 3/4'' |  |  |  | 5 | 7 | Screw(s) |  |  |  |  | 7.75 |  | No |  | No | [21 empty] | DP:2 3/4'' W:5'' H:7'' OB UP:3 1/2'' Rectangular |  |  |  | 6.5 | Black/White |  |  | Hardwired | 0 | 0 | 0 | 0 | 1 | 0 | 0 | 1 | 0 | 0 | 0 | 785652077272 | [7 empty] | 6 | 10785652077279 | [7 empty] | cETL Wet | POHL 1L SM WALL-753 | Small One Light Outdoor Wall Lantern |  | 8531701-753.jpg | 8531701.jpg
8531701EN3-10 | Small One Light Outdoor Wall Lantern |  | OUTDOOR | Pohl | Outdoor Lighting | Bronze | 10 | Aluminum |  |  |  |  | 1 Medium A19 9.3w |  | 1 | Yes | [14 empty] | 0 | [12 empty] | 54.5 | 109 | 163.5 | W:5'' H:7'' E:7 3/4'' |  |  |  | 5 | 7 | Screw(s) |  |  |  |  | 7.75 |  | No |  | No | [21 empty] | DP:2 3/4'' W:5'' H:7'' OB UP:3 1/2'' Rectangular |  |  |  | 6.5 | Black/White |  |  | Hardwired | 0 | 0 | 0 | 1 | 1 | 0 | 0 | 0 | 0 | 0 | 0 | 785652080838 | [16 empty] | cETL Wet | POHL 1L SM WALL-10 | Small One Light Outdoor Wall Lantern |  | 8531701EN3-10.jpg | 8531701EN3.jpg
8531701EN3-12 | Small One Light Outdoor Wall Lantern |  | OUTDOOR | Pohl | Outdoor Lighting | Black | 12 | Aluminum |  |  |  |  | 1 Medium A19 9.3w |  | 1 | Yes | [14 empty] | 0 | [12 empty] | 54.5 | 109 | 163.5 | W:5'' H:7'' E:7 3/4'' |  |  |  | 5 | 7 | Screw(s) |  |  |  |  | 7.75 |  | No |  | No | [21 empty] | DP:2 3/4'' W:5'' H:7'' OB UP:3 1/2'' Rectangular |  |  |  | 6.5 | Black/White |  |  | Hardwired | 0 | 0 | 0 | 1 | 1 | 0 | 0 | 0 | 0 | 0 | 0 | 785652080845 | [16 empty] | cETL Wet | POHL 1L SM WALL-12 | Small One Light Outdoor Wall Lantern |  | 8531701EN3-12.jpg | 8531701EN3.jpg
8531701EN3-753 | Small One Light Outdoor Wall Lantern |  | OUTDOOR | Pohl | Outdoor Lighting | Painted Brushed Nickel | 753 | Aluminum |  |  |  |  | 1 Medium A19 9.3w |  | 1 | Yes | [14 empty] | 0 | [12 empty] | 54.5 | 109 | 163.5 | W:5'' H:7'' E:7 3/4'' |  |  |  | 5 | 7 | Screw(s) |  |  |  |  | 7.75 |  | No |  | No | [21 empty] | DP:2 3/4'' W:5'' H:7'' OB UP:3 1/2'' Rectangular |  |  |  | 6.5 | Black/White |  |  | Hardwired | 0 | 0 | 0 | 1 | 1 | 0 | 0 | 0 | 0 | 0 | 0 | 785652080852 | [16 empty] | cETL Wet | POHL 1L SM WALL-753 | Small One Light Outdoor Wall Lantern |  | 8531701EN3-753.jpg | 8531701EN3.jpg
8536301-12 | Small One Light Outdoor Wall Lantern | The stately Childress outdoor lighting collection by Sea Gull Lighting is rich with design elements contributing to its traditional silhouette. A shepherd’s crook, chamfered roof line, cut-corner-square body with Satin Etched glass and a small bottom finial all add detail and visual interest. Made of durable cast aluminum, a stepped-edge backplate completes the traditional look. Offered in Antique Bronze or Black finish, the lighting fixtures include a two-light outdoor ceiling flush mount, an extra large two-light outdoor wall lantern, small, medium and large one-light outdoor wall lanterns, a one-light outdoor pendant; and a one-light outdoor post lantern. Incandescent, integrated LED and ENERGY STAR-qualified LED lamping are available. The advanced, integrated LED option has warm-on-dim technology that warms in color when dimmed, going from 2700K to 2200K and is California Title 24 compliant. | OUTDOOR | Childress | Outdoor Lighting | Black | 12 | Die Cast Aluminum | Satin Etched Glass |  |  |  | 1 Medium A19 60w |  | 1 | No | [14 empty] | 0 | [12 empty] | 63.98 | 127.96 | 191.94 | W:5 1/2'' H:12 5/8'' E:7 3/4'' | 2.4 |  |  | 5.5 | 12.625 | Cap Nuts |  |  |  |  | 7.75 |  | No |  | No | [21 empty] | DP:7/8'' W:4 1/2'' H:6 7/8'' OB UP:7'' OB DOWN:5 5/8'' Irregular |  |  |  | 6 | Black/White |  |  | Hardwired | 0 | 0 | 0 | 0 | 1 | 0 | 0 | 1 | 0 | 0 | 0 | 785652107238 | 10.25 | 8 | 17 | 3.2 | 0.807 | 175 | Yes | [9 empty] | cETL Wet | CHILDRESS 1L LANTERN-12 | Small One Light Outdoor Wall Lantern |  | 8536301-12.jpg | 8536301.jpg
8536301-71 | Small One Light Outdoor Wall Lantern | The stately Childress outdoor lighting collection by Sea Gull Lighting is rich with design elements contributing to its traditional silhouette. A shepherd’s crook, chamfered roof line, cut-corner-square body with Satin Etched glass and a small bottom finial all add detail and visual interest. Made of durable cast aluminum, a stepped-edge backplate completes the traditional look. Offered in Antique Bronze or Black finish, the lighting fixtures include a two-light outdoor ceiling flush mount, an extra large two-light outdoor wall lantern, small, medium and large one-light outdoor wall lanterns, a one-light outdoor pendant; and a one-light outdoor post lantern. Incandescent, integrated LED and ENERGY STAR-qualified LED lamping are available. The advanced, integrated LED option has warm-on-dim technology that warms in color when dimmed, going from 2700K to 2200K and is California Title 24 compliant. | OUTDOOR | Childress | Outdoor Lighting | Antique Bronze | 71 | Die Cast Aluminum | Satin Etched Glass |  |  |  | 1 Medium A19 60w |  | 1 | No | [14 empty] | 0 | [12 empty] | 63.98 | 127.96 | 191.94 | W:5 1/2'' H:12 5/8'' E:7 3/4'' | 2.4 |  |  | 5.5 | 12.625 | Cap Nuts |  |  |  |  | 7.75 |  | No |  | No | [21 empty] | DP:7/8'' W:4 1/2'' H:6 7/8'' OB UP:7'' OB DOWN:5 5/8'' Irregular |  |  |  | 6 | Black/White |  |  | Hardwired | 0 | 0 | 0 | 0 | 1 | 0 | 0 | 1 | 0 | 0 | 0 | 785652107245 | 17 | 8.25 | 10 | 3.2 | 0.812 | 250 | Yes | [9 empty] | cETL Wet | CHILDRESS 1L LANTERN-71 | Small One Light Outdoor Wall Lantern |  | 8536301-71.jpg | 8536301.jpg
8536301EN3-12 | Small One Light Outdoor Wall Lantern | The stately Childress outdoor lighting collection by Sea Gull Lighting is rich with design elements contributing to its traditional silhouette. A shepherd’s crook, chamfered roof line, cut-corner-square body with Satin Etched glass and a small bottom finial all add detail and visual interest. Made of durable cast aluminum, a stepped-edge backplate completes the traditional look. Offered in Antique Bronze or Black finish, the lighting fixtures include a two-light outdoor ceiling flush mount, an extra large two-light outdoor wall lantern, small, medium and large one-light outdoor wall lanterns, a one-light outdoor pendant; and a one-light outdoor post lantern. Incandescent, integrated LED and ENERGY STAR-qualified LED lamping are available. The advanced, integrated LED option has warm-on-dim technology that warms in color when dimmed, going from 2700K to 2200K and is California Title 24 compliant. | OUTDOOR | Childress | Outdoor Lighting | Black | 12 | Die Cast Aluminum | Satin Etched Glass |  |  |  | 1 Medium A19 9.3w |  | 1 | Yes | [14 empty] | 0 | [12 empty] | 68.48 | 136.96 | 205.44 | W:5 1/2'' H:12 5/8'' E:7 3/4'' | 2.4 |  |  | 5.5 | 12.625 | Cap Nuts |  |  |  |  | 7.75 |  | No |  | No | [21 empty] | DP:7/8'' W:4 1/2'' H:6 7/8'' OB UP:7'' OB DOWN:5 5/8'' Irregular |  |  |  | 6 | Black/White |  |  | Hardwired | 0 | 0 | 0 | 1 | 1 | 0 | 0 | 0 | 0 | 0 | 0 | 785652044915 | 10.25 | 8 | 17 | 3.2 | 0.807 | 175 | Yes | [9 empty] | cETL Wet | CHILDRESS 1L LANTERN-12 | Small One Light Outdoor Wall Lantern |  | 8536301EN3-12.jpg | 8536301.jpg
8536301EN3-71 | Small One Light Outdoor Wall Lantern | The stately Childress outdoor lighting collection by Sea Gull Lighting is rich with design elements contributing to its traditional silhouette. A shepherd’s crook, chamfered roof line, cut-corner-square body with Satin Etched glass and a small bottom finial all add detail and visual interest. Made of durable cast aluminum, a stepped-edge backplate completes the traditional look. Offered in Antique Bronze or Black finish, the lighting fixtures include a two-light outdoor ceiling flush mount, an extra large two-light outdoor wall lantern, small, medium and large one-light outdoor wall lanterns, a one-light outdoor pendant; and a one-light outdoor post lantern. Incandescent, integrated LED and ENERGY STAR-qualified LED lamping are available. The advanced, integrated LED option has warm-on-dim technology that warms in color when dimmed, going from 2700K to 2200K and is California Title 24 compliant. | OUTDOOR | Childress | Outdoor Lighting | Antique Bronze | 71 | Die Cast Aluminum | Satin Etched Glass |  |  |  | 1 Medium A19 9.3w |  | 1 | Yes | [14 empty] | 0 | [12 empty] | 68.48 | 136.96 | 205.44 | W:5 1/2'' H:12 5/8'' E:7 3/4'' | 2.4 |  |  | 5.5 | 12.625 | Cap Nuts |  |  |  |  | 7.75 |  | No |  | No | [21 empty] | DP:7/8'' W:4 1/2'' H:6 7/8'' OB UP:7'' OB DOWN:5 5/8'' Irregular |  |  |  | 6 | Black/White |  |  | Hardwired | 0 | 0 | 0 | 1 | 1 | 0 | 0 | 0 | 0 | 0 | 0 | 785652044946 | 17 | 8.25 | 10 | 3.1 | 0.812 | 250 | Yes | [9 empty] | cETL Wet | CHILDRESS 1L LANTERN-71 | Small One Light Outdoor Wall Lantern |  | 8536301EN3-71.jpg | 8536301.jpg
8537101-839 | Small One Light Outdoor Wall Lantern | Showcase a classic look with rugged flair in the Marinus Collection. Utilizing a modern and sharply squared off lantern shape to frame a single bulb, these fixtures give a new look to a familiar shape. Through the clear glass exterior, light shines with brightness and longevity. With a vintage-style bulb inside of a clear glass, it's sure to enhance the nostalgic touch you're looking for. The simple textured Blacksmith finish of the Marinus is designed to enhance you home's curb-appeal. Available in a variety of sizes for flexible options to match and complement a wide variety of exterior settings. | OUTDOOR | Marinus | Outdoor Lighting | Blacksmith | 839 | Aluminum | Clear Glass | W:5.5" H:9.5" |  |  | 1 Medium A19 75w |  | 1 | No | [14 empty] | 0 | [12 empty] | 54.98 | 109.96 | 164.94 | W:6'' H:11 5/8'' E:5 5/8'' | 2.6 |  |  | 6 | 11.625 | Cap Nuts |  |  |  |  | 5.625 |  | No |  | No | [21 empty] | DP:3/4'' W:4 3/4'' H:4 3/4'' OB UP:4 7/8'' Square |  |  |  | 6.5 | Black/White |  |  | Hardwired | 0 | 0 | 0 | 0 | 1 | 0 | 0 | 1 | 0 | 0 | 0 | 785652056673 | 14.75 | 9.5 | 10.75 | 4 | 0.872 | 175 | Yes | [9 empty] | cETL Wet | MARINUS 1L WALL LANTERN-839 | Small One Light Outdoor Wall Lantern |  | 8537101-839.png | 8537101.jpg
8537101EN7-839 | Small One Light Outdoor Wall Lantern | Showcase a classic look with rugged flair in the Marinus Collection. Utilizing a modern and sharply squared off lantern shape to frame a single bulb, these fixtures give a new look to a familiar shape. Through the clear glass exterior, light shines with brightness and longevity. With a vintage-style bulb inside of a clear glass, it's sure to enhance the nostalgic touch you're looking for. The simple textured Blacksmith finish of the Marinus is designed to enhance you home's curb-appeal. Available in a variety of sizes for flexible options to match and complement a wide variety of exterior settings. | OUTDOOR | Marinus | Outdoor Lighting | Blacksmith | 839 | Aluminum | Clear Glass | W:5.5" H:9.5" |  |  | 1 Medium A19 8.5w |  | 1 | Yes | [14 empty] | 0 | [12 empty] | 61.48 | 122.96 | 184.44 | W:6'' H:11 5/8'' E:5 5/8'' | 2.6 |  |  | 6 | 11.625 | Cap Nuts |  |  |  |  | 5.625 |  | No |  | No | [21 empty] | DP:3/4'' W:4 3/4'' H:4 3/4'' OB UP:4 7/8'' Square |  |  |  | 6.5 | Black/White |  |  | Hardwired | 0 | 0 | 0 | 1 | 1 | 0 | 0 | 0 | 0 | 0 | 0 | 785652068881 | 14.75 | 9.5 | 10.75 | 4 | 0.872 | 175 | Yes | [9 empty] | cETL Wet | MARINUS 1L LED SM LANTERN-839 | Small One Light Outdoor Wall Lantern |  | 8537101EN7-839.jpg | 8537101.jpg
8537401-12 | Small One Light Outdoor Wall Lantern | The classic Barn Lights are hand crafted in aluminum and coated in a Galvanized or Blacksmith finish. Ideal for large or heavily trafficked outdoor areas that need plenty of downward directed light. The oversized Barn Lights make great accents to any commercial lighting plan or residential garage entry, shed, or patio. To customize your look, a 6" extender is included with every fixture. Also available as Dark Sky with four size options to choose from. | OUTDOOR | Barn Light | Outdoor Lighting | Black | 12 | Aluminum |  |  |  |  | 1 Medium A19 75w |  | 1 | No | [14 empty] | 0 | [12 empty] | 44.48 | 88.96 | 133.44 | D:8'' W:8'' H:10'' E:12 3/8'' - 18 3/8'' | 1.43 | 8 |  | 8 | 10 | Cap Nuts |  |  |  |  | 12.375 - 18.375 |  | No |  | No | [21 empty] | D:5'' DP:1 1/4'' OB UP:3 3/8'' OB DOWN:6 5/8'' Round |  |  |  | 6.5 | Black/White |  |  | Hardwired | 0 | 0 | 0 | 0 | 1 | 0 | 0 | 1 | 0 | 0 | 0 | 785652069345 | 12.5 | 11.25 | 11.125 | 2.9 | 0.905 | 250 | Yes | [9 empty] | cETL Wet | BARN LIGHT 1L SM LANTERN-12 | Small One Light Outdoor Wall Lantern |  | 8537401-12.jpg | 8537401.jpg
8537401-12/T | Small One Light Outdoor Turtle Friendly Wall Lantern | The classic Barn Lights are hand crafted in aluminum and coated in a Galvanized or Blacksmith finish. Ideal for large or heavily trafficked outdoor areas that need plenty of downward directed light. The oversized Barn Lights make great accents to any commercial lighting plan or residential garage entry, shed, or patio. To customize your look, a 6" extender is included with every fixture. Also available as Dark Sky with four size options to choose from. | OUTDOOR | Barn Light | Outdoor Lighting | Black | 12 | Aluminum |  |  |  |  | 1 Medium PAR20 7w |  | 1 | Yes | [14 empty] | 0 | [12 empty] | 71.45 | 142.9 | 214.35 | D:8'' W:8'' H:10'' E:12 3/8'' - 18 3/8'' | 1.43 | 8 |  | 8 | 10 | Cap Nuts |  |  |  |  | 12.375 - 18.375 |  | No |  | No | [21 empty] | D:5'' DP:1 1/4'' OB UP:3 3/8'' OB DOWN:6 5/8'' Round |  |  |  | 6.5 | Black/White |  |  | Hardwired | 0 | 0 | 0 | 0 | 1 | 0 | 0 | 0 | 0 | 0 | 0 | 785652074288 | 12.5 | 11.25 | 11.125 | 2.9 | 0.905 | 250 | Yes | [9 empty] | cETL Wet | BARN LIGHT 1L SM LANTERN-12 | Small One Light Outdoor Turtle Friendly Wall Lantern |  | 8537401-12_T.jpg | 8537401.jpg
8537401-57 | Small One Light Outdoor Wall Lantern | The classic Barn Lights are hand crafted in aluminum and coated in a Galvanized or Blacksmith finish. Ideal for large or heavily trafficked outdoor areas that need plenty of downward directed light. The oversized Barn Lights make great accents to any commercial lighting plan or residential garage entry, shed, or patio. To customize your look, a 6" extender is included with every fixture. Also available as Dark Sky with four size options to choose from. | OUTDOOR | Barn Light | Outdoor Lighting | Weathered Pewter | 57 | Aluminum |  |  |  |  | 1 Medium A19 75w |  | 1 | No | [14 empty] | 0 | [12 empty] | 44.48 | 88.96 | 133.44 | D:8'' W:8'' H:10'' E:12 3/8'' - 18 3/8'' | 1.43 | 8 |  | 8 | 10 | Cap Nuts |  |  |  |  | 12.375 - 18.375 |  | No |  | No | [21 empty] | D:5'' DP:1 1/4'' OB UP:3 3/8'' OB DOWN:6 5/8'' Round |  |  |  | 6.5 | Black/White |  |  | Hardwired | 0 | 0 | 0 | 0 | 1 | 0 | 0 | 1 | 0 | 0 | 0 | 785652069321 | 12.5 | 11.5 | 11.5 | 2.8 | 0.957 | 250 | Yes | [9 empty] | cETL Wet | BARN LIGHT 1L SM LANTERN-57 | Small One Light Outdoor Wall Lantern |  | 8537401-57.jpg | 8537401.jpg
8537401-57/T | Small One Light Outdoor Turtle Friendly Wall Lantern | The classic Barn Lights are hand crafted in aluminum and coated in a Galvanized or Blacksmith finish. Ideal for large or heavily trafficked outdoor areas that need plenty of downward directed light. The oversized Barn Lights make great accents to any commercial lighting plan or residential garage entry, shed, or patio. To customize your look, a 6" extender is included with every fixture. Also available as Dark Sky with four size options to choose from. | OUTDOOR | Barn Light | Outdoor Lighting | Weathered Pewter | 57 | Aluminum |  |  |  |  | 1 Medium PAR20 7w |  | 1 | Yes | [14 empty] | 0 | [12 empty] | 71.45 | 142.9 | 214.35 | D:8'' W:8'' H:10'' E:12 3/8'' - 18 3/8'' | 1.43 | 8 |  | 8 | 10 | Cap Nuts |  |  |  |  | 12.375 - 18.375 |  | No |  | No | [21 empty] | D:5'' DP:1 1/4'' OB UP:3 3/8'' OB DOWN:6 5/8'' Round |  |  |  | 6.5 | Black/White |  |  | Hardwired | 0 | 0 | 0 | 0 | 1 | 0 | 0 | 0 | 0 | 0 | 0 | 785652074295 | 12.5 | 11.5 | 11.5 | 2.8 | 0.957 | 250 | Yes | [9 empty] | cETL Wet | BARN LIGHT 1L SM LANTERN-57 | Small One Light Outdoor Turtle Friendly Wall Lantern |  | 8537401-57_T.jpg | 8537401.jpg
8537401-71 | Small One Light Outdoor Wall Lantern | The classic Barn Lights are hand crafted in aluminum and coated in a Galvanized or Blacksmith finish. Ideal for large or heavily trafficked outdoor areas that need plenty of downward directed light. The oversized Barn Lights make great accents to any commercial lighting plan or residential garage entry, shed, or patio. To customize your look, a 6" extender is included with every fixture. Also available as Dark Sky with four size options to choose from. | OUTDOOR | Barn Light | Outdoor Lighting | Antique Bronze | 71 | Aluminum |  |  |  |  | 1 Medium A19 75w |  | 1 | No | [14 empty] | 0 | [12 empty] | 44.48 | 88.96 | 133.44 | D:8'' W:8'' H:10'' E:12 3/8'' - 18 3/8'' | 1.43 | 8 |  | 8 | 10 | Cap Nuts |  |  |  |  | 12.375 - 18.375 |  | D:5'' DP:1 1/4'' OB UP:3 3/8'' OB DOWN:6 5/8'' Round |  |  |  | 6.5 | Black/White |  |  | Hardwired | 0 | 0 | 0 | 0 | 1 | 0 | 0 | 1 | 0 | 0 | 0 | 785652069338 | 11.25 | 11.25 | 12 | 2.8 | 0.879 | 250 | Yes | [9 empty] | cETL Wet | BARN LIGHT 1L SM LANTERN-71 | Small One Light Outdoor Wall Lantern |  | 8537401-71.jpeg | 8537401.jpg
8537401-71/T | Small One Light Outdoor Turtle Friendly Wall Lantern | The classic Barn Lights are hand crafted in aluminum and coated in a Galvanized or Blacksmith finish. Ideal for large or heavily trafficked outdoor areas that need plenty of downward directed light. The oversized Barn Lights make great accents to any commercial lighting plan or residential garage entry, shed, or patio. To customize your look, a 6" extender is included with every fixture. Also available as Dark Sky with four size options to choose from. | OUTDOOR | Barn Light | Outdoor Lighting | Antique Bronze | 71 | Aluminum |  |  |  |  | 1 Medium PAR20 7w |  | 1 | Yes | [14 empty] | 0 | [12 empty] | 71.45 | 142.9 | 214.35 | D:8'' W:8'' H:10'' E:12 3/8'' - 18 3/8'' | 1.43 | 8 |  | 8 | 10 | Cap Nuts |  |  |  |  | 12.375 - 18.375 |  | D:5'' DP:1 1/4'' OB UP:3 3/8'' OB DOWN:6 5/8'' Round |  |  |  | 6.5 | Black/White |  |  | Hardwired | 0 | 0 | 0 | 0 | 1 | 0 | 0 | 0 | 0 | 0 | 0 | 785652086182 | 12.5 | 11.5 | 11.5 | 2.8 | 0.957 | 250 | Yes | [9 empty] | cETL Wet | BARN LIGHT 1L SM LANTERN-71 | Small One Light Outdoor Turtle Friendly Wall Lantern |  | 8537401-71/T.jpg | 8537401.jpg
8537401EN3-12 | Small One Light Outdoor Wall Lantern | The classic Barn Lights are hand crafted in aluminum and coated in a Galvanized or Blacksmith finish. Ideal for large or heavily trafficked outdoor areas that need plenty of downward directed light. The oversized Barn Lights make great accents to any commercial lighting plan or residential garage entry, shed, or patio. To customize your look, a 6" extender is included with every fixture. Also available as Dark Sky with four size options to choose from. | OUTDOOR | Barn Light | Outdoor Lighting | Black | 12 | Aluminum |  |  |  |  | 1 Medium A19 9.3w |  | 1 | Yes | [14 empty] | 0 | [12 empty] | 49.98 | 99.96 | 149.94 | D:8'' W:8'' H:10'' E:12 3/8'' - 18 3/8'' | 1.43 | 8 |  | 8 | 10 | Cap Nuts |  |  |  |  | 12.375 - 18.375 |  | No |  | No | [21 empty] | D:5'' DP:1 1/4'' OB UP:3 5/8'' OB DOWN:6 5/8'' Round |  |  |  | 6.5 | Black/White |  |  | Hardwired | 0 | 0 | 0 | 1 | 1 | 0 | 0 | 0 | 0 | 0 | 0 | 785652071188 | 12.5 | 11.25 | 11.25 | 11.25 | 0.916 | 85 | Yes | [9 empty] | cETL Wet | BARN LIGHT 1L LED SM LANTRN-12 | Small One Light Outdoor Wall Lantern |  | 8537401EN3-12.jpg | 8537401EN3.jpg
8537401EN3-57 | Small One Light Outdoor Wall Lantern | The classic Barn Lights are hand crafted in aluminum and coated in a Galvanized or Blacksmith finish. Ideal for large or heavily trafficked outdoor areas that need plenty of downward directed light. The oversized Barn Lights make great accents to any commercial lighting plan or residential garage entry, shed, or patio. To customize your look, a 6" extender is included with every fixture. Also available as Dark Sky with four size options to choose from. | OUTDOOR | Barn Light | Outdoor Lighting | Weathered Pewter | 57 | Aluminum |  |  |  |  | 1 Medium A19 9.3w |  | 1 | Yes | [14 empty] | 0 | [12 empty] | 49.98 | 99.96 | 149.94 | D:8'' W:8'' H:10'' E:12 3/8'' - 18 3/8'' | 1.43 | 8 |  | 8 | 10 | Cap Nuts |  |  |  |  | 12.375 - 18.375 |  | No |  | No | [21 empty] | D:5'' DP:1 1/4'' OB UP:3 5/8'' OB DOWN:5 5/8'' Round |  |  |  | 6.5 | Black/White |  |  | Hardwired | 0 | 0 | 0 | 1 | 1 | 0 | 0 | 0 | 0 | 0 | 0 | 785652071195 | 12.5 | 11.5 | 11.5 | 2.8 | 0.957 | 250 | Yes | [9 empty] | cETL Wet | BARN LIGHT 1L LED SM LANTRN-57 | Small One Light Outdoor Wall Lantern |  | 8537401EN3-57.jpg | 8537401EN3.jpg
8537401EN3-71 | Small One Light Outdoor Wall Lantern | The classic Barn Lights are hand crafted in aluminum and coated in a Galvanized or Blacksmith finish. Ideal for large or heavily trafficked outdoor areas that need plenty of downward directed light. The oversized Barn Lights make great accents to any commercial lighting plan or residential garage entry, shed, or patio. To customize your look, a 6" extender is included with every fixture. Also available as Dark Sky with four size options to choose from. | OUTDOOR | Barn Light | Outdoor Lighting | Antique Bronze | 71 | Aluminum |  |  |  |  | 1 Medium A19 9.3w |  | 1 | Yes | [14 empty] | 0 | [12 empty] | 47.45 | 94.9 | 142.35 | D:8'' W:8'' H:10'' E:12 3/8'' - 18 3/8'' | 1.43 | 8 |  | 8 | 10 | Cap Nuts |  |  |  |  | 12.375 - 18.375 |  | No |  | No | [21 empty] | D:5'' DP:1 1/4'' OB UP:3 3/8'' OB DOWN:6 5/8'' Round |  |  |  | 6.5 | Black/White |  |  | Hardwired | 0 | 0 | 0 | 1 | 1 | 0 | 0 | 0 | 0 | 0 | 0 | 785652071201 | [16 empty] | cETL Wet | BARN LIGHT 1L LED SM LANTRN-71 | Small One Light Outdoor Wall Lantern |  | 8537401EN3-71.jpeg | 8537401EN3.jpg
8538501-04 | One Light Outdoor Wall Lantern | Sometimes subtle is exactly what you need. The Crittenden outdoor wall sconce by Sea Gull Lighting is inspired by the simple lines of mid-century modern design and boasts durable, all-aluminum construction. It will make a bold minimalist statement whether used indoors or as an outdoor light. This streamlined cone is a classic profile made from aluminum which gives it a slight shimmer effect. The fixtures purposefully direct light downward, limiting any light leak out of the sides to meet Dark Sky guidelines. The Crittenden is offered in two finishes, Satin Aluminum and Black, each offering a completely unique interpretation of the design. | OUTDOOR | Crittenden | Outdoor Lighting | Satin Aluminum | 4 | Aluminum |  |  |  |  | 1 Medium A19 75w |  | 1 | No | [14 empty] | 0 | [12 empty] | 36.98 | 73.96 | 110.94 | W:10'' H:8 1/2'' E:11 3/8'' | 1.6 |  |  | 10 | 8.5 | Cap Nuts |  |  |  |  | 11.375 |  | No |  | No | [21 empty] | D:5'' DP:7/8'' OB UP:2 1/2'' Round |  |  |  | 6.5 | Black/White |  |  | Hardwired | 0 | 0 | 0 | 0 | 1 | 0 | 0 | 1 | 0 | 0 | 0 | 785652002687 | 14 | 13 | 11.5 | 3.1 | 1.211 | 250 | Yes | [9 empty] | cETL Wet | CRITTENDEN 1L LANTERN-04 | One Light Outdoor Wall Lantern |  | 8538501-04.jpg | 8538501.jpg
8538501-12 | One Light Outdoor Wall Lantern | Sometimes subtle is exactly what you need. The Crittenden outdoor wall sconce by Sea Gull Lighting is inspired by the simple lines of mid-century modern design and boasts durable, all-aluminum construction. It will make a bold minimalist statement whether used indoors or as an outdoor light. This streamlined cone is a classic profile made from aluminum which gives it a slight shimmer effect. The fixtures purposefully direct light downward, limiting any light leak out of the sides to meet Dark Sky guidelines. The Crittenden is offered in two finishes, Satin Aluminum and Black, each offering a completely unique interpretation of the design. | OUTDOOR | Crittenden | Outdoor Lighting | Black | 12 | Aluminum |  |  |  |  | 1 Medium A19 75w |  | 1 | No | [14 empty] | 0 | [12 empty] | 36.98 | 73.96 | 110.94 | W:10'' H:8 1/2'' E:11 3/8'' | 1.6 |  |  | 10 | 8.5 | Cap Nuts |  |  |  |  | 11.375 |  | No |  | No | [21 empty] | D:5'' DP:7/8'' OB UP:2 1/2'' Round |  |  |  | 6.5 | Black/White |  |  | Hardwired | 0 | 0 | 0 | 0 | 1 | 0 | 0 | 1 | 0 | 0 | 0 | 785652002694 | 14 | 13 | 11.5 | 3.1 | 1.211 | 250 | Yes | [9 empty] | cETL Wet | CRITTENDEN 1L LANTERN-12 | One Light Outdoor Wall Lantern |  | 8538501-12.jpg | 8538501.jpg
8538501EN3-04 | One Light Outdoor Wall Lantern | Sometimes subtle is exactly what you need. The Crittenden outdoor wall sconce by Sea Gull Lighting is inspired by the simple lines of mid-century modern design and boasts durable, all-aluminum construction. It will make a bold minimalist statement whether used indoors or as an outdoor light. This streamlined cone is a classic profile made from aluminum which gives it a slight shimmer effect. The fixtures purposefully direct light downward, limiting any light leak out of the sides to meet Dark Sky guidelines. The Crittenden is offered in two finishes, Satin Aluminum and Black, each offering a completely unique interpretation of the design. | OUTDOOR | Crittenden | Outdoor Lighting | Satin Aluminum | 4 | Aluminum |  |  |  |  | 1 Medium A19 9.3w |  | 1 | Yes | [14 empty] | 0 | [12 empty] | 43.48 | 86.96 | 130.44 | W:10'' H:8 1/2'' E:11 3/8'' | 1.6 |  |  | 10 | 8.5 | Cap Nuts |  |  |  |  | 11.375 |  | No |  | No | [21 empty] | D:5'' DP:7/8'' OB UP:2 1/2'' Round |  |  |  | 6.5 | Black/White |  |  | Hardwired | 0 | 0 | 0 | 1 | 1 | 0 | 0 | 0 | 0 | 0 | 0 | 785652052996 | 14 | 13 | 11.5 | 3.1 | 1.211 | 250 | Yes | [9 empty] | cETL Wet | CRITTENDEN 1L LANTERN-04 | One Light Outdoor Wall Lantern |  | 8538501EN3-04.jpg | 8538501.jpg
8538501EN3-12 | One Light Outdoor Wall Lantern | Sometimes subtle is exactly what you need. The Crittenden outdoor wall sconce by Sea Gull Lighting is inspired by the simple lines of mid-century modern design and boasts durable, all-aluminum construction. It will make a bold minimalist statement whether used indoors or as an outdoor light. This streamlined cone is a classic profile made from aluminum which gives it a slight shimmer effect. The fixtures purposefully direct light downward, limiting any light leak out of the sides to meet Dark Sky guidelines. The Crittenden is offered in two finishes, Satin Aluminum and Black, each offering a completely unique interpretation of the design. | OUTDOOR | Crittenden | Outdoor Lighting | Black | 12 | Aluminum |  |  |  |  | 1 Medium A19 9.3w |  | 1 | Yes | [14 empty] | 0 | [12 empty] | 43.48 | 86.96 | 130.44 | W:10'' H:8 1/2'' E:11 3/8'' | 1.6 |  |  | 10 | 8.5 | Cap Nuts |  |  |  |  | 11.375 |  | No |  | No | [21 empty] | D:5'' DP:7/8'' OB UP:2 1/2'' Round |  |  |  | 6.5 | Black/White |  |  | Hardwired | 0 | 0 | 0 | 1 | 1 | 0 | 0 | 0 | 0 | 0 | 0 | 785652053009 | 14 | 13 | 11.5 | 3.1 | 1.211 | 250 | Yes | [9 empty] | cETL Wet | CRITTENDEN 1L LANTERN-12 | One Light Outdoor Wall Lantern |  | 8538501EN3-12.jpg | 8538501.jpg
8538601-04 | Small One Light Outdoor Wall Lantern | The Renville modern outdoor wall lantern from Sea Gull Lighting has clean, contemporary lines to make a sleek design statement whether used indoors or outdoors. The geometric, cone profile of the Satin Etched glass shade has subtle ornamentation at the crown and contrasts nicely with the sleek, square backplate. Whether flanking a doorway, garage, patio entrance or pool house, the Renville sconce is a beautiful design accent. The outdoor lighting collection is offered in Satin Aluminum, Black and Antique Bronze finishes and includes two sconce sizes, a small one-light outdoor wall lantern (7.5” high) and a large one-light outdoor wall lantern (10.25” high). | OUTDOOR | Renville | Outdoor Lighting | Satin Aluminum | 4 | Aluminum | Satin Etched Glass | D:5.25" H:6" |  |  | 1 Medium A19 60w |  | 1 | No | [14 empty] | 0 | [12 empty] | 29.48 | 58.96 | 88.44 | D:5 1/4'' W:5 1/4'' H:7 3/8'' E:5 3/4'' | 1.6 | 5.25 |  | 5.25 | 7.375 | Cap Nuts |  |  |  |  | 5.75 |  | No |  | No | [21 empty] | DP:3/4'' W:4 1/2'' H:5'' OB UP:2 1/2'' Rectangular |  |  |  | 6.5 | Black/White |  |  | Hardwired | 0 | 0 | 0 | 0 | 1 | 0 | 0 | 1 | 0 | 0 | 0 | 785652002632 | 13.25 | 9.75 | 8 | 2 | 0.598 | 250 | Yes | [9 empty] | cETL Wet | RENVILLE 1L LANTERN-04 | Small One Light Outdoor Wall Lantern |  | 8538601-04.jpg | 8538601.jpg
8538601-12 | Small One Light Outdoor Wall Lantern | The Renville modern outdoor wall lantern from Sea Gull Lighting has clean, contemporary lines to make a sleek design statement whether used indoors or outdoors. The geometric, cone profile of the Satin Etched glass shade has subtle ornamentation at the crown and contrasts nicely with the sleek, square backplate. Whether flanking a doorway, garage, patio entrance or pool house, the Renville sconce is a beautiful design accent. The outdoor lighting collection is offered in Satin Aluminum, Black and Antique Bronze finishes and includes two sconce sizes, a small one-light outdoor wall lantern (7.5” high) and a large one-light outdoor wall lantern (10.25” high). | OUTDOOR | Renville | Outdoor Lighting | Black | 12 | Aluminum | Satin Etched Glass | D:5.25" H:6" |  |  | 1 Medium A19 60w |  | 1 | No | [14 empty] | 0 | [12 empty] | 24.98 | 49.96 | 74.94 | D:5 1/4'' W:5 1/4'' H:7 3/8'' E:5 3/4'' | 1.6 | 5.25 |  | 5.25 | 7.375 | Cap Nuts |  |  |  |  | 5.75 |  | No |  | No | [21 empty] | DP:3/4'' W:4 1/2'' H:5'' OB UP:2 1/2'' Rectangular |  |  |  | 6.5 | Black/White |  |  | Hardwired | 0 | 0 | 0 | 0 | 1 | 0 | 0 | 1 | 0 | 0 | 0 | 785652001291 | 13.25 | 9.75 | 8 | 2 | 0.598 | 250 | Yes | [9 empty] | cETL Wet | RENVILLE 1L LANTERN-12 | Small One Light Outdoor Wall Lantern |  | 8538601-12.jpg | 8538601.jpg
8538601-71 | Small One Light Outdoor Wall Lantern | The Renville modern outdoor wall lantern from Sea Gull Lighting has clean, contemporary lines to make a sleek design statement whether used indoors or outdoors. The geometric, cone profile of the Satin Etched glass shade has subtle ornamentation at the crown and contrasts nicely with the sleek, square backplate. Whether flanking a doorway, garage, patio entrance or pool house, the Renville sconce is a beautiful design accent. The outdoor lighting collection is offered in Satin Aluminum, Black and Antique Bronze finishes and includes two sconce sizes, a small one-light outdoor wall lantern (7.5” high) and a large one-light outdoor wall lantern (10.25” high). | OUTDOOR | Renville | Outdoor Lighting | Antique Bronze | 71 | Aluminum | Satin Etched Glass | D:5.25" H:6" |  |  | 1 Medium A19 60w |  | 1 | No | [14 empty] | 0 | [12 empty] | 24.98 | 49.96 | 74.94 | D:5 1/4'' W:5 1/4'' H:7 3/8'' E:5 3/4'' | 1.6 | 5.25 |  | 5.25 | 7.375 | Cap Nuts |  |  |  |  | 5.75 |  | No |  | No | [21 empty] | DP:3/4'' W:4 1/2'' H:5'' OB UP:2 1/2'' Rectangular |  |  |  | 6.5 | Black/White |  |  | Hardwired | 0 | 0 | 0 | 0 | 1 | 0 | 0 | 1 | 0 | 0 | 0 | 785652002649 | 13.25 | 9.75 | 8 | 2 | 0.598 | 250 | Yes | [9 empty] | cETL Wet | RENVILLE 1L LANTERN-71 | Small One Light Outdoor Wall Lantern |  | 8538601-71.jpg | 8538601.jpg
8538601EN3-04 | Small One Light Outdoor Wall Lantern | The Renville modern outdoor wall lantern from Sea Gull Lighting has clean, contemporary lines to make a sleek design statement whether used indoors or outdoors. The geometric, cone profile of the Satin Etched glass shade has subtle ornamentation at the crown and contrasts nicely with the sleek, square backplate. Whether flanking a doorway, garage, patio entrance or pool house, the Renville sconce is a beautiful design accent. The outdoor lighting collection is offered in Satin Aluminum, Black and Antique Bronze finishes and includes two sconce sizes, a small one-light outdoor wall lantern (7.5” high) and a large one-light outdoor wall lantern (10.25” high). | OUTDOOR | Renville | Outdoor Lighting | Satin Aluminum | 4 | Aluminum | Satin Etched Glass | D:5.25" H:6" |  |  | 1 Medium A19 9.3w |  | 1 | Yes | [14 empty] | 0 | [12 empty] | 35.48 | 70.96 | 106.44 | D:5 1/4'' W:5 1/4'' H:7 3/8'' E:5 3/4'' | 1.6 | 5.25 |  | 5.25 | 7.375 | Cap Nuts |  |  |  |  | 5.75 |  | No |  | No | [21 empty] | DP:3/4'' W:4 1/2'' H:5'' OB UP:2 1/2'' Rectangular |  |  |  | 6.5 | Black/White |  |  | Hardwired | 0 | 0 | 0 | 1 | 1 | 0 | 0 | 0 | 0 | 0 | 0 | 785652046773 | 13.25 | 9.75 | 8 | 2 | 0.598 | 250 | Yes | [9 empty] | cETL Wet | RENVILLE 1L LANTERN-04 | Small One Light Outdoor Wall Lantern |  | 8538601EN3-04.jpg | 8538601.jpg
8538601EN3-12 | Small One Light Outdoor Wall Lantern | The Renville modern outdoor wall lantern from Sea Gull Lighting has clean, contemporary lines to make a sleek design statement whether used indoors or outdoors. The geometric, cone profile of the Satin Etched glass shade has subtle ornamentation at the crown and contrasts nicely with the sleek, square backplate. Whether flanking a doorway, garage, patio entrance or pool house, the Renville sconce is a beautiful design accent. The outdoor lighting collection is offered in Satin Aluminum, Black and Antique Bronze finishes and includes two sconce sizes, a small one-light outdoor wall lantern (7.5” high) and a large one-light outdoor wall lantern (10.25” high). | OUTDOOR | Renville | Outdoor Lighting | Black | 12 | Aluminum | Satin Etched Glass | D:5.25" H:6" |  |  | 1 Medium A19 9.3w |  | 1 | Yes | [14 empty] | 0 | [12 empty] | 30.98 | 61.96 | 92.94 | D:5 1/4'' W:5 1/4'' H:7 3/8'' E:5 3/4'' | 1.6 | 5.25 |  | 5.25 | 7.375 | Cap Nuts |  |  |  |  | 5.75 |  | No |  | No | [21 empty] | DP:3/4'' W:4 1/2'' H:5'' OB UP:2 1/2'' Rectangular |  |  |  | 6.5 | Black/White |  |  | Hardwired | 0 | 0 | 0 | 1 | 1 | 0 | 0 | 0 | 0 | 0 | 0 | 785652046797 | 13.25 | 9.75 | 8 | 2 | 0.598 | 250 | Yes | [9 empty] | cETL Wet | RENVILLE 1L LANTERN-12 | Small One Light Outdoor Wall Lantern |  | 8538601EN3-12.jpg | 8538601.jpg
8538601EN3-71 | Small One Light Outdoor Wall Lantern | The Renville modern outdoor wall lantern from Sea Gull Lighting has clean, contemporary lines to make a sleek design statement whether used indoors or outdoors. The geometric, cone profile of the Satin Etched glass shade has subtle ornamentation at the crown and contrasts nicely with the sleek, square backplate. Whether flanking a doorway, garage, patio entrance or pool house, the Renville sconce is a beautiful design accent. The outdoor lighting collection is offered in Satin Aluminum, Black and Antique Bronze finishes and includes two sconce sizes, a small one-light outdoor wall lantern (7.5” high) and a large one-light outdoor wall lantern (10.25” high). | OUTDOOR | Renville | Outdoor Lighting | Antique Bronze | 71 | Aluminum | Satin Etched Glass | D:5.25" H:6" |  |  | 1 Medium A19 9.3w |  | 1 | Yes | [14 empty] | 0 | [12 empty] | 30.98 | 61.96 | 92.94 | D:5 1/4'' W:5 1/4'' H:7 3/8'' E:5 3/4'' | 1.6 | 5.25 |  | 5.25 | 7.375 | Cap Nuts |  |  |  |  | 5.75 |  | No |  | No | [21 empty] | DP:3/4'' W:4 1/2'' H:5'' OB UP:2 1/2'' Rectangular |  |  |  | 6.5 | Black/White |  |  | Hardwired | 0 | 0 | 0 | 1 | 1 | 0 | 0 | 0 | 0 | 0 | 0 | 785652046810 | 13.25 | 9.75 | 8 | 2 | 0.598 | 250 | Yes | [9 empty] | cETL Wet | RENVILLE 1L LANTERN-71 | Small One Light Outdoor Wall Lantern |  | 8538601EN3-71.jpg | 8538601.jpg
8538701-12 | Small One Light Uplight Outdoor Wall Lantern | The Sevier outdoor collection by Sea Gull Lighting brings timeless design to new heights with its traditional design details found in classic outdoor fixtures as well as an open bottom for easy maintenance. Made of durable cast aluminum, a multi-level crown, top finial and stepped-edge back plate complete the traditional look. Offered in Antique Bronze or Black finish, both with Clear glass, the collection includes a one-light outdoor pendant, one-light post lantern, a large one-light uplight outdoor wall lantern, a small one-light uplight outdoor wall lantern, a small one-light downlight outdoor wall lantern, and a large one-light downlight outdoor wall lantern. | OUTDOOR | Sevier | Outdoor Lighting | Black | 12 |  | Clear Glass | W:2.125" H:6" |  |  | 1 Medium A19 100w |  | 1 | No | [14 empty] | 0 | [12 empty] | 33.98 | 67.96 | 101.94 | W:6 1/2'' H:16 1/4'' E:7 3/4'' |  |  |  | 6.5 | 16.25 | Cap Nuts |  |  |  |  | 7.75 |  | No |  | No | [21 empty] | DP:7/8'' W:4 1/2'' H:5 3/8'' OB UP:13 1/2'' OB DOWN:2 3/4'' |  |  |  | 6.5 | Black/White |  |  | Hardwired | 0 | 0 | 0 | 0 | 1 | 0 | 0 | 1 | 0 | 0 | 0 | 785652001307 | 15.5 | 10 | 9 | 3.4 | 0.807 | 175 | Yes | [9 empty] | cETL Wet | SEVIER 1L LANTERN-12 | Small One Light Uplight Outdoor Wall Lantern |  | 8538701-12_alt.png | 8538701.jpg
8538701-71 | Small One Light Uplight Outdoor Wall Lantern | The Sevier outdoor collection by Sea Gull Lighting brings timeless design to new heights with its traditional design details found in classic outdoor fixtures as well as an open bottom for easy maintenance. Made of durable cast aluminum, a multi-level crown, top finial and stepped-edge back plate complete the traditional look. Offered in Antique Bronze or Black finish, both with Clear glass, the collection includes a one-light outdoor pendant, one-light post lantern, a large one-light uplight outdoor wall lantern, a small one-light uplight outdoor wall lantern, a small one-light downlight outdoor wall lantern, and a large one-light downlight outdoor wall lantern. | OUTDOOR | Sevier | Outdoor Lighting | Antique Bronze | 71 |  | Clear Glass | W:2.125" H:6" |  |  | 1 Medium A19 100w |  | 1 | No | [14 empty] | 0 | [12 empty] | 33.98 | 67.96 | 101.94 | W:6 1/2'' H:16 1/4'' E:7 3/4'' |  |  |  | 6.5 | 16.25 | Cap Nuts |  |  |  |  | 7.75 |  | No |  | No | [21 empty] | DP:7/8'' W:4 1/2'' H:5 3/8'' OB UP:13 1/2'' OB DOWN:2 3/4'' |  |  |  | 6.5 | Black/White |  |  | Hardwired | 0 | 0 | 0 | 0 | 1 | 0 | 0 | 1 | 0 | 0 | 0 | 785652001383 | 15.5 | 10 | 9 | 3.4 | 0.807 | 175 | Yes | [9 empty] | cETL Wet | SEVIER 1L LANTERN-71 | Small One Light Uplight Outdoor Wall Lantern |  | 8538701-71_alt.png | 8538701.jpg
8538751-12 | Small One Light Uplight Outdoor Wall Lantern | The Sevier outdoor collection by Sea Gull Lighting brings timeless design to new heights with its traditional design details found in classic outdoor fixtures as well as an open bottom for easy maintenance. Made of durable cast aluminum, a multi-level crown, top finial and stepped-edge back plate complete the traditional look. Offered in Antique Bronze or Black finish, both with Clear glass, the collection includes a one-light outdoor pendant, one-light post lantern, a large one-light uplight outdoor wall lantern, a small one-light uplight outdoor wall lantern, a small one-light downlight outdoor wall lantern, and a large one-light downlight outdoor wall lantern. | OUTDOOR | Sevier | Outdoor Lighting | Black | 12 |  | Satin Etched Glass | W:2.125" H:6" |  |  | 1 Medium A19 100w |  | 1 | No | [14 empty] | 0 | [12 empty] | 32.45 | 64.9 | 97.35 | W:6 1/2'' H:16 1/4'' E:7 3/4'' |  |  |  | 6.5 | 16.25 | Cap Nuts |  |  |  |  | 7.75 |  | No |  | No | [21 empty] | DP:7/8'' W:4 1/2'' H:5 3/8'' OB UP:13 1/2'' OB DOWN:2 3/4'' |  |  |  | 6.5 | Black/White |  |  | Hardwired | 0 | 0 | 0 | 0 | 1 | 0 | 0 | 1 | 0 | 0 | 0 | 785652056154 | 15.5 | 10 | 9 | 3.4 | 0.807 | 175 | Yes | [9 empty] | cETL Wet | SEVIER 1L LANTERN-12 | Small One Light Uplight Outdoor Wall Lantern |  | 8538751-12.jpg | 8538751.jpg
8538751-71 | Small One Light Uplight Outdoor Wall Lantern | The Sevier outdoor collection by Sea Gull Lighting brings timeless design to new heights with its traditional design details found in classic outdoor fixtures as well as an open bottom for easy maintenance. Made of durable cast aluminum, a multi-level crown, top finial and stepped-edge back plate complete the traditional look. Offered in Antique Bronze or Black finish, both with Clear glass, the collection includes a one-light outdoor pendant, one-light post lantern, a large one-light uplight outdoor wall lantern, a small one-light uplight outdoor wall lantern, a small one-light downlight outdoor wall lantern, and a large one-light downlight outdoor wall lantern. | OUTDOOR | Sevier | Outdoor Lighting | Antique Bronze | 71 |  | Satin Etched Glass | W:2.125" H:6" |  |  | 1 Medium A19 100w |  | 1 | No | [14 empty] | 0 | [12 empty] | 32.45 | 64.9 | 97.35 | W:6 1/2'' H:16 1/4'' E:7 3/4'' |  |  |  | 6.5 | 16.25 | Cap Nuts |  |  |  |  | 7.75 |  | No |  | No | [21 empty] | DP:7/8'' W:4 1/2'' H:5 3/8'' OB UP:13 1/2'' OB DOWN:2 3/4'' |  |  |  | 6.5 | Black/White |  |  | Hardwired | 0 | 0 | 0 | 0 | 1 | 0 | 0 | 1 | 0 | 0 | 0 | 785652056161 | 15.5 | 10 | 9 | 3.4 | 0.807 | 175 | Yes | [9 empty] | cETL Wet | SEVIER 1L LANTERN-71 | Small One Light Uplight Outdoor Wall Lantern |  | 8538751-71.jpg | 8538751.jpg
8538751EN3-12 | Small One Light Uplight Outdoor Wall Lantern | The Sevier outdoor collection by Sea Gull Lighting brings timeless design to new heights with its traditional design details found in classic outdoor fixtures as well as an open bottom for easy maintenance. Made of durable cast aluminum, a multi-level crown, top finial and stepped-edge back plate complete the traditional look. Offered in Antique Bronze or Black finish, both with Clear glass, the collection includes a one-light outdoor pendant, one-light post lantern, a large one-light uplight outdoor wall lantern, a small one-light uplight outdoor wall lantern, a small one-light downlight outdoor wall lantern, and a large one-light downlight outdoor wall lantern. | OUTDOOR | Sevier | Outdoor Lighting | Black | 12 |  | Satin Etched Glass | W:2.125" H:6" |  |  | 1 Medium A19 9.3w |  | 1 | Yes | [14 empty] | 0 | [12 empty] | 37.45 | 74.9 | 112.35 | W:6 1/2'' H:16 1/4'' E:7 3/4'' |  |  |  | 6.5 | 16.25 | Cap Nuts |  |  |  |  | 7.75 |  | No |  | No | [21 empty] | DP:7/8'' W:4 1/2'' H:5 3/8'' OB UP:13 1/2'' OB DOWN:2 3/4'' |  |  |  | 6.5 | Black/White |  |  | Hardwired | 0 | 0 | 0 | 1 | 1 | 0 | 0 | 0 | 0 | 0 | 0 | 785652056277 | 15.5 | 10 | 9 | 3.4 | 0.807 | 175 | Yes | [9 empty] | cETL Wet | SEVIER 1L LANTERN-12 | Small One Light Uplight Outdoor Wall Lantern |  | 8538751EN3-12.jpg | 8538751EN3.jpg
8538751EN3-71 | Small One Light Uplight Outdoor Wall Lantern | The Sevier outdoor collection by Sea Gull Lighting brings timeless design to new heights with its traditional design details found in classic outdoor fixtures as well as an open bottom for easy maintenance. Made of durable cast aluminum, a multi-level crown, top finial and stepped-edge back plate complete the traditional look. Offered in Antique Bronze or Black finish, both with Clear glass, the collection includes a one-light outdoor pendant, one-light post lantern, a large one-light uplight outdoor wall lantern, a small one-light uplight outdoor wall lantern, a small one-light downlight outdoor wall lantern, and a large one-light downlight outdoor wall lantern. | OUTDOOR | Sevier | Outdoor Lighting | Antique Bronze | 71 |  | Satin Etched Glass | W:2.125" H:6" |  |  | 1 Medium A19 9.3w |  | 1 | Yes | [14 empty] | 0 | [12 empty] | 37.45 | 74.9 | 112.35 | W:6 1/2'' H:16 1/4'' E:7 3/4'' |  |  |  | 6.5 | 16.25 | Cap Nuts |  |  |  |  | 7.75 |  | No |  | No | [21 empty] | DP:7/8'' W:4 1/2'' H:5 3/8'' OB UP:13 1/2'' OB DOWN:2 3/4'' |  |  |  | 6.5 | Black/White |  |  | Hardwired | 0 | 0 | 0 | 1 | 1 | 0 | 0 | 0 | 0 | 0 | 0 | 785652056284 | 15.5 | 10 | 9 | 3.4 | 0.807 | 175 | Yes | [9 empty] | cETL Wet | SEVIER 1L LANTERN-71 | Small One Light Uplight Outdoor Wall Lantern |  | 8538751EN3-71.jpg | 8538751EN3.jpg
8543193S-12 | Small LED Outdoor Wall Lantern |  | OUTDOOR | Rebay | Outdoor Lighting | Black | 12 | Aluminum |  |  |  | Etched / White Inside Glass |  |  | 1 | No | 450 | 3000 | 90 | 5 | 120 | 19 - Integrated | LED - Array |  |  |  | LED | 5 | 5 | 50000 | 0 | [12 empty] | 79.5 | 159 | 238.5 | W:5 3/8'' H:9 5/16'' E:3 5/16'' |  |  |  | 5.375 | 9.3125 | Screw(s) |  |  |  |  | 3.3125 |  | No |  | No | [21 empty] | DP:7/8'' W:5 3/8'' H:9 5/16'' OB UP:4 3/16'' Rectangular |  |  |  | 6.5 | Black/White |  |  | Hardwired | 1 | 0 | 0 | 0 | 1 | 0 | 1 | 0 | 0 | 0 | 0 | 785652076862 | [16 empty] | cETL Wet | REBAY LED SM WALL-12 | Small LED Outdoor Wall Lantern |  | 8543193S-12.jpg | 8543193S.jpg
8543193S-71 | Small LED Outdoor Wall Lantern |  | OUTDOOR | Rebay | Outdoor Lighting | Antique Bronze | 71 | Aluminum |  |  |  | Etched / White Inside Glass |  |  | 1 | No | 450 | 3000 | 90 | 5 | 120 | 19 - Integrated | LED - Array |  |  |  | LED | 5 | 5 | 50000 | 0 | [12 empty] | 79.5 | 159 | 238.5 | W:5 3/8'' H:9 5/16'' E:3 5/16'' |  |  |  | 5.375 | 9.3125 | Screw(s) |  |  |  |  | 3.3125 |  | No |  | No | [21 empty] | DP:7/8'' W:5 3/8'' H:9 5/16'' OB UP:4 3/16'' Rectangular |  |  |  | 6.5 | Black/White |  |  | Hardwired | 1 | 0 | 0 | 0 | 1 | 0 | 1 | 0 | 0 | 0 | 0 | 785652076879 | [16 empty] | cETL Wet | REBAY LED SM WALL-71 | Small LED Outdoor Wall Lantern |  | 8543193S-71.jpg | 8543193S.jpg
8547401-12 | Small One Light Outdoor Wall Lantern | The decorative, sturdy Gealan Collection is a versatile outdoor product line built to last. Echoing classic lampposts while using modern silhouettes and glass panels creates a smooth transitional style. Give outdoor settings a refreshing new look with beautifully framed lighting. Available in a variety of sizes for flexible options to match any exterior. Choose from Painted Brushed Nickel finish with Clear Ribbed glass or Black finish with Satin Etched glass. The proprietary StoneStrong material withstands all weather climes. StoneStrong material is rust-proof and built to last in any outside environment, including coastal, dry, and harsh winter or summer climates. StoneStrong is also backed by a robust warranty. | OUTDOOR | Gaelan | Outdoor Lighting | Black | 12 | StoneStrong | Satin Etched Glass | W:3.75" H:6" |  |  | 1 Medium A19 75w |  | 1 | No | [14 empty] | 0 | [12 empty] | 60.48 | 120.96 | 181.44 | W:5 3/8'' H:10 1/4'' E:5 7/8'' | 2.4 |  |  | 5.375 | 10.25 | Cap Nuts |  |  |  |  | 5.875 |  | No |  | No | [21 empty] | DP:13/16'' W:4 7/16'' H:5 1/4'' OB UP:6 1/2'' Rectangular |  |  |  | 6.5 | Black/White |  |  | Hardwired | 0 | 0 | 0 | 0 | 1 | 0 | 0 | 1 | 0 | 0 | 0 | 785652056338 | 12.75 | 10.5 | 9 | 3.1 | 0.697 | 175 | Yes | [9 empty] | cETL Wet | GAELAN 1L WALL LANTERN-12 | Small One Light Outdoor Wall Lantern |  | 8547401-12.png | 8547401.jpg
8547401EN3-12 | Small One Light Outdoor Wall Lantern | The decorative, sturdy Gealan Collection is a versatile outdoor product line built to last. Echoing classic lampposts while using modern silhouettes and glass panels creates a smooth transitional style. Give outdoor settings a refreshing new look with beautifully framed lighting. Available in a variety of sizes for flexible options to match any exterior. Choose from Painted Brushed Nickel finish with Clear Ribbed glass or Black finish with Satin Etched glass. The proprietary StoneStrong material withstands all weather climes. StoneStrong material is rust-proof and built to last in any outside environment, including coastal, dry, and harsh winter or summer climates. StoneStrong is also backed by a robust warranty. | OUTDOOR | Gaelan | Outdoor Lighting | Black | 12 | StoneStrong | Satin Etched Glass | W:3.75" H:6" |  |  | 1 Medium A19 9.3w |  | 1 | Yes | [14 empty] | 0 | [12 empty] | 63.45 | 126.9 | 190.35 | W:5 3/8'' H:10 1/4'' E:5 7/8'' | 2.4 |  |  | 5.375 | 10.25 | Cap Nuts |  |  |  |  | 5.875 |  | No |  | No | [21 empty] | DP:13/16'' W:4 7/16'' H:5 1/4'' OB UP:6 1/2'' Rectangular |  |  |  | 6.5 | Black/White |  |  | Hardwired | 0 | 0 | 0 | 1 | 1 | 0 | 0 | 0 | 0 | 0 | 0 | 785652056727 | 12.75 | 10.5 | 9 | 3.1 | 0.697 | 175 | Yes | [9 empty] | cETL Wet | GAELAN 1L WALL LANTERN-12 | Small One Light Outdoor Wall Lantern |  | 8547401EN3-12.png | 8547401EN3.jpg
8547431-753 | Small One Light Outdoor Wall Lantern | The decorative, sturdy Gealan Collection is a versatile outdoor product line built to last. Echoing classic lampposts while using modern silhouettes and glass panels creates a smooth transitional style. Give outdoor settings a refreshing new look with beautifully framed lighting. Available in a variety of sizes for flexible options to match any exterior. Choose from Painted Brushed Nickel finish with Clear Ribbed glass or Black finish with Satin Etched glass. The proprietary StoneStrong material withstands all weather climes. StoneStrong material is rust-proof and built to last in any outside environment, including coastal, dry, and harsh winter or summer climates. StoneStrong is also backed by a robust warranty. | OUTDOOR | Gaelan | Outdoor Lighting | Painted Brushed Nickel | 753 | StoneStrong | Clear Ribbed Glass | W:3.75" H:6" |  |  | 1 Medium A19 75w |  | 1 | No | [14 empty] | 0 | [12 empty] | 57.45 | 114.9 | 172.35 | W:5 3/8'' H:10 1/4'' E:5 7/8'' | 2.4 |  |  | 5.375 | 10.25 | Cap Nuts |  |  |  |  | 5.875 |  | No |  | No | [21 empty] | DP:13/16'' W:4 7/16'' H:5 1/4'' OB UP:6 1/2'' Rectangular |  |  |  | 6.5 | Black/White |  |  | Hardwired | 0 | 0 | 0 | 0 | 1 | 0 | 0 | 1 | 0 | 0 | 0 | 785652056345 | 12.75 | 10.5 | 8.75 | 3.2 | 0.678 | 175 | Yes | [9 empty] | cETL Wet | GAELAN 1L WALL LANTERN-753 | Small One Light Outdoor Wall Lantern |  | 8547431-753.png | 8547431.jpg
8547431EN3-753 | Small One Light Outdoor Wall Lantern | The decorative, sturdy Gealan Collection is a versatile outdoor product line built to last. Echoing classic lampposts while using modern silhouettes and glass panels creates a smooth transitional style. Give outdoor settings a refreshing new look with beautifully framed lighting. Available in a variety of sizes for flexible options to match any exterior. Choose from Painted Brushed Nickel finish with Clear Ribbed glass or Black finish with Satin Etched glass. The proprietary StoneStrong material withstands all weather climes. StoneStrong material is rust-proof and built to last in any outside environment, including coastal, dry, and harsh winter or summer climates. StoneStrong is also backed by a robust warranty. | OUTDOOR | Gaelan | Outdoor Lighting | Painted Brushed Nickel | 753 | StoneStrong | Clear Ribbed Glass | W:3.75" H:6" |  |  | 1 Medium A19 9.3w |  | 1 | Yes | [14 empty] | 0 | [12 empty] | 63.45 | 126.9 | 190.35 | W:5 3/8'' H:10 1/4'' E:5 7/8'' | 2.4 |  |  | 5.375 | 10.25 | Cap Nuts |  |  |  |  | 5.875 |  | No |  | No | [21 empty] | DP:13/16'' W:4 7/16'' H:5 1/4'' OB UP:6 1/2'' Rectangular |  |  |  | 6.5 | Black/White |  |  | Hardwired | 0 | 0 | 0 | 1 | 1 | 0 | 0 | 0 | 0 | 0 | 0 | 785652056734 | 12.75 | 10.5 | 8.75 | 3.2 | 0.678 | 175 | Yes | [9 empty] | cETL Wet | GAELAN 1L WALL LANTERN-753 | Small One Light Outdoor Wall Lantern |  | 8547431EN3-753.png | 8547431EN3.jpg
8547701-04 | Small One Light Outdoor Wall Lantern | The traditional Fredericksburg outdoor lighting collection by Sea Gull Lighting is an authentic take on the classic station light, perfect for a coastal hideaway, country home or urban abode, and can even be used indoors to enhance rustic décor. The two finish options of Satin Aluminum and Weathered Copper create completely different looks. Compliant with Dark Sky standards, the fixtures purposefully direct light downward, limiting any light leak out the sides. The collection includes a one-light outdoor pendant and small and large one-light outdoor wall lanterns. Incandescent, integrated LED and ENERGY STAR-qualified LED lamping are available. The advanced, integrated LED option has warm-on-dim technology that warms in color when dimmed, going from 2700K to 2200K and is California Title 24 compliant. | OUTDOOR | Fredricksburg | Outdoor Lighting | Satin Aluminum | 4 | Aluminum |  |  |  |  | 1 Medium A19 100w |  | 1 | No | [14 empty] | 0 | [12 empty] | 49.98 | 99.96 | 149.94 | D:10'' W:10'' H:11 15/16'' E:11 5/8'' | 2.6 | 10 |  | 10 | 11.9375 | Single Cap Nut |  |  |  |  | 11.625 |  | No |  | No | [21 empty] | D:4 3/4'' DP:1 1/8'' OB UP:5 3/4'' OB DOWN:6 1/4'' Round |  |  |  | 6 | Black/White |  |  | Hardwired | 0 | 0 | 0 | 0 | 1 | 0 | 0 | 1 | 0 | 0 | 0 | 785652108563 | 14.5 | 14.5 | 12 | 3.4 | 1.46 | 250 | Yes | [9 empty] | cETL Wet | FREDRICKSBURG 1L LANTERN-04 | Small One Light Outdoor Wall Lantern |  | 8547701-04.jpg | 8547701.jpg
8547701-04/T | Small One Light Outdoor Turtle Friendly Wall Lantern | The traditional Fredericksburg outdoor lighting collection by Sea Gull Lighting is an authentic take on the classic station light, perfect for a coastal hideaway, country home or urban abode, and can even be used indoors to enhance rustic décor. The two finish options of Satin Aluminum and Weathered Copper create completely different looks. Compliant with Dark Sky standards, the fixtures purposefully direct light downward, limiting any light leak out the sides. The collection includes a one-light outdoor pendant and small and large one-light outdoor wall lanterns. Incandescent, integrated LED and ENERGY STAR-qualified LED lamping are available. The advanced, integrated LED option has warm-on-dim technology that warms in color when dimmed, going from 2700K to 2200K and is California Title 24 compliant. | OUTDOOR | Fredricksburg | Outdoor Lighting | Satin Aluminum | 4 | Aluminum |  |  |  |  | 1 Medium PAR20 7w |  | 1 | Yes | [14 empty] | 0 | [12 empty] | 81.48 | 162.96 | 244.44 | D:10'' W:10'' H:11 15/16'' E:11 5/8'' | 2.6 | 10 |  | 10 | 11.9375 | Single Cap Nut |  |  |  |  | 11.625 |  | No |  | No | [21 empty] | D:4 3/4'' DP:1 1/8'' OB UP:5 3/4'' OB DOWN:6 1/4'' Round |  |  |  | 6 | Black/White |  |  | Hardwired | 0 | 0 | 0 | 0 | 1 | 0 | 0 | 0 | 0 | 0 | 0 | 785652074424 | 14.5 | 14.5 | 12 | 3.4 | 1.46 | 250 | Yes | [9 empty] | cETL Wet | FREDRICKSBURG 1L LANTERN-04 | Small One Light Outdoor Turtle Friendly Wall Lantern |  | 8547701-04_T.jpg | 8547701.jpg
8547701-44 | Small One Light Outdoor Wall Lantern | The traditional Fredericksburg outdoor lighting collection by Sea Gull Lighting is an authentic take on the classic station light, perfect for a coastal hideaway, country home or urban abode, and can even be used indoors to enhance rustic décor. The two finish options of Satin Aluminum and Weathered Copper create completely different looks. Compliant with Dark Sky standards, the fixtures purposefully direct light downward, limiting any light leak out the sides. The collection includes a one-light outdoor pendant and small and large one-light outdoor wall lanterns. Incandescent, integrated LED and ENERGY STAR-qualified LED lamping are available. The advanced, integrated LED option has warm-on-dim technology that warms in color when dimmed, going from 2700K to 2200K and is California Title 24 compliant. | OUTDOOR | Fredricksburg | Outdoor Lighting | Weathered Copper | 44 | Aluminum |  |  |  |  | 1 Medium A19 100w |  | 1 | No | [14 empty] | 0 | [12 empty] | 49.98 | 99.96 | 149.94 | D:10'' W:10'' H:11 15/16'' E:11 5/8'' | 2.6 | 10 |  | 10 | 11.9375 | Single Cap Nut |  |  |  |  | 11.625 |  | No |  | No | [21 empty] | D:4 3/4'' DP:1 1/8'' OB UP:5 3/4'' OB DOWN:6 1/4'' Round |  |  |  | 6 | Black/White |  |  | Hardwired | 0 | 0 | 0 | 0 | 1 | 0 | 0 | 1 | 0 | 0 | 0 | 785652108570 | 14.75 | 14.75 | 12.25 | 3.2 | 1.542 | 250 | Yes | [9 empty] | cETL Wet | FREDRICKSBURG 1L LANTERN-44 | Small One Light Outdoor Wall Lantern |  | 8547701-44.jpg | 8547701.jpg
8547701-44/T | Small One Light Outdoor Turtle Friendly Wall Lantern | The traditional Fredericksburg outdoor lighting collection by Sea Gull Lighting is an authentic take on the classic station light, perfect for a coastal hideaway, country home or urban abode, and can even be used indoors to enhance rustic décor. The two finish options of Satin Aluminum and Weathered Copper create completely different looks. Compliant with Dark Sky standards, the fixtures purposefully direct light downward, limiting any light leak out the sides. The collection includes a one-light outdoor pendant and small and large one-light outdoor wall lanterns. Incandescent, integrated LED and ENERGY STAR-qualified LED lamping are available. The advanced, integrated LED option has warm-on-dim technology that warms in color when dimmed, going from 2700K to 2200K and is California Title 24 compliant. | OUTDOOR | Fredricksburg | Outdoor Lighting | Weathered Copper | 44 | Aluminum |  |  |  |  | 1 Medium PAR20 7w |  | 1 | Yes | [14 empty] | 0 | [12 empty] | 77.95 | 155.9 | 233.85 | D:10'' W:10'' H:11 15/16'' E:11 5/8'' | 2.6 | 10 |  | 10 | 11.9375 | Single Cap Nut |  |  |  |  | 11.625 |  | No |  | No | [21 empty] | D:4 3/4'' DP:1 1/8'' OB UP:5 3/4'' OB DOWN:6 1/4'' Round |  |  |  | 6 | Black/White |  |  | Hardwired | 0 | 0 | 0 | 0 | 1 | 0 | 0 | 0 | 0 | 0 | 0 | 785652074431 | 14.75 | 14.75 | 12.25 | 3.2 | 1.542 | 250 | Yes | [9 empty] | cETL Wet | FREDRICKSBURG 1L LANTERN-44 | Small One Light Outdoor Turtle Friendly Wall Lantern |  | 8547701-44_T.jpg | 8547701.jpg
8547701EN3-04 | Small One Light Outdoor Wall Lantern | The traditional Fredericksburg outdoor lighting collection by Sea Gull Lighting is an authentic take on the classic station light, perfect for a coastal hideaway, country home or urban abode, and can even be used indoors to enhance rustic décor. The two finish options of Satin Aluminum and Weathered Copper create completely different looks. Compliant with Dark Sky standards, the fixtures purposefully direct light downward, limiting any light leak out the sides. The collection includes a one-light outdoor pendant and small and large one-light outdoor wall lanterns. Incandescent, integrated LED and ENERGY STAR-qualified LED lamping are available. The advanced, integrated LED option has warm-on-dim technology that warms in color when dimmed, going from 2700K to 2200K and is California Title 24 compliant. | OUTDOOR | Fredricksburg | Outdoor Lighting | Satin Aluminum | 4 | Aluminum |  |  |  |  | 1 Medium A19 9.3w |  | 1 | Yes | [14 empty] | 0 | [12 empty] | 55.98 | 111.96 | 167.94 | D:10'' W:10'' H:11 15/16'' E:11 5/8'' | 2.6 | 10 |  | 10 | 11.9375 | Single Cap Nut |  |  |  |  | 11.625 |  | No |  | No | [21 empty] | D:4 3/4'' DP:1 1/8'' OB UP:5 3/4'' OB DOWN:6 1/4'' Round |  |  |  | 6 | Black/White |  |  | Hardwired | 0 | 0 | 0 | 1 | 1 | 0 | 0 | 0 | 0 | 0 | 0 | 785652045707 | 14.5 | 14.5 | 12 | 3.4 | 1.46 | 250 | Yes | [9 empty] | cETL Wet | FREDRICKSBURG 1L LANTERN-04 | Small One Light Outdoor Wall Lantern |  | 8547701EN3-04.jpg | 8547701.jpg
8547701EN3-44 | Small One Light Outdoor Wall Lantern | The traditional Fredericksburg outdoor lighting collection by Sea Gull Lighting is an authentic take on the classic station light, perfect for a coastal hideaway, country home or urban abode, and can even be used indoors to enhance rustic décor. The two finish options of Satin Aluminum and Weathered Copper create completely different looks. Compliant with Dark Sky standards, the fixtures purposefully direct light downward, limiting any light leak out the sides. The collection includes a one-light outdoor pendant and small and large one-light outdoor wall lanterns. Incandescent, integrated LED and ENERGY STAR-qualified LED lamping are available. The advanced, integrated LED option has warm-on-dim technology that warms in color when dimmed, going from 2700K to 2200K and is California Title 24 compliant. | OUTDOOR | Fredricksburg | Outdoor Lighting | Weathered Copper | 44 | Aluminum |  |  |  |  | 1 Medium A19 9.3w |  | 1 | Yes | [14 empty] | 0 | [12 empty] | 55.98 | 111.96 | 167.94 | D:10'' W:10'' H:11 15/16'' E:11 5/8'' | 2.6 | 10 |  | 10 | 11.9375 | Single Cap Nut |  |  |  |  | 11.625 |  | No |  | No | [21 empty] | D:4 3/4'' DP:1 1/8'' OB UP:5 3/4'' OB DOWN:6 1/4'' Round |  |  |  | 6 | Black/White |  |  | Hardwired | 0 | 0 | 0 | 1 | 1 | 0 | 0 | 0 | 0 | 0 | 0 | 785652045714 | 14.75 | 14.75 | 12.25 | 3.2 | 1.542 | 250 | Yes | [9 empty] | cETL Wet | FREDRICKSBURG 1L LANTERN-44 | Small One Light Outdoor Wall Lantern |  | 8547701EN3-44.jpg | 8547701.jpg
8547793S-04 | Small LED Outdoor Wall Lantern | The traditional Fredericksburg outdoor lighting collection by Sea Gull Lighting is an authentic take on the classic station light, perfect for a coastal hideaway, country home or urban abode, and can even be used indoors to enhance rustic décor. The two finish options of Satin Aluminum and Weathered Copper create completely different looks. Compliant with Dark Sky standards, the fixtures purposefully direct light downward, limiting any light leak out the sides. The collection includes a one-light outdoor pendant and small and large one-light outdoor wall lanterns. Incandescent, integrated LED and ENERGY STAR-qualified LED lamping are available. The advanced, integrated LED option has warm-on-dim technology that warms in color when dimmed, going from 2700K to 2200K and is California Title 24 compliant. | OUTDOOR | Fredricksburg | Outdoor Lighting | Satin Aluminum | 4 | Aluminum | [6 empty] | 1 | No | 1000 | 3000 | 90 | 14 | 120 | 19 - Integrated | MODS - Modules |  | 5 | 100 | LED | 14 | 14 | 50000 | 0 | [12 empty] | 67.98 | 135.96 | 203.94 | D:10'' W:10'' H:11 15/16'' E:11 5/8'' | 2.6 | 10 |  | 10 | 11.9375 | Single Cap Nut |  |  |  |  | 11.625 |  | No |  | No | [21 empty] | D:4 3/4'' DP:1 1/8'' OB UP:5 3/4'' OB DOWN:6 1/4'' Round |  |  |  | 6 | Black/White |  |  | Hardwired | 0 | 0 | 0 | 0 | 1 | 0 | 0 | 0 | 0 | 0 | 0 | 785652064593 | 15 | 14.75 | 12.75 | 3.3 | 1.632 | 250 | Yes | [9 empty] | cETL Wet | FREDRICKSBURG LED LANTERN-04 | Small LED Outdoor Wall Lantern |  | 8547793S-04.jpg | 8547701.jpg
8547793S-44 | Small LED Outdoor Wall Lantern | The traditional Fredericksburg outdoor lighting collection by Sea Gull Lighting is an authentic take on the classic station light, perfect for a coastal hideaway, country home or urban abode, and can even be used indoors to enhance rustic décor. The two finish options of Satin Aluminum and Weathered Copper create completely different looks. Compliant with Dark Sky standards, the fixtures purposefully direct light downward, limiting any light leak out the sides. The collection includes a one-light outdoor pendant and small and large one-light outdoor wall lanterns. Incandescent, integrated LED and ENERGY STAR-qualified LED lamping are available. The advanced, integrated LED option has warm-on-dim technology that warms in color when dimmed, going from 2700K to 2200K and is California Title 24 compliant. | OUTDOOR | Fredricksburg | Outdoor Lighting | Weathered Copper | 44 | Aluminum | [6 empty] | 1 | No | 1000 | 3000 | 90 | 14 | 120 | 19 - Integrated | MODS - Modules |  | 5 | 100 | LED | 14 | 14 | 50000 | 0 | [12 empty] | 67.98 | 135.96 | 203.94 | D:10'' W:10'' H:11 15/16'' E:11 5/8'' | 2.6 | 10 |  | 10 | 11.9375 | Single Cap Nut |  |  |  |  | 11.625 |  | No |  | No | [21 empty] | D:4 3/4'' DP:1 1/8'' OB UP:5 3/4'' OB DOWN:6 1/4'' Round |  |  |  | 6 | Black/White |  |  | Hardwired | 0 | 0 | 0 | 0 | 1 | 0 | 0 | 0 | 0 | 0 | 0 | 785652064609 | 15 | 14.75 | 12.75 | 3.4 | 1.632 | 250 | Yes | [9 empty] | cETL Wet | FREDRICKSBURG LED LANTERN-44 | Small LED Outdoor Wall Lantern |  | 8547793S-44.jpg | 8547701.jpg
8547901-12 | Small One Light Outdoor Wall Lantern | The transitional Crowell outdoor lighting collection by Sea Gull Lighting conveys Art Deco influences with its linear, vertical details and clean, overall design. Their large scale gives these light fixtures real presence without competing with the residential architecture they adorn. The lighting collection, offered in Antique Bronze finish with Crème Parchment glass or Black finish with Satin Etched glass, offers a one-light outdoor pendant, a two-light outdoor ceiling flush mount, a one-light outdoor post lantern, and small, medium and large one-light outdoor wall lanterns also available in Dark Sky versions. Incandescent, integrated LED and ENERGY STAR-qualified LED lamping are available. The advanced, integrated LED option has warm-on-dim technology that warms in color when dimmed, going from 2700K to 2200K and is California Title 24 compliant. | OUTDOOR | Crowell | Outdoor Lighting | Black | 12 | Aluminum | Satin Etched Glass | D:3.9375" H:7" |  |  | 1 Medium A19 60w |  | 1 | No | [14 empty] | 0 | [12 empty] | 72.98 | 145.96 | 218.94 | W:6'' H:10'' E:7 1/2'' | 2.3 |  |  | 6 | 10 | Cap Nuts |  |  |  |  | 7.5 |  | No |  | No | [21 empty] | DP:3/4'' W:4 13/32'' H:4 13/32'' OB UP:3 1/4'' OB DOWN:6 3/4'' Square |  |  |  | 6 | Black/White |  |  | Hardwired | 0 | 0 | 0 | 0 | 1 | 0 | 0 | 1 | 0 | 0 | 0 | 785652107924 | 13 | 9.25 | 8.25 | 3.1 | 0.574 | 175 | Yes | [9 empty] | cETL Wet | CROWELL 1L LANTERN-12 | Small One Light Outdoor Wall Lantern |  | 8547901-12.jpg | 8547901.jpg
8547901-71 | Small One Light Outdoor Wall Lantern | The transitional Crowell outdoor lighting collection by Sea Gull Lighting conveys Art Deco influences with its linear, vertical details and clean, overall design. Their large scale gives these light fixtures real presence without competing with the residential architecture they adorn. The lighting collection, offered in Antique Bronze finish with Crème Parchment glass or Black finish with Satin Etched glass, offers a one-light outdoor pendant, a two-light outdoor ceiling flush mount, a one-light outdoor post lantern, and small, medium and large one-light outdoor wall lanterns also available in Dark Sky versions. Incandescent, integrated LED and ENERGY STAR-qualified LED lamping are available. The advanced, integrated LED option has warm-on-dim technology that warms in color when dimmed, going from 2700K to 2200K and is California Title 24 compliant. | OUTDOOR | Crowell | Outdoor Lighting | Antique Bronze | 71 | Aluminum | Creme Parchment Glass | D:3.9375" H:7" |  |  | 1 Medium A19 60w |  | 1 | No | [14 empty] | 0 | [12 empty] | 72.98 | 145.96 | 218.94 | W:6'' H:10'' E:7 1/2'' | 2.3 |  |  | 6 | 10 | Cap Nuts |  |  |  |  | 7.5 |  | No |  | No | [21 empty] | DP:3/4'' W:4 13/32'' H:4 13/32'' OB UP:3 1/4'' OB DOWN:6 3/4'' Square |  |  |  | 6 | Black/White |  |  | Hardwired | 0 | 0 | 0 | 0 | 1 | 0 | 0 | 1 | 0 | 0 | 0 | 785652107931 | 13 | 9.25 | 8.25 | 3.1 | 0.574 | 175 | Yes | [9 empty] | cETL Wet | CROWELL 1L LANTERN-71 | Small One Light Outdoor Wall Lantern |  | 8547901-71.jpg | 8547901.jpg
8547901DEN3-12 | Small One Light Outdoor Wall Lantern | The transitional Crowell outdoor lighting collection by Sea Gull Lighting conveys Art Deco influences with its linear, vertical details and clean, overall design. Their large scale gives these light fixtures real presence without competing with the residential architecture they adorn. The lighting collection, offered in Antique Bronze finish with Crème Parchment glass or Black finish with Satin Etched glass, offers a one-light outdoor pendant, a two-light outdoor ceiling flush mount, a one-light outdoor post lantern, and small, medium and large one-light outdoor wall lanterns also available in Dark Sky versions. Incandescent, integrated LED and ENERGY STAR-qualified LED lamping are available. The advanced, integrated LED option has warm-on-dim technology that warms in color when dimmed, going from 2700K to 2200K and is California Title 24 compliant. | OUTDOOR | Crowell | Outdoor Lighting | Black | 12 | Aluminum | Satin Etched Glass | D:3.9375" H:7" |  |  | 1 Medium A19 9.3w |  | 1 | Yes | [14 empty] | 0 | [12 empty] | 88.98 | 177.96 | 266.94 | W:6'' H:10'' E:7 1/2'' | 2.3 |  |  | 6 | 10 | Cap Nuts |  |  |  |  | 7.5 |  | No |  | No | [21 empty] | DP:3/4'' W:4 13/32'' H:4 13/32'' OB UP:3 1/4'' OB DOWN:6 3/4'' Square |  |  |  | 6 | Black/White |  |  | Hardwired | 0 | 0 | 0 | 1 | 1 | 0 | 0 | 0 | 0 | 0 | 0 | 785652065651 | 13 | 9.25 | 8.25 | 3.1 | 0.574 | 175 | Yes | [9 empty] | cETL Wet | CROWELL 1L LANTERN-12 | Small One Light Outdoor Wall Lantern |  | 8547901DEN3-12.jpg | 8547901DEN.jpg
8547901DEN3-71 | Small One Light Outdoor Wall Lantern | The transitional Crowell outdoor lighting collection by Sea Gull Lighting conveys Art Deco influences with its linear, vertical details and clean, overall design. Their large scale gives these light fixtures real presence without competing with the residential architecture they adorn. The lighting collection, offered in Antique Bronze finish with Crème Parchment glass or Black finish with Satin Etched glass, offers a one-light outdoor pendant, a two-light outdoor ceiling flush mount, a one-light outdoor post lantern, and small, medium and large one-light outdoor wall lanterns also available in Dark Sky versions. Incandescent, integrated LED and ENERGY STAR-qualified LED lamping are available. The advanced, integrated LED option has warm-on-dim technology that warms in color when dimmed, going from 2700K to 2200K and is California Title 24 compliant. | OUTDOOR | Crowell | Outdoor Lighting | Antique Bronze | 71 | Aluminum | White Aluminum | D:3.75" H:7" |  |  | 1 Medium A19 9.3w |  | 1 | Yes | [14 empty] | 0 | [12 empty] | 88.98 | 177.96 | 266.94 | W:6'' H:10'' E:7 1/2'' | 2.3 |  |  | 6 | 10 | Cap Nuts |  |  |  |  | 7.5 |  | No |  | No | [21 empty] | DP:3/4'' W:4 13/32'' H:4 13/32'' OB UP:3 1/4'' OB DOWN:6 3/4'' Square |  |  |  | 6 | Black/White |  |  | Hardwired | 0 | 0 | 0 | 1 | 1 | 0 | 0 | 0 | 0 | 0 | 0 | 785652065668 | 13 | 9.25 | 8.25 | 3.1 | 0.574 | 175 | Yes | [9 empty] | cETL Wet | CROWELL 1L LANTERN-71 | Small One Light Outdoor Wall Lantern |  | 8547901DEN3-71.jpg | 8547901DEN.jpg
8547901EN3-12 | Small One Light Outdoor Wall Lantern | The transitional Crowell outdoor lighting collection by Sea Gull Lighting conveys Art Deco influences with its linear, vertical details and clean, overall design. Their large scale gives these light fixtures real presence without competing with the residential architecture they adorn. The lighting collection, offered in Antique Bronze finish with Crème Parchment glass or Black finish with Satin Etched glass, offers a one-light outdoor pendant, a two-light outdoor ceiling flush mount, a one-light outdoor post lantern, and small, medium and large one-light outdoor wall lanterns also available in Dark Sky versions. Incandescent, integrated LED and ENERGY STAR-qualified LED lamping are available. The advanced, integrated LED option has warm-on-dim technology that warms in color when dimmed, going from 2700K to 2200K and is California Title 24 compliant. | OUTDOOR | Crowell | Outdoor Lighting | Black | 12 | Aluminum | Satin Etched Glass | D:3.9375" H:7" |  |  | 1 Medium A19 9.3w |  | 1 | Yes | [14 empty] | 0 | [12 empty] | 78.98 | 157.96 | 236.94 | W:6'' H:10'' E:7 1/2'' | 2.3 |  |  | 6 | 10 | Cap Nuts |  |  |  |  | 7.5 |  | No |  | No | [21 empty] | DP:3/4'' W:4 13/32'' H:4 13/32'' OB UP:3 1/4'' OB DOWN:6 3/4'' Square |  |  |  | 6 | Black/White |  |  | Hardwired | 0 | 0 | 0 | 1 | 1 | 0 | 0 | 0 | 0 | 0 | 0 | 785652045028 | 13 | 9.25 | 8.25 | 3.1 | 0.574 | 175 | Yes | [9 empty] | cETL Wet | CROWELL 1L LANTERN-12 | Small One Light Outdoor Wall Lantern |  | 8547901EN3-12.jpg | 8547901.jpg
8547901EN3-71 | Small One Light Outdoor Wall Lantern | The transitional Crowell outdoor lighting collection by Sea Gull Lighting conveys Art Deco influences with its linear, vertical details and clean, overall design. Their large scale gives these light fixtures real presence without competing with the residential architecture they adorn. The lighting collection, offered in Antique Bronze finish with Crème Parchment glass or Black finish with Satin Etched glass, offers a one-light outdoor pendant, a two-light outdoor ceiling flush mount, a one-light outdoor post lantern, and small, medium and large one-light outdoor wall lanterns also available in Dark Sky versions. Incandescent, integrated LED and ENERGY STAR-qualified LED lamping are available. The advanced, integrated LED option has warm-on-dim technology that warms in color when dimmed, going from 2700K to 2200K and is California Title 24 compliant. | OUTDOOR | Crowell | Outdoor Lighting | Antique Bronze | 71 | Aluminum | Creme Parchment Glass | D:3.9375" H:7" |  |  | 1 Medium A19 9.3w |  | 1 | Yes | [14 empty] | 0 | [12 empty] | 78.98 | 157.96 | 236.94 | W:6'' H:10'' E:7 1/2'' | 2.3 |  |  | 6 | 10 | Cap Nuts |  |  |  |  | 7.5 |  | No |  | No | [21 empty] | DP:3/4'' W:4 13/32'' H:4 13/32'' OB UP:3 1/4'' OB DOWN:6 3/4'' Square |  |  |  | 6 | Black/White |  |  | Hardwired | 0 | 0 | 0 | 1 | 1 | 0 | 0 | 0 | 0 | 0 | 0 | 785652045059 | 13 | 9.25 | 8.25 | 3.1 | 0.574 | 175 | Yes | [9 empty] | cETL Wet | CROWELL 1L LANTERN-71 | Small One Light Outdoor Wall Lantern |  | 8547901EN3-71.jpg | 8547901.jpg
8550001-12 | One Light Outdoor Wall Lantern | Perfect for architectural enhancement and applications where less light is needed. Sea Gull Lighting outdoor wall fixtures are made to complement a wide range of architectural styles and crafted from high quality, durable materials to provide you sensible style that lasts. | OUTDOOR | Outdoor Wall | Outdoor Lighting | Black | 12 | Steel |  |  |  | Satin Etched Glass | 1 Medium A19 100w |  | 1 | No | [14 empty] | 0 | [12 empty] | 8.98 | 17.96 | 26.94 | W:4 1/2'' H:7 1/2'' E:5 3/4'' | 1.1 |  |  | 4.5 | 7.5 | Cap Nuts |  |  |  |  | 5.75 |  | No |  | No | [21 empty] | D:4 1/2'' DP:2 1/4'' OB UP:2 1/4'' OB DOWN:5 1/4'' |  |  |  | 6.5 | Black/White |  |  | Hardwired | 0 | 0 | 0 | 0 | 1 | 0 | 0 | 1 | 0 | 0 | 0 | 785652057212 | 8 | 6.5 | 5.25 | 1.5 | 0.158 | 100 | Yes | 12 | 10785652057219 | 21.5 | 18.25 | 12.5 | 20.1 | 2.838 | Yes |  | cETL Wet | 1L WALL LANTERN-12 | One Light Outdoor Wall Lantern |  | 8550001-12.png | 8550.jpg
8550001EN3-12 | One Light Outdoor Wall Lantern | Perfect for architectural enhancement and applications where less light is needed. Sea Gull Lighting outdoor wall fixtures are made to complement a wide range of architectural styles and crafted from high quality, durable materials to provide you sensible style that lasts. | OUTDOOR | Outdoor Wall | Outdoor Lighting | Black | 12 | Steel |  |  |  | Satin Etched Glass | 1 Medium A19 9.3w |  | 1 | Yes | [14 empty] | 0 | [12 empty] | 14.98 | 29.96 | 44.94 | W:4 1/2'' H:7 1/2'' E:5 3/4'' | 1.1 |  |  | 4.5 | 7.5 | Cap Nuts |  |  |  |  | 5.75 |  | No |  | No | [21 empty] | D:4 1/2'' DP:2 1/4'' OB UP:2 1/4'' OB DOWN:5 1/4'' |  |  |  | 6.5 | Black/White |  |  | Hardwired | 0 | 0 | 0 | 1 | 1 | 0 | 0 | 0 | 0 | 0 | 0 | 785652058042 | 8 | 6.5 | 5.25 | 1.5 | 0.158 | 100 | Yes | 12 | 10785652058049 | 21.5 | 18.25 | 12.5 | 20.1 | 2.838 | Yes |  | cETL Wet | 1L WALL LANTERN-12 | One Light Outdoor Wall Lantern |  | 8550001EN3-12_ALT.png | 8550001EN3.jpg
8550-12 | One Light Outdoor Wall Lantern | Perfect for architectural enhancement and applications where less light is needed. Sea Gull Lighting outdoor wall fixtures are made to complement a wide range of architectural styles and crafted from high quality, durable materials to provide you sensible style that lasts. | OUTDOOR | Outdoor Wall | Outdoor Lighting | Black | 12 | Steel |  |  |  | Clear Glass | 1 Medium A19 100w |  | 1 | No | [14 empty] | 0 | [12 empty] | 8.48 | 16.96 | 25.44 | W:4 1/2'' H:7 1/2'' E:5 3/4'' | 1.1 |  |  | 4.5 | 7.5 | Cap Nuts |  |  |  |  | 5.75 |  | No |  | No | [21 empty] | D:4 1/2'' DP:2 1/4'' OB UP:2 1/4'' OB DOWN:5 1/4'' |  |  |  | 6.5 | Black/White |  |  | Hardwired | 0 | 0 | 0 | 0 | 1 | 0 | 0 | 1 | 0 | 0 | 0 | 785652855023 | 6.25 | 5 | 7.5 | 1.35 | 0.136 | 93 | Yes | 12 | 10785652855020 | 15 | 13.25 | 16.25 | 17.85 | 1.869 | Yes |  | cETL Wet | 1L WALL LANTERN-12 | One Light Outdoor Wall Lantern |  | 8550-12.jpg | 8550.jpg
8550701-12 | Small One Light Outdoor Wall Lantern | Timeless neo-classical style meets high-tech performance in the Calder Collection. Using an ornate style that echoes colonial lanterns but constructed in proprietary StoneStrong exterior, Calder will withstand harsh outdoor conditions for years to come. StoneStrong material is rust-proof and built to last in any outside environment, including coastal, dry, and harsh winter climates. StoneStrong is also backed by a robust warranty. Add a vintage classical look with the advantages of modern technology as an attractive and practical addition to any exterior. Available in Black and Antique Bronze finishes. All fixtures are available as ENERGY STAR®-qualified and California Title 24 compliant. | OUTDOOR | Calder | Outdoor Lighting | Black | 12 | StoneStrong | Satin Etched Glass | D:4.5" H:5" |  |  | 1 Medium A19 75w |  | 1 | No | [14 empty] | 0 | [12 empty] | 55.48 | 110.96 | 166.44 | W:6'' H:10'' E:7 1/4'' | 2.6 |  |  | 6 | 10 | Cap Nuts |  |  |  |  | 7.25 |  | No |  | No | [21 empty] | DP:1'' W:5 1/8'' H:7 1/8'' OB UP:4'' Octagonal |  |  |  | 6 | Black/White |  |  | Hardwired | 0 | 0 | 0 | 0 | 1 | 0 | 0 | 1 | 0 | 0 | 0 | 785652056437 | 15 | 10 | 9.75 | 3.6 | 0.846 | 175 | Yes | [9 empty] | cETL Wet | CALDER 1L WALL LANTERN-12 | Small One Light Outdoor Wall Lantern |  | 8550701-12.png | 8550701.jpg
8550701-71 | Small One Light Outdoor Wall Lantern | Timeless neo-classical style meets high-tech performance in the Calder Collection. Using an ornate style that echoes colonial lanterns but constructed in proprietary StoneStrong exterior, Calder will withstand harsh outdoor conditions for years to come. StoneStrong material is rust-proof and built to last in any outside environment, including coastal, dry, and harsh winter climates. StoneStrong is also backed by a robust warranty. Add a vintage classical look with the advantages of modern technology as an attractive and practical addition to any exterior. Available in Black and Antique Bronze finishes. All fixtures are available as ENERGY STAR®-qualified and California Title 24 compliant. | OUTDOOR | Calder | Outdoor Lighting | Antique Bronze | 71 | StoneStrong | Satin Etched Glass | D:4.5" H:5" |  |  | 1 Medium A19 75w |  | 1 | No | [14 empty] | 0 | [12 empty] | 55.48 | 110.96 | 166.44 | W:6'' H:10'' E:7 1/4'' | 2.6 |  |  | 6 | 10 | Cap Nuts |  |  |  |  | 7.25 |  | No |  | No | [21 empty] | DP:1'' W:5 1/8'' H:7 1/8'' OB UP:4'' Octagonal |  |  |  | 6 | Black/White |  |  | Hardwired | 0 | 0 | 0 | 0 | 1 | 0 | 0 | 1 | 0 | 0 | 0 | 785652056444 | 15 | 10 | 9.75 | 3.6 | 0.846 | 175 | Yes | [9 empty] | cETL Wet | CALDER 1L WALL LANTERN-71 | Small One Light Outdoor Wall Lantern |  | 8550701-71_ALT.png | 8550701.jpg
8550701EN3-12 | Small One Light Outdoor Wall Lantern | Timeless neo-classical style meets high-tech performance in the Calder Collection. Using an ornate style that echoes colonial lanterns but constructed in proprietary StoneStrong exterior, Calder will withstand harsh outdoor conditions for years to come. StoneStrong material is rust-proof and built to last in any outside environment, including coastal, dry, and harsh winter climates. StoneStrong is also backed by a robust warranty. Add a vintage classical look with the advantages of modern technology as an attractive and practical addition to any exterior. Available in Black and Antique Bronze finishes. All fixtures are available as ENERGY STAR®-qualified and California Title 24 compliant. | OUTDOOR | Calder | Outdoor Lighting | Black | 12 | StoneStrong | Satin Etched Glass | D:4.5" H:5" |  |  | 1 Medium A19 9.3w |  | 1 | Yes | [14 empty] | 0 | [12 empty] | 60.98 | 121.96 | 182.94 | W:6'' H:10'' E:7 1/4'' | 2.6 |  |  | 6 | 10 | Cap Nuts |  |  |  |  | 7.25 |  | No |  | No | [21 empty] | DP:1'' W:5 1/8'' H:7 1/8'' OB UP:4'' Octagonal |  |  |  | 6 | Black/White |  |  | Hardwired | 0 | 0 | 0 | 1 | 1 | 0 | 0 | 0 | 0 | 0 | 0 | 785652056826 | 15 | 10 | 9.75 | 3.6 | 0.846 | 175 | Yes | [9 empty] | cETL Wet | CALDER 1L WALL LANTERN-12 | Small One Light Outdoor Wall Lantern |  | 8550701EN3-12.png | 8550701EN3.jpg
8550701EN3-71 | Small One Light Outdoor Wall Lantern | Timeless neo-classical style meets high-tech performance in the Calder Collection. Using an ornate style that echoes colonial lanterns but constructed in proprietary StoneStrong exterior, Calder will withstand harsh outdoor conditions for years to come. StoneStrong material is rust-proof and built to last in any outside environment, including coastal, dry, and harsh winter climates. StoneStrong is also backed by a robust warranty. Add a vintage classical look with the advantages of modern technology as an attractive and practical addition to any exterior. Available in Black and Antique Bronze finishes. All fixtures are available as ENERGY STAR®-qualified and California Title 24 compliant. | OUTDOOR | Calder | Outdoor Lighting | Antique Bronze | 71 | StoneStrong | Satin Etched Glass | D:4.5" H:5" |  |  | 1 Medium A19 9.3w |  | 1 | Yes | [14 empty] | 0 | [12 empty] | 60.98 | 121.96 | 182.94 | W:6'' H:10'' E:7 1/4'' | 2.6 |  |  | 6 | 10 | Cap Nuts |  |  |  |  | 7.25 |  | No |  | No | [21 empty] | DP:1'' W:5 1/8'' H:7 1/8'' OB UP:4'' Octagonal |  |  |  | 6 | Black/White |  |  | Hardwired | 0 | 0 | 0 | 1 | 1 | 0 | 0 | 0 | 0 | 0 | 0 | 785652056833 | 15 | 10 | 9.75 | 3.6 | 0.846 | 175 | Yes | [9 empty] | cETL Wet | CALDER 1L WALL LANTERN-71 | Small One Light Outdoor Wall Lantern |  | 8550701EN3-71.png | 8550701EN3.jpg
8552701-12 | Small One Light Outdoor Wall Lantern |  | OUTDOOR | Tomek | Outdoor Lighting | Black | 12 | Aluminum | Etched / White Inside Glass | L:5" W:0.125" H:6.875" |  |  | 1 Medium A19 75w |  | 1 | No | [14 empty] | 0 | [12 empty] | 59.5 | 119 | 178.5 | W:6 3/4'' H:10 5/8'' E:8 3/8'' |  |  |  | 6.75 | 10.625 | Cap Nuts |  |  |  |  | 8.375 |  | No |  | No | [21 empty] | DP:1'' W:5'' H:6 1/2'' OB UP:2 1/4'' Rectangular |  |  |  | 6.5 | Black/White |  |  | Hardwired | 0 | 0 | 0 | 0 | 1 | 0 | 0 | 1 | 0 | 0 | 0 | 785652077012 | [16 empty] | cETL Wet | TOMEK 1L SM WALL-12 | Small One Light Outdoor Wall Lantern |  | 8552701-12.jpg | 8552701.jpg
8552701-71 | Small One Light Outdoor Wall Lantern |  | OUTDOOR | Tomek | Outdoor Lighting | Antique Bronze | 71 | Aluminum | Etched / White Inside Glass | L:5" W:0.125" H:6.875" |  |  | 1 Medium A19 75w |  | 1 | No | [14 empty] | 0 | [12 empty] | 59.5 | 119 | 178.5 | W:6 3/4'' H:10 5/8'' E:8 3/8'' |  |  |  | 6.75 | 10.625 | Cap Nuts |  |  |  |  | 8.375 |  | No |  | No | [21 empty] | DP:1'' W:5'' H:6 1/2'' OB UP:2 1/4'' Rectangular |  |  |  | 6.5 | Black/White |  |  | Hardwired | 0 | 0 | 0 | 0 | 1 | 0 | 0 | 1 | 0 | 0 | 0 | 785652077029 | 14 | 9.25 | 10.25 | 4 | 0.768 | 175 | Yes | [9 empty] | cETL Wet | TOMEK 1L SM WALL-71 | Small One Light Outdoor Wall Lantern |  | 8552701-71.jpg | 8552701.jpg
8552701EN3-12 | Small One Light Outdoor Wall Lantern |  | OUTDOOR | Tomek | Outdoor Lighting | Black | 12 | Aluminum | Etched / White Inside Glass | L:5" W:0.125" H:6.875" |  |  | 1 Medium A19 9.3w |  | 1 | Yes | [14 empty] | 0 | [12 empty] | 64.5 | 129 | 193.5 | W:6 3/4'' H:10 5/8'' E:8 3/8'' |  |  |  | 6.75 | 10.625 | Cap Nuts |  |  |  |  | 8.375 |  | No |  | No | [21 empty] | DP:1'' W:5'' H:6 1/2'' OB UP:2 1/4'' Rectangular |  |  |  | 6.5 | Black/White |  |  | Hardwired | 0 | 0 | 0 | 1 | 1 | 0 | 0 | 0 | 0 | 0 | 0 | 785652080623 | [16 empty] | cETL Wet | TOMEK 1L SM WALL-12 | Small One Light Outdoor Wall Lantern |  | 8552701EN3-12.jpg | 8552701EN3.jpg
8552701EN3-71 | Small One Light Outdoor Wall Lantern |  | OUTDOOR | Tomek | Outdoor Lighting | Antique Bronze | 71 | Aluminum | Etched / White Inside Glass | L:5" W:0.125" H:6.875" |  |  | 1 Medium A19 9.3w |  | 1 | Yes | [14 empty] | 0 | [12 empty] | 64.5 | 129 | 193.5 | W:6 3/4'' H:10 5/8'' E:8 3/8'' |  |  |  | 6.75 | 10.625 | Cap Nuts |  |  |  |  | 8.375 |  | No |  | No | [21 empty] | DP:1'' W:5'' H:6 1/2'' OB UP:2 1/4'' Rectangular |  |  |  | 6.5 | Black/White |  |  | Hardwired | 0 | 0 | 0 | 1 | 1 | 0 | 0 | 0 | 0 | 0 | 0 | 785652080630 | [16 empty] | cETL Wet | TOMEK 1L SM WALL-71 | Small One Light Outdoor Wall Lantern |  | 8552701EN3-71.jpg | 8552701EN3.jpg
8560701-12 | One Light Adjustable Swivel Flood Light | Our flood lights are designed with safety as a top priority. Choose from open glass PAR38s or directional BR40s, both with swivel design to direct illumination where you need it. | OUTDOOR | Flood Light | Outdoor Lighting | Black | 12 | Aluminum | Black Aluminum |  |  |  | 1 Medium BR40 120w |  | 1 | No | [14 empty] | 0 | [12 empty] | 24.5 | 49 | 73.5 | W:5 11/16'' H:12 1/4'' E:9 1/4'' |  |  |  | 5.6875 | 12.25 | Cap Nuts |  |  |  |  | 9.25 |  | No |  | No | [21 empty] | D:5 1/4'' DP:1 1/4'' OB UP:2 5/8'' |  |  |  | 6.5 | Black/White |  |  | Hardwired | 0 | 0 | 0 | 0 | 1 | 0 | 0 | 1 | 0 | 0 | 0 | 785652079344 | [7 empty] | 3 | 10785652079341 | [7 empty] | cETL Wet | 1L FLOOD LIGHT-12 | One Light Adjustable Swivel Flood Light |  | 8560701-12.jpg | 8560701.jpg
8560701-15 | One Light Adjustable Swivel Flood Light | Our flood lights are designed with safety as a top priority. Choose from open glass PAR38s or directional BR40s, both with swivel design to direct illumination where you need it. | OUTDOOR | Flood Light | Outdoor Lighting | White | 15 | Aluminum | White Aluminum |  |  |  | 1 Medium BR40 120w |  | 1 | No | [14 empty] | 0 | [12 empty] | 24.5 | 49 | 73.5 | W:5 11/16'' H:12 1/4'' E:9 1/4'' |  |  |  | 5.6875 | 12.25 | Cap Nuts |  |  |  |  | 9.25 |  | No |  | No | [21 empty] | D:5 1/4'' DP:1 1/4'' OB UP:2 5/8'' |  |  |  | 6.5 | Black/White |  |  | Hardwired | 0 | 0 | 0 | 0 | 1 | 0 | 0 | 1 | 0 | 0 | 0 | 785652079351 | [7 empty] | 3 | 10785652079358 | [7 empty] | cETL Wet | 1L FLOOD LIGHT-15 | One Light Adjustable Swivel Flood Light |  | 8560701-15.jpg | 8560701.jpg
8560701-71 | One Light Adjustable Swivel Flood Light | Our flood lights are designed with safety as a top priority. Choose from open glass PAR38s or directional BR40s, both with swivel design to direct illumination where you need it. | OUTDOOR | Flood Light | Outdoor Lighting | Antique Bronze | 71 | Aluminum | Antique Bronze Aluminum |  |  |  | 1 Medium BR40 120w |  | 1 | No | [14 empty] | 0 | [12 empty] | 24.5 | 49 | 73.5 | W:5 11/16'' H:12 1/4'' E:9 1/4'' |  |  |  | 5.6875 | 12.25 | Cap Nuts |  |  |  |  | 9.25 |  | No |  | No | [21 empty] | D:5 1/4'' DP:1 1/4'' OB UP:2 5/8'' |  |  |  | 6.5 | Black/White |  |  | Hardwired | 0 | 0 | 0 | 0 | 1 | 0 | 0 | 1 | 0 | 0 | 0 | 785652079375 | [7 empty] | 3 | 10785652079372 | [7 empty] | cETL Wet | 1L FLOOD LIGHT-71 | One Light Adjustable Swivel Flood Light |  | 8560701-71.jpg | 8560701.jpg
8560702-12 | Two Light Adjustable Swivel Flood Light | Our flood lights are designed with safety as a top priority. Choose from open glass PAR38s or directional BR40s, both with swivel design to direct illumination where you need it. | OUTDOOR | Flood Light | Outdoor Lighting | Black | 12 |  | Black Aluminum | D:5.6875" H:7.5" |  |  | 2 Medium BR40 120w |  | 2 | No | [14 empty] | 0 | [12 empty] | 38.5 | 77 | 115.5 | W:22'' H:12 1/2'' E:11 1/4'' | 2.1 |  |  | 22 | 12.5 | Center Lock-Up |  |  |  |  | 11.25 |  | No |  | No | [21 empty] | D:5 5/16'' DP:1 1/4'' OB UP:2 11/16'' Round |  |  |  | 6.5 | Black/White |  |  | Hardwired | 0 | 0 | 0 | 0 | 1 | 0 | 0 | 1 | 0 | 0 | 0 | 785652078927 | [7 empty] | 3 | 10785652078924 | [7 empty] | cETL Wet | 2L FLOOD LIGHT-12 | Two Light Adjustable Swivel Flood Light |  | 8560702-12.jpg | 8560702.jpg
8560702-15 | Two Light Adjustable Swivel Flood Light | Our flood lights are designed with safety as a top priority. Choose from open glass PAR38s or directional BR40s, both with swivel design to direct illumination where you need it. | OUTDOOR | Flood Light | Outdoor Lighting | White | 15 |  | White Aluminum | D:5.6875" H:7.5" |  |  | 2 Medium BR40 120w |  | 2 | No | [14 empty] | 0 | [12 empty] | 38.5 | 77 | 115.5 | W:22'' H:12 1/2'' E:11 1/4'' | 2.1 |  |  | 22 | 12.5 | Center Lock-Up |  |  |  |  | 11.25 |  | No |  | No | [21 empty] | D:5 5/16'' DP:1 1/4'' OB UP:2 11/16'' Round |  |  |  | 6.5 | Black/White |  |  | Hardwired | 0 | 0 | 0 | 0 | 1 | 0 | 0 | 1 | 0 | 0 | 0 | 785652078934 | [7 empty] | 3 | 10785652078931 | [7 empty] | cETL Wet | 2L FLOOD LIGHT-15 | Two Light Adjustable Swivel Flood Light |  | 8560702-15.jpg | 8560702.jpg
8560702-71 | Two Light Adjustable Swivel Flood Light | Our flood lights are designed with safety as a top priority. Choose from open glass PAR38s or directional BR40s, both with swivel design to direct illumination where you need it. | OUTDOOR | Flood Light | Outdoor Lighting | Antique Bronze | 71 |  | Antique Bronze Aluminum | D:5.6875" H:7.5" |  |  | 2 Medium BR40 120w |  | 2 | No | [14 empty] | 0 | [12 empty] | 38.5 | 77 | 115.5 | W:22'' H:12 1/2'' E:11 1/4'' | 2.1 |  |  | 22 | 12.5 | Center Lock-Up |  |  |  |  | 11.25 |  | No |  | No | [21 empty] | D:5 5/16'' DP:1 1/4'' OB UP:2 11/16'' Round |  |  |  | 6.5 | Black/White |  |  | Hardwired | 0 | 0 | 0 | 0 | 1 | 0 | 0 | 1 | 0 | 0 | 0 | 785652078941 | [7 empty] | 3 | 10785652078948 | [7 empty] | cETL Wet | 2L FLOOD LIGHT-71 | Two Light Adjustable Swivel Flood Light |  | 8560702-71.jpg | 8560702.jpg
8588-10 | One Light Outdoor Wall Lantern | With no pretentious airs about it, the Mulberry Hill outdoor lighting collection by Sea Gull Lighting is a series of simple and petite one-light outdoor wall lanterns offered in a range of finishes to complement any exterior, including White, Black, Pewter and Bronze. Both incandescent lamping and ENERGY STAR-qualified LED lamping are available. Several of these fixtures easily convert to LED by purchasing LED replacement lamps sold separately. | OUTDOOR | Mullberry Hill | Outdoor Lighting | Bronze | 10 | Die Cast Aluminum | Clear Beveled Glass | W:3" H:5" |  |  | 1 Medium A19 100w |  | 1 | No | [14 empty] | 0 | [12 empty] | 19.98 | 39.96 | 59.94 | W:5 3/4'' H:8 3/4'' E:4 1/2'' | 1.9 |  |  | 5.75 | 8.75 | Other |  |  |  |  | 4.5 |  | No |  | No | [21 empty] | W:5 3/4'' H:8 3/4'' OB UP:5'' OB DOWN:3 3/4'' |  |  |  | 6.5 |  |  | N/A | Hardwired | 0 | 0 | 0 | 0 | 1 | 0 | 0 | 1 | 0 | 0 | 0 | 785652858802 | 6.5 | 5.75 | 9.5 | 2.45 | 0.205 | 93 | Yes | 6 | 10785652858809 | 17.5 | 14 | 10.25 | 16.1 | 1.453 | Yes | UL Wet | cUL Wet | MULBERRY HILL 1L LANTERN-10 | One Light Outdoor Wall Lantern |  | 8588-10.jpg | 8588.jpg
8588-12 | One Light Outdoor Wall Lantern | With no pretentious airs about it, the Mulberry Hill outdoor lighting collection by Sea Gull Lighting is a series of simple and petite one-light outdoor wall lanterns offered in a range of finishes to complement any exterior, including White, Black, Pewter and Bronze. Both incandescent lamping and ENERGY STAR-qualified LED lamping are available. Several of these fixtures easily convert to LED by purchasing LED replacement lamps sold separately. | OUTDOOR | Mullberry Hill | Outdoor Lighting | Black | 12 | Die Cast Aluminum | Clear Beveled Glass | W:3" H:5" |  |  | 1 Medium A19 100w |  | 1 | No | [14 empty] | 0 | [12 empty] | 19.98 | 39.96 | 59.94 | W:5 3/4'' H:8 3/4'' E:4 1/2'' | 1.9 |  |  | 5.75 | 8.75 | Other |  |  |  |  | 4.5 |  | No |  | No | [21 empty] | W:5 3/4'' H:8 3/4'' OB UP:5'' OB DOWN:3 3/4'' |  |  |  | 6.5 |  |  | N/A | Hardwired | 0 | 0 | 0 | 0 | 1 | 0 | 0 | 1 | 0 | 0 | 0 | 785652858826 | 6.25 | 5.5 | 9.5 | 2.3 | 0.189 | 85 | Yes | 6 | 10785652858823 | 17.5 | 14 | 10.5 | 15.25 | 1.489 | Yes | UL Wet | cUL Wet | MULBERRY HILL 1L LANTERN-12 | One Light Outdoor Wall Lantern |  | 8588-12.jpg | 8588.jpg
8588-15 | One Light Outdoor Wall Lantern | With no pretentious airs about it, the Mulberry Hill outdoor lighting collection by Sea Gull Lighting is a series of simple and petite one-light outdoor wall lanterns offered in a range of finishes to complement any exterior, including White, Black, Pewter and Bronze. Both incandescent lamping and ENERGY STAR-qualified LED lamping are available. Several of these fixtures easily convert to LED by purchasing LED replacement lamps sold separately. | OUTDOOR | Mullberry Hill | Outdoor Lighting | White | 15 | Die Cast Aluminum | Clear Beveled Glass | W:3" H:5" |  |  | 1 Medium A19 100w |  | 1 | No | [14 empty] | 0 | [12 empty] | 19.98 | 39.96 | 59.94 | W:5 3/4'' H:8 3/4'' E:4 1/2'' | 1.9 |  |  | 5.75 | 8.75 | Other |  |  |  |  | 4.5 |  | No |  | No | [21 empty] | W:5 3/4'' H:8 3/4'' OB UP:5'' OB DOWN:3 3/4'' |  |  |  | 6.5 |  |  | N/A | Hardwired | 0 | 0 | 0 | 0 | 1 | 0 | 0 | 1 | 0 | 0 | 0 | 785652858857 | 6.5 | 6.5 | 9.5 | 2.45 | 0.232 | 93 | Yes | 6 | 10785652858854 | 17.25 | 14 | 10.25 | 16.3 | 1.433 | Yes | UL Wet | cUL Wet | MULBERRY HILL 1L LANTERN-15 | One Light Outdoor Wall Lantern |  | 8588-15.jpg | 8588.jpg
8588-155 | One Light Outdoor Wall Lantern | With no pretentious airs about it, the Mulberry Hill outdoor lighting collection by Sea Gull Lighting is a series of simple and petite one-light outdoor wall lanterns offered in a range of finishes to complement any exterior, including White, Black, Pewter and Bronze. Both incandescent lamping and ENERGY STAR-qualified LED lamping are available. Several of these fixtures easily convert to LED by purchasing LED replacement lamps sold separately. | OUTDOOR | Mullberry Hill | Outdoor Lighting | Pewter | 155 | Die Cast Aluminum | Clear Beveled Glass | W:3" H:5" |  |  | 1 Medium A19 100w |  | 1 | No | [14 empty] | 0 | [12 empty] | 19.98 | 39.96 | 59.94 | W:5 3/4'' H:8 3/4'' E:4 1/2'' | 1.9 |  |  | 5.75 | 8.75 | Center Lock-Up |  |  |  |  | 4.5 |  | No |  | No | [21 empty] | W:5 3/4'' H:8 3/4'' OB UP:5'' OB DOWN:3 3/4'' |  |  |  | 6.5 |  |  | N/A | Hardwired | 0 | 0 | 0 | 0 | 1 | 0 | 0 | 1 | 0 | 0 | 0 | 785652858819 | 6.5 | 5.58 | 9.58 | 2.2 | 0.201 | 93 | Yes | 6 | 10785652858816 | 17.5 | 14 | 10.5 | 15.1 | 1.489 | Yes | UL Wet | cUL Wet | MULBERRY HILL 1L LANTERN-155 | One Light Outdoor Wall Lantern |  | 8588-155.jpg | 8588.jpg
8590901-12 | Small One Light Outdoor Wall Lantern |  | OUTDOOR | Wilburn | Outdoor Lighting | Black | 12 | Aluminum |  |  |  | Satin Etched Glass | 1 Medium A19 60w |  | 1 | No | [14 empty] | 0 | [12 empty] | 49.5 | 99 | 148.5 | W:6'' H:10 1/4'' E:7 3/8'' |  |  |  | 6 | 10.25 | Cap Nuts |  |  |  |  | 7.375 |  | No |  | No | [21 empty] | DP:1'' W:5'' H:6 1/2'' OB UP:2 3/8'' Rectangular |  |  |  | 6.5 | Black/White |  |  | Hardwired | 0 | 0 | 0 | 0 | 1 | 0 | 0 | 1 | 0 | 0 | 0 | 785652076787 | [16 empty] | cETL Wet | WILBURN 1L SM WALL-12 | Small One Light Outdoor Wall Lantern |  | 8590901-12.jpg | 8590901.jpg
8590901-71 | Small One Light Outdoor Wall Lantern |  | OUTDOOR | Wilburn | Outdoor Lighting | Antique Bronze | 71 | Aluminum |  |  |  | Satin Etched Glass | 1 Medium A19 60w |  | 1 | No | [14 empty] | 0 | [12 empty] | 49.5 | 99 | 148.5 | W:6'' H:10 1/4'' E:7 3/8'' |  |  |  | 6 | 10.25 | Cap Nuts |  |  |  |  | 7.375 |  | No |  | No | [21 empty] | DP:1'' W:5'' H:6 1/2'' OB UP:2 3/8'' Rectangular |  |  |  | 6.5 | Black/White |  |  | Hardwired | 0 | 0 | 0 | 0 | 1 | 0 | 0 | 1 | 0 | 0 | 0 | 785652076794 | [16 empty] | cETL Wet | WILBURN 1L SM WALL-71 | Small One Light Outdoor Wall Lantern |  | 8590901-71.jpg | 8590901.jpg
8590901D-12 | Small One Light Outdoor Wall Lantern |  | OUTDOOR | Wilburn | Outdoor Lighting | Black | 12 | Aluminum | White Aluminum | D:4.375" H:7.375" |  | Satin Etched Glass | 1 Medium A19 60w |  | 1 | No | [14 empty] | 0 | [12 empty] | 64.5 | 129 | 193.5 | W:6'' H:10 1/4'' E:7 3/8'' |  |  |  | 6 | 10.25 | Cap Nuts |  |  |  |  | 7.375 |  | No |  | No | [21 empty] | DP:1'' W:5'' H:6 1/2'' OB UP:2 3/8'' Rectangular |  |  |  | 6.5 | Black/White |  |  | Hardwired | 0 | 0 | 0 | 0 | 1 | 0 | 0 | 1 | 0 | 0 | 0 | 785652085079 | [16 empty] | cETL Wet | WILBURN 1L SM WALL-12 | Small One Light Outdoor Wall Lantern |  | 8590901D-12.jpg | 8590901D.jpg
8590901D-71 | Small One Light Outdoor Wall Lantern |  | OUTDOOR | Wilburn | Outdoor Lighting | Antique Bronze | 71 | Aluminum | White Aluminum | D:4.375" H:7.375" |  | Satin Etched Glass | 1 Medium A19 60w |  | 1 | No | [14 empty] | 0 | [12 empty] | 64.5 | 129 | 193.5 | W:6'' H:10 1/4'' E:7 3/8'' |  |  |  | 6 | 10.25 | Cap Nuts |  |  |  |  | 7.375 |  | No |  | No | [21 empty] | DP:1'' W:5'' H:6 1/2'' OB UP:2 3/8'' Rectangular |  |  |  | 6.5 | Black/White |  |  | Hardwired | 0 | 0 | 0 | 0 | 1 | 0 | 0 | 1 | 0 | 0 | 0 | 785652085093 | [16 empty] | cETL Wet | WILBURN 1L SM WALL-71 | Small One Light Outdoor Wall Lantern |  | 8590901D-71.jpg | 8590901D.jpg
8590901DEN3-12 | Small One Light Outdoor Wall Lantern |  | OUTDOOR | Wilburn | Outdoor Lighting | Black | 12 | Aluminum | White Aluminum | D:4.375" H:7.375" |  | Satin Etched Glass | 1 Medium A19 9.3w |  | 1 | Yes | [14 empty] | 0 | [12 empty] | 69.5 | 139 | 208.5 | W:6'' H:10 1/4'' E:7 3/8'' |  |  |  | 6 | 10.25 | Cap Nuts |  |  |  |  | 7.375 |  | No |  | No | [21 empty] | DP:1'' W:5'' H:6 1/2'' OB UP:2 3/8'' Rectangular |  |  |  | 6.5 | Black/White |  |  | Hardwired | 0 | 0 | 0 | 1 | 1 | 0 | 0 | 0 | 0 | 0 | 0 | 785652085109 | [16 empty] | cETL Wet | WILBURN 1L SM WALL-12 | Small One Light Outdoor Wall Lantern |  | 8590901DEN3-12.jpg | 8590901DEN.jpg
8590901DEN3-71 | Small One Light Outdoor Wall Lantern |  | OUTDOOR | Wilburn | Outdoor Lighting | Antique Bronze | 71 | Aluminum | White Aluminum | D:4.375" H:7.375" |  | Satin Etched Glass | 1 Medium A19 9.3w |  | 1 | Yes | [14 empty] | 0 | [12 empty] | 69.5 | 139 | 208.5 | W:6'' H:10 1/4'' E:7 3/8'' |  |  |  | 6 | 10.25 | Cap Nuts |  |  |  |  | 7.375 |  | No |  | No | [21 empty] | DP:1'' W:5'' H:6 1/2'' OB UP:2 3/8'' Rectangular |  |  |  | 6.5 | Black/White |  |  | Hardwired | 0 | 0 | 0 | 1 | 1 | 0 | 0 | 0 | 0 | 0 | 0 | 785652085116 | [16 empty] | cETL Wet | WILBURN 1L SM WALL-71 | Small One Light Outdoor Wall Lantern |  | 8590901DEN3-71.jpg | 8590901DEN.jpg
8590901EN3-12 | Small One Light Outdoor Wall Lantern |  | OUTDOOR | Wilburn | Outdoor Lighting | Black | 12 | Aluminum |  |  |  | Etched / White Inside Glass | 1 Medium A19 9.3w |  | 1 | Yes | [14 empty] | 0 | [12 empty] | 54.5 | 109 | 163.5 | W:6'' H:10 1/4'' E:7 3/8'' |  |  |  | 6 | 10.25 | Cap Nuts |  |  |  |  | 7.375 |  | No |  | No | [21 empty] | DP:1'' W:5'' H:6 1/2'' OB UP:2 3/8'' Rectangular |  |  |  | 6.5 | Black/White |  |  | Hardwired | 0 | 0 | 0 | 1 | 1 | 0 | 0 | 0 | 0 | 0 | 0 | 785652080487 | [16 empty] | cETL Wet | WILBURN 1L SM WALL-12 | Small One Light Outdoor Wall Lantern |  | 8590901EN3-12.jpg | 8590901EN3.jpg
8590901EN3-71 | Small One Light Outdoor Wall Lantern |  | OUTDOOR | Wilburn | Outdoor Lighting | Antique Bronze | 71 | Aluminum |  |  |  | Satin Etched Glass | 1 Medium A19 9.3w |  | 1 | Yes | [14 empty] | 0 | [12 empty] | 54.5 | 109 | 163.5 | W:6'' H:10 1/4'' E:7 3/8'' |  |  |  | 6 | 10.25 | Cap Nuts |  |  |  |  | 7.375 |  | No |  | No | [21 empty] | DP:1'' W:5'' H:6 1/2'' OB UP:2 3/8'' Rectangular |  |  |  | 6.5 | Black/White |  |  | Hardwired | 0 | 0 | 0 | 1 | 1 | 0 | 0 | 0 | 0 | 0 | 0 | 785652080494 | [16 empty] | cETL Wet | WILBURN 1L SM WALL-71 | Small One Light Outdoor Wall Lantern |  | 8590901EN3-71.jpg | 8590901EN3.jpg
8592001-02 | One Light Outdoor Wall Lantern | The petite proportions and transitional accents of the New Castle outdoor lighting collection by Sea Gull Lighting make these one-light outdoor wall lanterns a versatile selection for your home. Offered in White, Polished Brass, Antique Brushed Nickel, Antique Bronze and Black finishes, in either Satin Etched or Clear glass. Clear bulbs are recommended to use for the best aesthetics for the Clear glass fixtures. Both incandescent lamping and ENERGY STAR-qualified LED lamping options are available for those fixtures with the Satin Etched glass. And the Clear glass fixtures can easily convert to LED by purchasing LED replacement lamps sold separately. | OUTDOOR | New Castle | Outdoor Lighting | Polished Brass | 2 | Brass | Satin Etched Glass | W:3.375" H:4.3125" |  |  | 1 Medium A19 75w |  | 1 | No | [14 empty] | 0 | [12 empty] | 19.75 | 39.5 | 59.25 | W:4 1/4'' H:8 1/4'' E:5 1/2'' | 1.4 |  |  | 4.25 | 8.25 | Cap Nuts |  |  |  |  | 5.5 |  | No |  | No | [21 empty] | D:4 1/2'' DP:2 1/16'' OB UP:2 3/4'' OB DOWN:5 1/2'' Round |  |  |  | 6.5 | Black/White |  |  | Hardwired | 0 | 0 | 0 | 0 | 1 | 0 | 0 | 1 | 0 | 0 | 0 | 785652057229 | 9.5 | 6.75 | 5.25 | 1.7 | 0.195 | 100 | Yes | 6 | 10785652057226 | 16.25 | 14.25 | 10.5 | 11.1 | 1.407 | Yes | UL Wet | cUL Wet | NEW CASTLE 1L LANTERN-02 | One Light Outdoor Wall Lantern |  | 8592001-02.png | 8592.jpg
8592001-12 | One Light Outdoor Wall Lantern | The petite proportions and transitional accents of the New Castle outdoor lighting collection by Sea Gull Lighting make these one-light outdoor wall lanterns a versatile selection for your home. Offered in White, Polished Brass, Antique Brushed Nickel, Antique Bronze and Black finishes, in either Satin Etched or Clear glass. Clear bulbs are recommended to use for the best aesthetics for the Clear glass fixtures. Both incandescent lamping and ENERGY STAR-qualified LED lamping options are available for those fixtures with the Satin Etched glass. And the Clear glass fixtures can easily convert to LED by purchasing LED replacement lamps sold separately. | OUTDOOR | New Castle | Outdoor Lighting | Black | 12 | Aluminum | Satin Etched Glass | W:3.375" H:4.3125" |  |  | 1 Medium A19 75w |  | 1 | No | [14 empty] | 0 | [12 empty] | 18.98 | 37.96 | 56.94 | W:4 1/4'' H:8 1/4'' E:5 1/2'' | 1.4 |  |  | 4.25 | 8.25 | Cap Nuts |  |  |  |  | 5.5 |  | No |  | No | [21 empty] | D:4 1/2'' DP:2 1/16'' OB UP:2 3/4'' OB DOWN:5 1/2'' Round |  |  |  | 6.5 | Black/White |  |  | Hardwired | 0 | 0 | 0 | 0 | 1 | 0 | 0 | 1 | 0 | 0 | 0 | 785652057236 | 9.5 | 6.75 | 5.25 | 1.7 | 0.195 | 100 | Yes | 6 | 10785652057233 | 16.25 | 14.25 | 10.5 | 11.1 | 1.407 | Yes | UL Wet | cUL Wet | NEW CASTLE 1L LANTERN-12 | One Light Outdoor Wall Lantern |  | 8592001-12.png | 8592.jpg
8592001-15 | One Light Outdoor Wall Lantern | The petite proportions and transitional accents of the New Castle outdoor lighting collection by Sea Gull Lighting make these one-light outdoor wall lanterns a versatile selection for your home. Offered in White, Polished Brass, Antique Brushed Nickel, Antique Bronze and Black finishes, in either Satin Etched or Clear glass. Clear bulbs are recommended to use for the best aesthetics for the Clear glass fixtures. Both incandescent lamping and ENERGY STAR-qualified LED lamping options are available for those fixtures with the Satin Etched glass. And the Clear glass fixtures can easily convert to LED by purchasing LED replacement lamps sold separately. | OUTDOOR | New Castle | Outdoor Lighting | White | 15 | Aluminum | Satin Etched Glass | W:3.375" H:4.3125" |  |  | 1 Medium A19 75w |  | 1 | No | [14 empty] | 0 | [12 empty] | 18.98 | 37.96 | 56.94 | W:4 1/4'' H:8 1/4'' E:5 1/2'' | 1.4 |  |  | 4.25 | 8.25 | Cap Nuts |  |  |  |  | 5.5 |  | No |  | No | [21 empty] | D:4 1/2'' DP:2 1/16'' OB UP:2 3/4'' OB DOWN:5 1/2'' Round |  |  |  | 6.5 | Black/White |  |  | Hardwired | 0 | 0 | 0 | 0 | 1 | 0 | 0 | 1 | 0 | 0 | 0 | 785652057243 | 9.5 | 6.75 | 5.25 | 1.7 | 0.195 | 100 | Yes | 6 | 10785652057240 | 16.25 | 14.25 | 10.5 | 11.1 | 1.407 | Yes | UL Wet | cUL Wet | NEW CASTLE 1L LANTERN-15 | One Light Outdoor Wall Lantern |  | 8592001-15.png | 8592.jpg
8592001-71 | One Light Outdoor Wall Lantern | The petite proportions and transitional accents of the New Castle outdoor lighting collection by Sea Gull Lighting make these one-light outdoor wall lanterns a versatile selection for your home. Offered in White, Polished Brass, Antique Brushed Nickel, Antique Bronze and Black finishes, in either Satin Etched or Clear glass. Clear bulbs are recommended to use for the best aesthetics for the Clear glass fixtures. Both incandescent lamping and ENERGY STAR-qualified LED lamping options are available for those fixtures with the Satin Etched glass. And the Clear glass fixtures can easily convert to LED by purchasing LED replacement lamps sold separately. | OUTDOOR | New Castle | Outdoor Lighting | Antique Bronze | 71 | Brass | Satin Etched Glass | W:3.375" H:4.3125" |  |  | 1 Medium A19 75w |  | 1 | No | [14 empty] | 0 | [12 empty] | 22.48 | 44.96 | 67.44 | W:4 1/4'' H:8 1/4'' E:5 1/2'' | 1.4 |  |  | 4.25 | 8.25 | Cap Nuts |  |  |  |  | 5.5 |  | No |  | No | [21 empty] | D:4 1/2'' DP:2 1/16'' OB UP:2 3/4'' OB DOWN:5 1/2'' Round |  |  |  | 6.5 | Black/White |  |  | Hardwired | 0 | 0 | 0 | 0 | 1 | 0 | 0 | 1 | 0 | 0 | 0 | 785652057250 | 9.5 | 6.75 | 5.25 | 1.7 | 0.195 | 100 | Yes | 6 | 10785652057257 | 16.25 | 14.25 | 10.5 | 11.1 | 1.407 | Yes | UL Wet | cUL Wet | NEW CASTLE 1L LANTERN-71 | One Light Outdoor Wall Lantern |  | 8592001-71.png | 8592.jpg
8592001-965 | One Light Outdoor Wall Lantern | The petite proportions and transitional accents of the New Castle outdoor lighting collection by Sea Gull Lighting make these one-light outdoor wall lanterns a versatile selection for your home. Offered in White, Polished Brass, Antique Brushed Nickel, Antique Bronze and Black finishes, in either Satin Etched or Clear glass. Clear bulbs are recommended to use for the best aesthetics for the Clear glass fixtures. Both incandescent lamping and ENERGY STAR-qualified LED lamping options are available for those fixtures with the Satin Etched glass. And the Clear glass fixtures can easily convert to LED by purchasing LED replacement lamps sold separately. | OUTDOOR | New Castle | Outdoor Lighting | Antique Brushed Nickel | 965 | Brass | Satin Etched Glass | W:3.375" H:4.3125" |  |  | 1 Medium A19 75w |  | 1 | No | [14 empty] | 0 | [12 empty] | 22.48 | 44.96 | 67.44 | W:4 1/4'' H:8 1/4'' E:5 1/2'' | 1.4 |  |  | 4.25 | 8.25 | Cap Nuts |  |  |  |  | 5.5 |  | No |  | No | [21 empty] | D:4 1/2'' DP:2 1/16'' OB UP:2 3/4'' OB DOWN:5 1/2'' Round |  |  |  | 6.5 | Black/White |  |  | Hardwired | 0 | 0 | 0 | 0 | 1 | 0 | 0 | 1 | 0 | 0 | 0 | 785652057267 | 9.5 | 6.75 | 5.25 | 1.7 | 0.195 | 100 | Yes | 6 | 10785652057264 | 16.25 | 14.25 | 10.5 | 11.1 | 1.407 | Yes | UL Wet | cUL Wet | NEW CASTLE 1L LANTERN-965 | One Light Outdoor Wall Lantern |  | 8592001-965.png | 8592.jpg
8592001EN3-02 | One Light Outdoor Wall Lantern | The petite proportions and transitional accents of the New Castle outdoor lighting collection by Sea Gull Lighting make these one-light outdoor wall lanterns a versatile selection for your home. Offered in White, Polished Brass, Antique Brushed Nickel, Antique Bronze and Black finishes, in either Satin Etched or Clear glass. Clear bulbs are recommended to use for the best aesthetics for the Clear glass fixtures. Both incandescent lamping and ENERGY STAR-qualified LED lamping options are available for those fixtures with the Satin Etched glass. And the Clear glass fixtures can easily convert to LED by purchasing LED replacement lamps sold separately. | OUTDOOR | New Castle | Outdoor Lighting | Polished Brass | 2 | Brass | Satin Etched Glass | W:3.375" H:4.3125" |  |  | 1 Medium A19 9.3w |  | 1 | Yes | [14 empty] | 0 | [12 empty] | 24.75 | 49.5 | 74.25 | W:4 1/4'' H:8 1/4'' E:5 1/2'' | 1.4 |  |  | 4.25 | 8.25 | Cap Nuts |  |  |  |  | 5.5 |  | No |  | No | [21 empty] | D:4 1/2'' DP:2 1/16'' OB UP:2 3/4'' OB DOWN:5 1/2'' Round |  |  |  | 6.5 | Black/White |  |  | Hardwired | 0 | 0 | 0 | 1 | 1 | 0 | 0 | 0 | 0 | 0 | 0 | 785652058059 | 9.5 | 6.75 | 5.25 | 1.7 | 0.195 | 100 | Yes | 6 | 10785652058056 | 16.25 | 14.25 | 10.5 | 11.1 | 1.407 | Yes | UL Wet | cUL Wet | NEW CASTLE 1L LANTERN-02 | One Light Outdoor Wall Lantern |  | 8592001EN3-02.png | 8592001EN3.jpg
8592001EN3-12 | One Light Outdoor Wall Lantern | The petite proportions and transitional accents of the New Castle outdoor lighting collection by Sea Gull Lighting make these one-light outdoor wall lanterns a versatile selection for your home. Offered in White, Polished Brass, Antique Brushed Nickel, Antique Bronze and Black finishes, in either Satin Etched or Clear glass. Clear bulbs are recommended to use for the best aesthetics for the Clear glass fixtures. Both incandescent lamping and ENERGY STAR-qualified LED lamping options are available for those fixtures with the Satin Etched glass. And the Clear glass fixtures can easily convert to LED by purchasing LED replacement lamps sold separately. | OUTDOOR | New Castle | Outdoor Lighting | Black | 12 | Aluminum | Satin Etched Glass | W:3.375" H:4.3125" |  |  | 1 Medium A19 9.5w |  | 1 | Yes | [14 empty] | 0 | [12 empty] | 23.98 | 47.96 | 71.94 | W:4 1/4'' H:8 1/4'' E:5 1/2'' | 1.4 |  |  | 4.25 | 8.25 | Cap Nuts |  |  |  |  | 5.5 |  | No |  | No | [21 empty] | D:4 1/2'' DP:2 1/16'' OB UP:2 3/4'' OB DOWN:5 1/2'' Round |  |  |  | 6.5 | Black/White |  |  | Hardwired | 0 | 0 | 0 | 1 | 1 | 0 | 0 | 0 | 0 | 0 | 0 | 785652058066 | 9.5 | 6.75 | 5.25 | 1.7 | 0.195 | 100 | Yes | 6 | 10785652058063 | 16.25 | 14.25 | 10.5 | 11.1 | 1.407 | Yes | UL Wet | cUL Wet | NEW CASTLE 1L LANTERN-12 | One Light Outdoor Wall Lantern |  | 8592001EN3-12.png | 8592001EN3.jpg
8592001EN3-15 | One Light Outdoor Wall Lantern | The petite proportions and transitional accents of the New Castle outdoor lighting collection by Sea Gull Lighting make these one-light outdoor wall lanterns a versatile selection for your home. Offered in White, Polished Brass, Antique Brushed Nickel, Antique Bronze and Black finishes, in either Satin Etched or Clear glass. Clear bulbs are recommended to use for the best aesthetics for the Clear glass fixtures. Both incandescent lamping and ENERGY STAR-qualified LED lamping options are available for those fixtures with the Satin Etched glass. And the Clear glass fixtures can easily convert to LED by purchasing LED replacement lamps sold separately. | OUTDOOR | New Castle | Outdoor Lighting | White | 15 | Aluminum | Satin Etched Glass | W:3.375" H:4.3125" |  |  | 1 Medium A19 9.3w |  | 1 | Yes | [14 empty] | 0 | [12 empty] | 23.98 | 47.96 | 71.94 | W:4 1/4'' H:8 1/4'' E:5 1/2'' | 1.4 |  |  | 4.25 | 8.25 | Cap Nuts |  |  |  |  | 5.5 |  | No |  | No | [21 empty] | D:4 1/2'' DP:2 1/16'' OB UP:2 3/4'' OB DOWN:5 1/2'' Round |  |  |  | 6.5 | Black/White |  |  | Hardwired | 0 | 0 | 0 | 1 | 1 | 0 | 0 | 0 | 0 | 0 | 0 | 785652058073 | 9.5 | 6.75 | 5.25 | 1.7 | 0.195 | 100 | Yes | 6 | 10785652058070 | 16.25 | 14.25 | 10.5 | 11.1 | 1.407 | Yes | UL Wet | cUL Wet | NEW CASTLE 1L LANTERN-15 | One Light Outdoor Wall Lantern |  | 8592001EN3-15.png | 8592001EN3.jpg
8592001EN3-71 | One Light Outdoor Wall Lantern | The petite proportions and transitional accents of the New Castle outdoor lighting collection by Sea Gull Lighting make these one-light outdoor wall lanterns a versatile selection for your home. Offered in White, Polished Brass, Antique Brushed Nickel, Antique Bronze and Black finishes, in either Satin Etched or Clear glass. Clear bulbs are recommended to use for the best aesthetics for the Clear glass fixtures. Both incandescent lamping and ENERGY STAR-qualified LED lamping options are available for those fixtures with the Satin Etched glass. And the Clear glass fixtures can easily convert to LED by purchasing LED replacement lamps sold separately. | OUTDOOR | New Castle | Outdoor Lighting | Antique Bronze | 71 | Brass | Satin Etched Glass | W:3.375" H:4.3125" |  |  | 1 Medium A19 9.3w |  | 1 | Yes | [14 empty] | 0 | [12 empty] | 28.48 | 56.96 | 85.44 | W:4 1/4'' H:8 1/4'' E:5 1/2'' | 1.4 |  |  | 4.25 | 8.25 | Cap Nuts |  |  |  |  | 5.5 |  | No |  | No | [21 empty] | D:4 1/2'' DP:2 1/16'' OB UP:2 3/4'' OB DOWN:5 1/2'' Round |  |  |  | 6.5 | Black/White |  |  | Hardwired | 0 | 0 | 0 | 1 | 1 | 0 | 0 | 0 | 0 | 0 | 0 | 785652058080 | 9.5 | 6.75 | 5.25 | 1.7 | 0.195 | 100 | Yes | 6 | 10785652058087 | 16.25 | 14.25 | 10.5 | 11.1 | 1.407 | Yes | UL Wet | cUL Wet | NEW CASTLE 1L LANTERN-71 | One Light Outdoor Wall Lantern |  | 8592001EN3-71.png | 8592001EN3.jpg
8592001EN3-965 | One Light Outdoor Wall Lantern | The petite proportions and transitional accents of the New Castle outdoor lighting collection by Sea Gull Lighting make these one-light outdoor wall lanterns a versatile selection for your home. Offered in White, Polished Brass, Antique Brushed Nickel, Antique Bronze and Black finishes, in either Satin Etched or Clear glass. Clear bulbs are recommended to use for the best aesthetics for the Clear glass fixtures. Both incandescent lamping and ENERGY STAR-qualified LED lamping options are available for those fixtures with the Satin Etched glass. And the Clear glass fixtures can easily convert to LED by purchasing LED replacement lamps sold separately. | OUTDOOR | New Castle | Outdoor Lighting | Antique Brushed Nickel | 965 | Brass | Satin Etched Glass | W:3.375" H:4.3125" |  |  | 1 Medium A19 9.3w |  | 1 | Yes | [14 empty] | 0 | [12 empty] | 28.48 | 56.96 | 85.44 | W:4 1/4'' H:8 1/4'' E:5 1/2'' | 1.4 |  |  | 4.25 | 8.25 | Cap Nuts |  |  |  |  | 5.5 |  | No |  | No | [21 empty] | D:4 1/2'' DP:2 1/16'' OB UP:2 3/4'' OB DOWN:5 1/2'' Round |  |  |  | 6.5 | Black/White |  |  | Hardwired | 0 | 0 | 0 | 1 | 1 | 0 | 0 | 0 | 0 | 0 | 0 | 785652058097 | 9.5 | 6.75 | 5.25 | 1.7 | 0.195 | 100 | Yes | 6 | 10785652058094 | 16.25 | 14.25 | 10.5 | 11.1 | 1.407 | Yes | UL Wet | cUL Wet | NEW CASTLE 1L LANTERN-965 | One Light Outdoor Wall Lantern |  | 8592001EN3-965.png | 8592001EN3.jpg
8592-12 | One Light Outdoor Wall Lantern | The petite proportions and transitional accents of the New Castle outdoor lighting collection by Sea Gull Lighting make these one-light outdoor wall lanterns a versatile selection for your home. Offered in White, Polished Brass, Antique Brushed Nickel, Antique Bronze and Black finishes, in either Satin Etched or Clear glass. Clear bulbs are recommended to use for the best aesthetics for the Clear glass fixtures. Both incandescent lamping and ENERGY STAR-qualified LED lamping options are available for those fixtures with the Satin Etched glass. And the Clear glass fixtures can easily convert to LED by purchasing LED replacement lamps sold separately. | OUTDOOR | New Castle | Outdoor Lighting | Black | 12 | Aluminum | Clear Glass | W:3.375" H:4.3125" |  |  | 1 Medium A19 75w |  | 1 | No | [14 empty] | 0 | [12 empty] | 18.48 | 36.96 | 55.44 | W:4 1/4'' H:8 1/4'' E:5 1/2'' | 1.4 |  |  | 4.25 | 8.25 | Cap Nuts |  |  |  |  | 5.5 |  | No |  | No | [21 empty] | D:4 1/2'' DP:2 1/16'' OB UP:2 3/4'' OB DOWN:5 1/2'' Round |  |  |  | 6.5 | Black/White |  |  | Hardwired | 0 | 0 | 0 | 0 | 1 | 0 | 0 | 1 | 0 | 0 | 0 | 785652859236 | 6.75 | 5.75 | 9 | 1.75 | 0.202 | 100 | Yes | 6 | 10785652859233 | 18 | 14.5 | 9.75 | 11.7 | 1.473 | Yes | UL Wet | cUL Wet | NEW CASTLE 1L LANTERN-12 | One Light Outdoor Wall Lantern |  | 8592-12.jpg | 8592.jpg
8592-15 | One Light Outdoor Wall Lantern | The petite proportions and transitional accents of the New Castle outdoor lighting collection by Sea Gull Lighting make these one-light outdoor wall lanterns a versatile selection for your home. Offered in White, Polished Brass, Antique Brushed Nickel, Antique Bronze and Black finishes, in either Satin Etched or Clear glass. Clear bulbs are recommended to use for the best aesthetics for the Clear glass fixtures. Both incandescent lamping and ENERGY STAR-qualified LED lamping options are available for those fixtures with the Satin Etched glass. And the Clear glass fixtures can easily convert to LED by purchasing LED replacement lamps sold separately. | OUTDOOR | New Castle | Outdoor Lighting | White | 15 | Aluminum | Clear Glass | W:3.375" H:4.3125" |  |  | 1 Medium A19 75w |  | 1 | No | [14 empty] | 0 | [12 empty] | 18.48 | 36.96 | 55.44 | W:4 1/4'' H:8 1/4'' E:5 1/2'' | 1.4 |  |  | 4.25 | 8.25 | Cap Nuts |  |  |  |  | 5.5 |  | No |  | No | [21 empty] | D:4 1/2'' DP:2 1/16'' OB UP:2 3/4'' OB DOWN:5 1/2'' Round |  |  |  | 6.5 | Black/White |  |  | Hardwired | 0 | 0 | 0 | 0 | 1 | 0 | 0 | 1 | 0 | 0 | 0 | 785652859250 | 6.75 | 5.75 | 9 | 1.6 | 0.202 | 125 | Yes | 6 | 10785652859257 | 18 | 14.5 | 9.75 | 11 | 1.473 | Yes | UL Wet | cUL Wet | NEW CASTLE 1L LANTERN-15 | One Light Outdoor Wall Lantern |  | 8592-15.jpg | 8592.jpg
8592-71 | One Light Outdoor Wall Lantern | The petite proportions and transitional accents of the New Castle outdoor lighting collection by Sea Gull Lighting make these one-light outdoor wall lanterns a versatile selection for your home. Offered in White, Polished Brass, Antique Brushed Nickel, Antique Bronze and Black finishes, in either Satin Etched or Clear glass. Clear bulbs are recommended to use for the best aesthetics for the Clear glass fixtures. Both incandescent lamping and ENERGY STAR-qualified LED lamping options are available for those fixtures with the Satin Etched glass. And the Clear glass fixtures can easily convert to LED by purchasing LED replacement lamps sold separately. | OUTDOOR | New Castle | Outdoor Lighting | Antique Bronze | 71 | Brass | Clear Glass | W:3.375" H:4.3125" |  |  | 1 Medium A19 75w |  | 1 | No | [14 empty] | 0 | [12 empty] | 21.98 | 43.96 | 65.94 | W:4 1/4'' H:8 1/4'' E:5 1/2'' | 1.4 |  |  | 4.25 | 8.25 | Cap Nuts |  |  |  |  | 5.5 |  | No |  | No | [21 empty] | D:4 1/2'' DP:2 1/16'' OB UP:2 3/4'' OB DOWN:5 1/2'' Round |  |  |  | 6.5 | Black/White |  |  | Hardwired | 0 | 0 | 0 | 0 | 1 | 0 | 0 | 1 | 0 | 0 | 0 | 785652085925 | 6.75 | 5.75 | 9 | 1.75 | 0.202 | 100 | Yes | 6 | 10785652085922 | 18 | 14.5 | 9.75 | 11.7 | 1.473 | Yes | UL Wet | cUL Wet | NEW CASTLE 1L LANTERN-71 | One Light Outdoor Wall Lantern |  | 8592-71.jpg | 8592.jpg
8592-965 | One Light Outdoor Wall Lantern | The petite proportions and transitional accents of the New Castle outdoor lighting collection by Sea Gull Lighting make these one-light outdoor wall lanterns a versatile selection for your home. Offered in White, Polished Brass, Antique Brushed Nickel, Antique Bronze and Black finishes, in either Satin Etched or Clear glass. Clear bulbs are recommended to use for the best aesthetics for the Clear glass fixtures. Both incandescent lamping and ENERGY STAR-qualified LED lamping options are available for those fixtures with the Satin Etched glass. And the Clear glass fixtures can easily convert to LED by purchasing LED replacement lamps sold separately. | OUTDOOR | New Castle | Outdoor Lighting | Antique Brushed Nickel | 965 | Brass | Clear Glass | W:3.375" H:4.3125" |  |  | 1 Medium A19 75w |  | 1 | No | [14 empty] | 0 | [12 empty] | 21.98 | 43.96 | 65.94 | W:4 1/4'' H:8 1/4'' E:5 1/2'' | 1.4 |  |  | 4.25 | 8.25 | Cap Nuts |  |  |  |  | 5.5 |  | No |  | No | [21 empty] | D:4 1/2'' DP:2 1/16'' OB UP:2 3/4'' OB DOWN:5 1/2'' Round |  |  |  | 6.5 | Black/White |  |  | Hardwired | 0 | 0 | 0 | 0 | 1 | 0 | 0 | 1 | 0 | 0 | 0 | 785652085963 | 6.5 | 4.75 | 9 | 1.5 | 0.161 | 100 | Yes | 6 | 10785652085960 | 15.5 | 13.5 | 9.75 | 9.9 | 1.181 | Yes | UL Wet | cUL Wet | NEW CASTLE 1L LANTERN-965 | One Light Outdoor Wall Lantern |  | 8592-965.jpg | 8592.jpg
8593001-12 | Large One Light Outdoor Wall Lantern | The petite proportions and transitional accents of the New Castle outdoor lighting collection by Sea Gull Lighting make these one-light outdoor wall lanterns a versatile selection for your home. Offered in White, Polished Brass, Antique Brushed Nickel, Antique Bronze and Black finishes, in either Satin Etched or Clear glass. Clear bulbs are recommended to use for the best aesthetics for the Clear glass fixtures. Both incandescent lamping and ENERGY STAR-qualified LED lamping options are available for those fixtures with the Satin Etched glass. And the Clear glass fixtures can easily convert to LED by purchasing LED replacement lamps sold separately. | OUTDOOR | New Castle | Outdoor Lighting | Black | 12 | Aluminum | Satin Etched Glass | W:3.375" H:6.34375" |  |  | 1 Medium A19 75w |  | 1 | No | [14 empty] | 0 | [12 empty] | 27.5 | 55 | 82.5 | W:4 1/2'' H:10 1/4'' E:5 3/4'' |  |  |  | 4.5 | 10.25 | Cap Nuts |  |  |  |  | 5.75 |  | No |  | No | [21 empty] | D:4 1/2'' DP:2 1/16'' OB UP:2 3/4'' Round |  |  |  | 6.5 | Black/White |  |  | Hardwired | 0 | 0 | 0 | 0 | 1 | 0 | 0 | 1 | 0 | 0 | 0 | 785652078767 | [7 empty] | 6 | 10785652078764 | [7 empty] | cETL Wet | NEW CASTLE 1L LANTERN-12 | Large One Light Outdoor Wall Lantern |  | 8593001-12.jpg | 8593001.jpg
8593001-15 | Large One Light Outdoor Wall Lantern | The petite proportions and transitional accents of the New Castle outdoor lighting collection by Sea Gull Lighting make these one-light outdoor wall lanterns a versatile selection for your home. Offered in White, Polished Brass, Antique Brushed Nickel, Antique Bronze and Black finishes, in either Satin Etched or Clear glass. Clear bulbs are recommended to use for the best aesthetics for the Clear glass fixtures. Both incandescent lamping and ENERGY STAR-qualified LED lamping options are available for those fixtures with the Satin Etched glass. And the Clear glass fixtures can easily convert to LED by purchasing LED replacement lamps sold separately. | OUTDOOR | New Castle | Outdoor Lighting | White | 15 | Aluminum | Satin Etched Glass | W:3.375" H:6.34375" |  |  | 1 Medium A19 75w |  | 1 | No | [14 empty] | 0 | [12 empty] | 27.5 | 55 | 82.5 | W:4 1/2'' H:10 1/4'' E:5 3/4'' |  |  |  | 4.5 | 10.25 | Cap Nuts |  |  |  |  | 5.75 |  | No |  | No | [21 empty] | D:4 1/2'' DP:2 1/16'' OB UP:2 3/4'' Round |  |  |  | 6.5 | Black/White |  |  | Hardwired | 0 | 0 | 0 | 0 | 1 | 0 | 0 | 1 | 0 | 0 | 0 | 785652078774 | [7 empty] | 6 | 10785652078771 | [7 empty] | cETL Wet | NEW CASTLE 1L LANTERN-15 | Large One Light Outdoor Wall Lantern |  | 8593001-15.jpg | 8593001.jpg
8593001-71 | Large One Light Outdoor Wall Lantern | The petite proportions and transitional accents of the New Castle outdoor lighting collection by Sea Gull Lighting make these one-light outdoor wall lanterns a versatile selection for your home. Offered in White, Polished Brass, Antique Brushed Nickel, Antique Bronze and Black finishes, in either Satin Etched or Clear glass. Clear bulbs are recommended to use for the best aesthetics for the Clear glass fixtures. Both incandescent lamping and ENERGY STAR-qualified LED lamping options are available for those fixtures with the Satin Etched glass. And the Clear glass fixtures can easily convert to LED by purchasing LED replacement lamps sold separately. | OUTDOOR | New Castle | Outdoor Lighting | Antique Bronze | 71 | Brass | Satin Etched Glass | W:3.375" H:6.34375" |  |  | 1 Medium A19 75w |  | 1 | No | [14 empty] | 0 | [12 empty] | 27.5 | 55 | 82.5 | W:4 1/2'' H:10 1/4'' E:5 3/4'' |  |  |  | 4.5 | 10.25 | Cap Nuts |  |  |  |  | 5.75 |  | No |  | No | [21 empty] | D:4 1/2'' DP:2 1/16'' OB UP:2 3/4'' Round |  |  |  | 6.5 | Black/White |  |  | Hardwired | 0 | 0 | 0 | 0 | 1 | 0 | 0 | 1 | 0 | 0 | 0 | 785652078781 | [7 empty] | 6 | 10785652078788 | [7 empty] | cETL Wet | NEW CASTLE 1L LANTERN-71 | Large One Light Outdoor Wall Lantern |  | 8593001-71.jpg | 8593001.jpg
8593001-965 | Large One Light Outdoor Wall Lantern | The petite proportions and transitional accents of the New Castle outdoor lighting collection by Sea Gull Lighting make these one-light outdoor wall lanterns a versatile selection for your home. Offered in White, Polished Brass, Antique Brushed Nickel, Antique Bronze and Black finishes, in either Satin Etched or Clear glass. Clear bulbs are recommended to use for the best aesthetics for the Clear glass fixtures. Both incandescent lamping and ENERGY STAR-qualified LED lamping options are available for those fixtures with the Satin Etched glass. And the Clear glass fixtures can easily convert to LED by purchasing LED replacement lamps sold separately. | OUTDOOR | New Castle | Outdoor Lighting | Antique Brushed Nickel | 965 | Brass | Satin Etched Glass | W:3.375" H:6.34375" |  |  | 1 Medium A19 75w |  | 1 | No | [14 empty] | 0 | [12 empty] | 27.5 | 55 | 82.5 | W:4 1/2'' H:10 1/4'' E:5 3/4'' |  |  |  | 4.5 | 10.25 | Cap Nuts |  |  |  |  | 5.75 |  | No |  | No | [21 empty] | D:4 1/2'' DP:2 1/16'' OB UP:2 3/4'' Round |  |  |  | 6.5 | Black/White |  |  | Hardwired | 0 | 0 | 0 | 0 | 1 | 0 | 0 | 1 | 0 | 0 | 0 | 785652078798 | [7 empty] | 6 | 10785652078795 | [7 empty] | cETL Wet | NEW CASTLE 1L LANTERN-965 | Large One Light Outdoor Wall Lantern |  | 8593001-965.jpg | 8593001.jpg
8593001EN3-12 | Large One Light Outdoor Wall Lantern | The petite proportions and transitional accents of the New Castle outdoor lighting collection by Sea Gull Lighting make these one-light outdoor wall lanterns a versatile selection for your home. Offered in White, Polished Brass, Antique Brushed Nickel, Antique Bronze and Black finishes, in either Satin Etched or Clear glass. Clear bulbs are recommended to use for the best aesthetics for the Clear glass fixtures. Both incandescent lamping and ENERGY STAR-qualified LED lamping options are available for those fixtures with the Satin Etched glass. And the Clear glass fixtures can easily convert to LED by purchasing LED replacement lamps sold separately. | OUTDOOR | New Castle | Outdoor Lighting | Black | 12 | Aluminum | Satin Etched Glass | W:3.375" H:6.34375" |  |  | 1 Medium A19 9.3w |  | 1 | Yes | [14 empty] | 0 | [12 empty] | 32.5 | 65 | 97.5 | W:4 1/2'' H:10 1/4'' E:5 3/4'' |  |  |  | 4.5 | 10.25 | Cap Nuts |  |  |  |  | 5.75 |  | No |  | No | [21 empty] | D:4 1/2'' DP:2 1/16'' OB UP:2 3/4'' Round |  |  |  | 6.5 | Black/White |  |  | Hardwired | 0 | 0 | 0 | 1 | 1 | 0 | 0 | 0 | 0 | 0 | 0 | 785652083006 | [7 empty] | 6 | 10785652083003 | [7 empty] | cETL Wet | NEW CASTLE 1L LANTERN-12 | Large One Light Outdoor Wall Lantern |  | 8593001EN3-12.jpg | 8593001EN3.jpg
8593001EN3-15 | Large One Light Outdoor Wall Lantern | The petite proportions and transitional accents of the New Castle outdoor lighting collection by Sea Gull Lighting make these one-light outdoor wall lanterns a versatile selection for your home. Offered in White, Polished Brass, Antique Brushed Nickel, Antique Bronze and Black finishes, in either Satin Etched or Clear glass. Clear bulbs are recommended to use for the best aesthetics for the Clear glass fixtures. Both incandescent lamping and ENERGY STAR-qualified LED lamping options are available for those fixtures with the Satin Etched glass. And the Clear glass fixtures can easily convert to LED by purchasing LED replacement lamps sold separately. | OUTDOOR | New Castle | Outdoor Lighting | White | 15 | Aluminum | Satin Etched Glass | W:3.375" H:6.34375" |  |  | 1 Medium A19 9.3w |  | 1 | Yes | [14 empty] | 0 | [12 empty] | 32.5 | 65 | 97.5 | W:4 1/2'' H:10 1/4'' E:5 3/4'' |  |  |  | 4.5 | 10.25 | Cap Nuts |  |  |  |  | 5.75 |  | No |  | No | [21 empty] | D:4 1/2'' DP:2 1/16'' OB UP:2 3/4'' Round |  |  |  | 6.5 | Black/White |  |  | Hardwired | 0 | 0 | 0 | 1 | 1 | 0 | 0 | 0 | 0 | 0 | 0 | 785652083013 | [7 empty] | 6 | 10785652083010 | [7 empty] | cETL Wet | NEW CASTLE 1L LANTERN-15 | Large One Light Outdoor Wall Lantern |  | 8593001EN3-15.jpg | 8593001EN3.jpg
8593001EN3-71 | Large One Light Outdoor Wall Lantern | The petite proportions and transitional accents of the New Castle outdoor lighting collection by Sea Gull Lighting make these one-light outdoor wall lanterns a versatile selection for your home. Offered in White, Polished Brass, Antique Brushed Nickel, Antique Bronze and Black finishes, in either Satin Etched or Clear glass. Clear bulbs are recommended to use for the best aesthetics for the Clear glass fixtures. Both incandescent lamping and ENERGY STAR-qualified LED lamping options are available for those fixtures with the Satin Etched glass. And the Clear glass fixtures can easily convert to LED by purchasing LED replacement lamps sold separately. | OUTDOOR | New Castle | Outdoor Lighting | Antique Bronze | 71 | Brass | Satin Etched Glass | W:3.375" H:6.34375" |  |  | 1 Medium A19 9.3w |  | 1 | Yes | [14 empty] | 0 | [12 empty] | 32.5 | 65 | 97.5 | W:4 1/2'' H:10 1/4'' E:5 3/4'' |  |  |  | 4.5 | 10.25 | Cap Nuts |  |  |  |  | 5.75 |  | No |  | No | [21 empty] | D:4 1/2'' DP:2 1/16'' OB UP:2 3/4'' Round |  |  |  | 6.5 | Black/White |  |  | Hardwired | 0 | 0 | 0 | 1 | 1 | 0 | 0 | 0 | 0 | 0 | 0 | 785652083020 | [7 empty] | 6 | 10785652083027 | [7 empty] | cETL Wet | NEW CASTLE 1L LANTERN-71 | Large One Light Outdoor Wall Lantern |  | 8593001EN3-71.jpg | 8593001EN3.jpg
8593001EN3-965 | Large One Light Outdoor Wall Lantern | The petite proportions and transitional accents of the New Castle outdoor lighting collection by Sea Gull Lighting make these one-light outdoor wall lanterns a versatile selection for your home. Offered in White, Polished Brass, Antique Brushed Nickel, Antique Bronze and Black finishes, in either Satin Etched or Clear glass. Clear bulbs are recommended to use for the best aesthetics for the Clear glass fixtures. Both incandescent lamping and ENERGY STAR-qualified LED lamping options are available for those fixtures with the Satin Etched glass. And the Clear glass fixtures can easily convert to LED by purchasing LED replacement lamps sold separately. | OUTDOOR | New Castle | Outdoor Lighting | Antique Brushed Nickel | 965 | Brass | Satin Etched Glass | W:3.375" H:6.34375" |  |  | 1 Medium A19 9.3w |  | 1 | Yes | [14 empty] | 0 | [12 empty] | 32.5 | 65 | 97.5 | W:4 1/2'' H:10 1/4'' E:5 3/4'' |  |  |  | 4.5 | 10.25 | Cap Nuts |  |  |  |  | 5.75 |  | No |  | No | [21 empty] | D:4 1/2'' DP:2 1/16'' OB UP:2 3/4'' Round |  |  |  | 6.5 | Black/White |  |  | Hardwired | 0 | 0 | 0 | 1 | 1 | 0 | 0 | 0 | 0 | 0 | 0 | 785652083037 | [7 empty] | 6 | 10785652083034 | [7 empty] | cETL Wet | NEW CASTLE 1L LANTERN-965 | Large One Light Outdoor Wall Lantern |  | 8593001EN3-965.jpg | 8593001EN3.jpg
8593-12 | Large One Light Outdoor Wall Lantern | The petite proportions and transitional accents of the New Castle outdoor lighting collection by Sea Gull Lighting make these one-light outdoor wall lanterns a versatile selection for your home. Offered in White, Polished Brass, Antique Brushed Nickel, Antique Bronze and Black finishes, in either Satin Etched or Clear glass. Clear bulbs are recommended to use for the best aesthetics for the Clear glass fixtures. Both incandescent lamping and ENERGY STAR-qualified LED lamping options are available for those fixtures with the Satin Etched glass. And the Clear glass fixtures can easily convert to LED by purchasing LED replacement lamps sold separately. | OUTDOOR | New Castle | Outdoor Lighting | Black | 12 | Aluminum | Clear Glass | W:3.375" H:6.34375" |  |  | 1 Medium A19 75w |  | 1 | No | [14 empty] | 0 | [12 empty] | 25 | 50 | 75 | W:4 1/2'' H:10 1/4'' E:5 3/4'' |  |  |  | 4.5 | 10.25 | Cap Nuts |  |  |  |  | 5.75 |  | No |  | No | [21 empty] | D:4 1/2'' DP:2 1/16'' OB UP:2 3/4'' Round |  |  |  | 6.5 | Black/White |  |  | Hardwired | 0 | 0 | 0 | 0 | 1 | 0 | 0 | 1 | 0 | 0 | 0 | 785652078729 | [7 empty] | 6 | 10785652078726 | [7 empty] | cETL Wet | NEW CASTLE 1L LANTERN-12 | Large One Light Outdoor Wall Lantern |  | 8593-12.jpg | 8593.jpg
8593-15 | Large One Light Outdoor Wall Lantern | The petite proportions and transitional accents of the New Castle outdoor lighting collection by Sea Gull Lighting make these one-light outdoor wall lanterns a versatile selection for your home. Offered in White, Polished Brass, Antique Brushed Nickel, Antique Bronze and Black finishes, in either Satin Etched or Clear glass. Clear bulbs are recommended to use for the best aesthetics for the Clear glass fixtures. Both incandescent lamping and ENERGY STAR-qualified LED lamping options are available for those fixtures with the Satin Etched glass. And the Clear glass fixtures can easily convert to LED by purchasing LED replacement lamps sold separately. | OUTDOOR | New Castle | Outdoor Lighting | White | 15 | Aluminum | Clear Glass | W:3.375" H:6.34375" |  |  | 1 Medium A19 75w |  | 1 | No | [14 empty] | 0 | [12 empty] | 25 | 50 | 75 | W:4 1/2'' H:10 1/4'' E:5 3/4'' |  |  |  | 4.5 | 10.25 | Cap Nuts |  |  |  |  | 5.75 |  | No |  | No | [21 empty] | D:4 1/2'' DP:2 1/16'' OB UP:2 3/4'' Round |  |  |  | 6.5 | Black/White |  |  | Hardwired | 0 | 0 | 0 | 0 | 1 | 0 | 0 | 1 | 0 | 0 | 0 | 785652078736 | [7 empty] | 6 | 10785652078733 | [7 empty] | cETL Wet | NEW CASTLE 1L LANTERN-15 | Large One Light Outdoor Wall Lantern |  | 8593-15.jpg | 8593.jpg
8593-71 | Large One Light Outdoor Wall Lantern | The petite proportions and transitional accents of the New Castle outdoor lighting collection by Sea Gull Lighting make these one-light outdoor wall lanterns a versatile selection for your home. Offered in White, Polished Brass, Antique Brushed Nickel, Antique Bronze and Black finishes, in either Satin Etched or Clear glass. Clear bulbs are recommended to use for the best aesthetics for the Clear glass fixtures. Both incandescent lamping and ENERGY STAR-qualified LED lamping options are available for those fixtures with the Satin Etched glass. And the Clear glass fixtures can easily convert to LED by purchasing LED replacement lamps sold separately. | OUTDOOR | New Castle | Outdoor Lighting | Antique Bronze | 71 | Brass | Clear Glass | W:3.375" H:6.34375" |  |  | 1 Medium A19 75w |  | 1 | No | [14 empty] | 0 | [12 empty] | 25 | 50 | 75 | W:4 1/2'' H:10 1/4'' E:5 3/4'' |  |  |  | 4.5 | 10.25 | Cap Nuts |  |  |  |  | 5.75 |  | No |  | No | [21 empty] | D:4 1/2'' DP:2 1/16'' OB UP:2 3/4'' Round |  |  |  | 6.5 | Black/White |  |  | Hardwired | 0 | 0 | 0 | 0 | 1 | 0 | 0 | 1 | 0 | 0 | 0 | 785652078743 | [7 empty] | 6 | 10785652078740 | [7 empty] | cETL Wet | NEW CASTLE 1L LANTERN-71 | Large One Light Outdoor Wall Lantern |  | 8593-71.jpg | 8593.jpg
8593-965 | Large One Light Outdoor Wall Lantern | The petite proportions and transitional accents of the New Castle outdoor lighting collection by Sea Gull Lighting make these one-light outdoor wall lanterns a versatile selection for your home. Offered in White, Polished Brass, Antique Brushed Nickel, Antique Bronze and Black finishes, in either Satin Etched or Clear glass. Clear bulbs are recommended to use for the best aesthetics for the Clear glass fixtures. Both incandescent lamping and ENERGY STAR-qualified LED lamping options are available for those fixtures with the Satin Etched glass. And the Clear glass fixtures can easily convert to LED by purchasing LED replacement lamps sold separately. | OUTDOOR | New Castle | Outdoor Lighting | Antique Brushed Nickel | 965 | Brass | Clear Glass | W:3.375" H:6.34375" |  |  | 1 Medium A19 75w |  | 1 | No | [14 empty] | 0 | [12 empty] | 25 | 50 | 75 | W:4 1/2'' H:10 1/4'' E:5 3/4'' |  |  |  | 4.5 | 10.25 | Cap Nuts |  |  |  |  | 5.75 |  | No |  | No | [21 empty] | D:4 1/2'' DP:2 1/16'' OB UP:2 3/4'' Round |  |  |  | 6.5 | Black/White |  |  | Hardwired | 0 | 0 | 0 | 0 | 1 | 0 | 0 | 1 | 0 | 0 | 0 | 785652078750 | [7 empty] | 6 | 10785652078757 | [7 empty] | cETL Wet | NEW CASTLE 1L LANTERN-965 | Large One Light Outdoor Wall Lantern |  | 8593-965.jpg | 8593.jpg
8607-12 | Two Light Adjustable Swivel Flood Light | Our flood lights are designed with safety as a top priority. Choose from open glass PAR38s or directional BR40s, both with swivel design to direct illumination where you need it. | OUTDOOR | Flood Light | Outdoor Lighting | Black | 12 | Aluminum | Black Aluminum |  |  |  | 2 Medium BR40 120w |  | 2 | No | [14 empty] | 0 | [12 empty] | 36.98 | 73.96 | 110.94 | W:22'' H:12 1/2'' E:11 1/4'' | 2.1 |  |  | 22 | 12.5 | Center Lock-Up |  |  |  |  | 11.25 |  | No |  | No | [21 empty] | D:5'' DP:1 1/4'' |  |  |  | 6.5 |  |  | N/A | Hardwired | 0 | 0 | 0 | 0 | 1 | 0 | 0 | 1 | 0 | 0 | 0 | 785652860720 | 14 | 7 | 23.75 | 2.85 | 1.347 | 175 | Yes | 3 | 10785652860727 | 22 | 14.25 | 13.75 | 10.3 | 2.495 | Yes | UL Wet | cUL Wet | 2L FLOOD LIGHT-12 | Two Light Adjustable Swivel Flood Light |  | 8607-12.jpg | 8607.jpg
8607-15 | Two Light Adjustable Swivel Flood Light | Our flood lights are designed with safety as a top priority. Choose from open glass PAR38s or directional BR40s, both with swivel design to direct illumination where you need it. | OUTDOOR | Flood Light | Outdoor Lighting | White | 15 | Aluminum | White Aluminum |  |  |  | 2 Medium BR40 120w |  | 2 | No | [14 empty] | 0 | [12 empty] | 39.48 | 78.96 | 118.44 | W:22'' H:12 1/2'' E:11 1/4'' | 2.1 |  |  | 22 | 12.5 | Center Lock-Up |  |  |  |  | 11.25 |  | No |  | No | [21 empty] | D:5'' DP:1 1/4'' |  |  |  | 6.5 |  |  | N/A | Hardwired | 0 | 0 | 0 | 0 | 1 | 0 | 0 | 1 | 0 | 0 | 0 | 785652860751 | 14 | 7.2 | 12.75 | 2.6 | 0.744 | 250 | Yes | 3 | 10785652860758 | 22 | 14.5 | 13.25 | 8.6 | 2.446 | Yes | UL Wet | cUL Wet | 2L FLOOD LIGHT-15 | Two Light Adjustable Swivel Flood Light |  | 8607-15.jpg | 8607.jpg
8614203-12 | Medium Three Light Outdoor Wall Lantern | The Perrywood outdoor collection embodies all of the elements that make this exterior light a true classic: timeless styling, balanced proportions, versatile finish and rock solid construction. This traditional design features super trendy “water glass," a textured black powder-coated finish, and it’s built from cast aluminum for years of performance. Available in a Black finish. All fixtures are available as ENERGY STAR®-qualified and California Title 24 compliant. | OUTDOOR | Perrywood | Outdoor Lighting | Black | 12 | Cast Aluminum | Water Glass | D:8" H:8.5" |  |  | 3 Candelabra Torpedo 40w |  | 3 | No | [14 empty] | 0 | [12 empty] | 95.48 | 190.96 | 286.44 | W:9 1/2'' H:18'' E:11 1/4'' | 5.9 |  |  | 9.5 | 18 | Cap Nuts |  |  |  |  | 11.25 |  | No |  | No | [21 empty] | DP:1 1/4'' W:6'' H:8 1/4'' OB UP:8 1/8'' Oval |  |  |  | 6.5 | Black/White |  |  | Hardwired | 0 | 0 | 0 | 0 | 1 | 0 | 0 | 1 | 0 | 0 | 0 | 785652070242 | 20.25 | 15 | 13.125 | 6.7 | 2.307 | 250 | Yes | [9 empty] | cETL Wet | PERRYWOOD 3L MD LANTERN-12 | Medium Three Light Outdoor Wall Lantern |  | 8614203-12.jpg | 8614203.jpg
8614203EN-12 | Medium Three Light Outdoor Wall Lantern | The Perrywood outdoor collection embodies all of the elements that make this exterior light a true classic: timeless styling, balanced proportions, versatile finish and rock solid construction. This traditional design features super trendy “water glass," a textured black powder-coated finish, and it’s built from cast aluminum for years of performance. Available in a Black finish. All fixtures are available as ENERGY STAR®-qualified and California Title 24 compliant. | OUTDOOR | Perrywood | Outdoor Lighting | Black | 12 | Cast Aluminum | Water Glass | D:8" H:8.5" |  |  | 3 Candelabra Torpedo 3.5w |  | 3 | Yes | [14 empty] | 0 | [12 empty] | 112.98 | 225.96 | 338.94 | W:9 1/2'' H:18'' E:11 1/4'' | 6.9 |  |  | 9.5 | 18 | Cap Nuts |  |  |  |  | 11.25 |  | No |  | No | [21 empty] | DP:1 1/4'' W:6'' H:8 1/4'' OB UP:8 1/8'' Oval |  |  |  | 6.5 | Black/White |  |  | Hardwired | 0 | 0 | 0 | 1 | 1 | 0 | 0 | 0 | 0 | 0 | 0 | 785652071928 | 20.25 | 15 | 13.125 | 6.7 | 2.307 | 250 | Yes | [9 empty] | cETL Wet | PERRYWOOD 3L LED MD LANTERN-12 | Medium Three Light Outdoor Wall Lantern |  | 8614203EN-12.jpg | 8614203EN.jpg
8619301-12 | Medium One Light Outdoor Wall Lantern |  | OUTDOOR | Eddington | Outdoor Lighting | Black | 12 | Aluminum | Cased Opal Etched Glass | D:6.125" H:7.125" |  |  | 1 Medium A19 75w |  | 1 | No | [14 empty] | 0 | [12 empty] | 74.5 | 149 | 223.5 | W:8'' H:16 1/8'' E:10 3/8'' |  |  |  | 8 | 16.125 | Cap Nuts |  |  |  |  | 10.375 |  | No |  | No | [21 empty] | DP:1'' W:5'' H:8'' OB UP:9 3/8'' Rectangular |  |  |  | 6.5 | Black/White |  |  | Hardwired | 0 | 0 | 0 | 0 | 1 | 0 | 0 | 1 | 0 | 0 | 0 | 785652077166 | [16 empty] | cETL Wet | EDDINGTON 1L LANTERN-12 | Medium One Light Outdoor Wall Lantern |  | 8619301-12.jpg | 8619301.jpg
8619301-71 | Medium One Light Outdoor Wall Lantern |  | OUTDOOR | Eddington | Outdoor Lighting | Antique Bronze | 71 | Aluminum | Cased Opal Etched Glass | D:6.125" H:7.125" |  |  | 1 Medium A19 75w |  | 1 | No | [14 empty] | 0 | [12 empty] | 74.5 | 149 | 223.5 | W:8'' H:16 1/8'' E:10 3/8'' |  |  |  | 8 | 16.125 | Cap Nuts |  |  |  |  | 10.375 |  | No |  | No | [21 empty] | DP:1'' W:5'' H:8'' OB UP:9 3/8'' Rectangular |  |  |  | 6.5 | Black/White |  |  | Hardwired | 0 | 0 | 0 | 0 | 1 | 0 | 0 | 1 | 0 | 0 | 0 | 785652077173 | 17.5 | 12.25 | 10.25 | 4.5 | 1.272 | 250 | Yes | [9 empty] | cETL Wet | EDDINGTON 1L LANTERN-71 | Medium One Light Outdoor Wall Lantern |  | 8619301-71.jpg | 8619301.jpg
8619301EN3-12 | Medium One Light Outdoor Wall Lantern |  | OUTDOOR | Eddington | Outdoor Lighting | Black | 12 | Aluminum | Cased Opal Etched Glass | D:6.125" H:7.125" |  |  | 1 Medium A19 9.3w |  | 1 | Yes | [14 empty] | 0 | [12 empty] | 79.5 | 159 | 238.5 | W:8'' H:16 1/8'' E:10 3/8'' |  |  |  | 8 | 16.125 | Cap Nuts |  |  |  |  | 10.375 |  | No |  | No | [21 empty] | DP:1'' W:5'' H:8'' OB UP:9 3/8'' Rectangular |  |  |  | 6.5 | Black/White |  |  | Hardwired | 0 | 0 | 0 | 1 | 1 | 0 | 0 | 0 | 0 | 0 | 0 | 785652080753 | [16 empty] | cETL Wet | EDDINGTON 1L LANTERN-12 | Medium One Light Outdoor Wall Lantern |  | 8619301EN3-12.jpg | 8619301EN3.jpg
8619301EN3-71 | Medium One Light Outdoor Wall Lantern |  | OUTDOOR | Eddington | Outdoor Lighting | Antique Bronze | 71 | Aluminum | Cased Opal Etched Glass | D:6.125" H:7.125" |  |  | 1 Medium A19 9.3w |  | 1 | Yes | [14 empty] | 0 | [12 empty] | 79.5 | 159 | 238.5 | W:8'' H:16 1/8'' E:10 3/8'' |  |  |  | 8 | 16.125 | Cap Nuts |  |  |  |  | 10.375 |  | No |  | No | [21 empty] | DP:1'' W:5'' H:8'' OB UP:9 3/8'' Rectangular |  |  |  | 6.5 | Black/White |  |  | Hardwired | 0 | 0 | 0 | 1 | 1 | 0 | 0 | 0 | 0 | 0 | 0 | 785652080760 | [16 empty] | cETL Wet | EDDINGTON 1L LANTERN-71 | Medium One Light Outdoor Wall Lantern |  | 8619301EN3-71.jpg | 8619301EN3.jpg
8619601-12 | Medium One Light Outdoor Wall Lantern | Bring your style statement outside with the Melito Collection. A decorative external cutout pattern that plays well with any outdoor space. Pockets of light escape, creating dramatic patterns of light and shadow. The proprietary StoneStrong composite material provides strong and rust-free exterior built to last in any outside environment, including coastal, dry, and harsh winter or summer climates. StoneStrong is also backed by a robust warranty. Available in Black and Weathered Copper finishes. Choose from a variety of sizes to adapt a broad range of outdoor settings. The Melito Collection is beautifully framed with graceful intersecting lines that brings an artistic flair to exterior lighting. | OUTDOOR | Melito | Outdoor Lighting | Black | 12 | StoneStrong | Satin Etched Glass | W:5.5" H:12.25" |  |  | 1 Medium A19 75w |  | 1 | No | [14 empty] | 0 | [12 empty] | 80.48 | 160.96 | 241.44 | W:7'' H:13'' E:5 3/4'' | 4.6 |  |  | 7 | 13 | Screw(s) |  |  |  |  | 5.75 |  | No |  | No | [21 empty] | DP:7/8'' W:4 5/8'' H:5 1/2'' OB UP:3 5/8'' Rectangular |  |  |  | 6.5 | Black/White |  |  | Hardwired | 0 | 0 | 0 | 0 | 1 | 0 | 0 | 1 | 0 | 0 | 0 | 785652056512 | 16.25 | 11 | 9.75 | 5.9 | 1.009 | 175 | Yes | [9 empty] | cETL Wet | MELITO 1L WALL LANTERN-12 | Medium One Light Outdoor Wall Lantern |  | 8619601-12.png | 8619601.jpg
8619601-44 | Medium One Light Outdoor Wall Lantern | Bring your style statement outside with the Melito Collection. A decorative external cutout pattern that plays well with any outdoor space. Pockets of light escape, creating dramatic patterns of light and shadow. The proprietary StoneStrong composite material provides strong and rust-free exterior built to last in any outside environment, including coastal, dry, and harsh winter or summer climates. StoneStrong is also backed by a robust warranty. Available in Black and Weathered Copper finishes. Choose from a variety of sizes to adapt a broad range of outdoor settings. The Melito Collection is beautifully framed with graceful intersecting lines that brings an artistic flair to exterior lighting. | OUTDOOR | Melito | Outdoor Lighting | Weathered Copper | 44 | StoneStrong | Satin Etched Glass | W:5.5" H:12.25" |  |  | 1 Medium A19 75w |  | 1 | No | [14 empty] | 0 | [12 empty] | 76.45 | 152.9 | 229.35 | W:7'' H:13'' E:5 3/4'' | 4.6 |  |  | 7 | 13 | Screw(s) |  |  |  |  | 5.75 |  | No |  | No | [21 empty] | DP:7/8'' W:4 5/8'' H:5 1/2'' OB UP:3 5/8'' Rectangular |  |  |  | 6.5 | Black/White |  |  | Hardwired | 0 | 0 | 0 | 0 | 1 | 0 | 0 | 1 | 0 | 0 | 0 | 785652056529 | 16.5 | 11.25 | 9.75 | 5.7 | 1.047 | 175 | Yes | [9 empty] | cETL Wet | MELITO 1L WALL LANTERN-44 | Medium One Light Outdoor Wall Lantern |  | 8619601-44.png | 8619601.jpg
8619601EN3-12 | Medium One Light Outdoor Wall Lantern | Bring your style statement outside with the Melito Collection. A decorative external cutout pattern that plays well with any outdoor space. Pockets of light escape, creating dramatic patterns of light and shadow. The proprietary StoneStrong composite material provides strong and rust-free exterior built to last in any outside environment, including coastal, dry, and harsh winter or summer climates. StoneStrong is also backed by a robust warranty. Available in Black and Weathered Copper finishes. Choose from a variety of sizes to adapt a broad range of outdoor settings. The Melito Collection is beautifully framed with graceful intersecting lines that brings an artistic flair to exterior lighting. | OUTDOOR | Melito | Outdoor Lighting | Black | 12 | StoneStrong | Satin Etched Glass | W:5.5" H:12.25" |  |  | 1 Medium A19 9.3w |  | 1 | Yes | [14 empty] | 0 | [12 empty] | 86.98 | 173.96 | 260.94 | W:7'' H:13'' E:5 3/4'' | 4.6 |  |  | 7 | 13 | Screw(s) |  |  |  |  | 5.75 |  | No |  | No | [21 empty] | DP:7/8'' W:4 5/8'' H:5 1/2'' OB UP:3 5/8'' Rectangular |  |  |  | 6.5 | Black/White |  |  | Hardwired | 0 | 0 | 0 | 1 | 1 | 0 | 0 | 0 | 0 | 0 | 0 | 785652056901 | 16.25 | 11 | 9.75 | 5.9 | 1.009 | 175 | Yes | [9 empty] | cETL Wet | MELITO 1L WALL LANTERN-12 | Medium One Light Outdoor Wall Lantern |  | 8619601EN3-12.png | 8619601EN3.jpg
8619601EN3-44 | Medium One Light Outdoor Wall Lantern | Bring your style statement outside with the Melito Collection. A decorative external cutout pattern that plays well with any outdoor space. Pockets of light escape, creating dramatic patterns of light and shadow. The proprietary StoneStrong composite material provides strong and rust-free exterior built to last in any outside environment, including coastal, dry, and harsh winter or summer climates. StoneStrong is also backed by a robust warranty. Available in Black and Weathered Copper finishes. Choose from a variety of sizes to adapt a broad range of outdoor settings. The Melito Collection is beautifully framed with graceful intersecting lines that brings an artistic flair to exterior lighting. | OUTDOOR | Melito | Outdoor Lighting | Weathered Copper | 44 | StoneStrong | Satin Etched Glass | W:5.5" H:12.25" |  |  | 1 Medium A19 9.3w |  | 1 | Yes | [14 empty] | 0 | [12 empty] | 82.45 | 164.9 | 247.35 | W:7'' H:13'' E:5 3/4'' | 4.6 |  |  | 7 | 13 | Screw(s) |  |  |  |  | 5.75 |  | No |  | No | [21 empty] | DP:7/8'' W:4 5/8'' H:5 1/2'' OB UP:3 5/8'' Rectangular |  |  |  | 6.5 | Black/White |  |  | Hardwired | 0 | 0 | 0 | 1 | 1 | 0 | 0 | 0 | 0 | 0 | 0 | 785652056918 | 16.5 | 11.25 | 9.75 | 5.7 | 1.047 | 175 | Yes | [9 empty] | cETL Wet | MELITO 1L WALL LANTERN-44 | Medium One Light Outdoor Wall Lantern |  | 8619601EN3-44.png | 8619601EN3.jpg
8624401-12 | One Light Outdoor Wall | The Sauganash outdoor lighting collection by Sea Gull Lighting has a distinct industrial inspiration with an external cage detail finished in either Antique Bronze or Black finishes over Clear Seeded or Etched Seeded glass shades to complete the look. The assortment includes small and large one-light outdoor wall lanterns (available in Dark Sky versions too), a one-light outdoor post lantern, a one-light outdoor pendant and a two-light outdoor ceiling flush mount. Both incandescent lamping and ENERGY STAR-qualified LED lamping are available. Most of these fixtures easily convert to LED by purchasing LED replacement lamps sold separately. | OUTDOOR | Sauganash | Outdoor Lighting | Black | 12 | Aluminum | Clear Seeded Glass | D:6.5625" H:9.125" |  |  | 1 Medium A19 100w |  | 1 | No | [14 empty] | 0 | [12 empty] | 137.95 | 275.9 | 413.85 | W:8 1/2'' H:16 3/4'' E:10 3/4'' | 5 |  |  | 8.5 | 16.75 | Universal Mounting Plate |  |  |  |  | 10.75 |  | No |  | No | [21 empty] | D:6'' DP:3/4'' OB UP:6'' OB DOWN:10 3/4'' Round |  |  |  | 8 | Black/White |  |  | Hardwired | 0 | 0 | 0 | 0 | 1 | 0 | 0 | 1 | 0 | 0 | 0 | 785652238178 | 19 | 13.75 | 11.5 | 6.3 | 1.739 | 250 | Yes | [9 empty] | cETL Wet | SAUGANASH 1L LANTERN-12 | One Light Outdoor Wall |  | 8624401-12.jpg | 8624401.jpg
8624401-71 | One Light Outdoor Wall | The Sauganash outdoor lighting collection by Sea Gull Lighting has a distinct industrial inspiration with an external cage detail finished in either Antique Bronze or Black finishes over Clear Seeded or Etched Seeded glass shades to complete the look. The assortment includes small and large one-light outdoor wall lanterns (available in Dark Sky versions too), a one-light outdoor post lantern, a one-light outdoor pendant and a two-light outdoor ceiling flush mount. Both incandescent lamping and ENERGY STAR-qualified LED lamping are available. Most of these fixtures easily convert to LED by purchasing LED replacement lamps sold separately. | OUTDOOR | Sauganash | Outdoor Lighting | Antique Bronze | 71 | Aluminum | Clear Seeded Glass | D:6.5625" H:9.125" |  |  | 1 Medium A19 100w |  | 1 | No | [14 empty] | 0 | [12 empty] | 144.95 | 289.9 | 434.85 | W:8 1/2'' H:16 3/4'' E:10 3/4'' | 5 |  |  | 8.5 | 16.75 | Universal Mounting Plate |  |  |  |  | 10.75 |  | No |  | No | [21 empty] | D:6'' DP:3/4'' OB UP:6'' OB DOWN:10 3/4'' Round |  |  |  | 8 | Black/White |  |  | Hardwired | 0 | 0 | 0 | 0 | 1 | 0 | 0 | 1 | 0 | 0 | 0 | 785652246043 | 19.25 | 13.5 | 11.75 | 6.4 | 1.767 | 250 | Yes | [9 empty] | cETL Wet | SAUGANASH 1L LANTERN-71 | One Light Outdoor Wall |  | 8624401-71.jpg | 8624401.jpg
8624451-12 | Large One Light Outdoor Wall Lantern | The Sauganash outdoor lighting collection by Sea Gull Lighting has a distinct industrial inspiration with an external cage detail finished in either Antique Bronze or Black finishes over Clear Seeded or Etched Seeded glass shades to complete the look. The assortment includes small and large one-light outdoor wall lanterns (available in Dark Sky versions too), a one-light outdoor post lantern, a one-light outdoor pendant and a two-light outdoor ceiling flush mount. Both incandescent lamping and ENERGY STAR-qualified LED lamping are available. Most of these fixtures easily convert to LED by purchasing LED replacement lamps sold separately. | OUTDOOR | Sauganash | Outdoor Lighting | Black | 12 | Aluminum | Etched Seeded Glass | D:6.5625" H:9.125" |  |  | 1 Medium A19 100w |  | 1 | No | [14 empty] | 0 | [12 empty] | 143.48 | 286.96 | 430.44 | W:8 1/2'' H:16 3/4'' E:10 3/4'' | 5 |  |  | 8.5 | 16.75 | Universal Mounting Plate |  |  |  |  | 10.75 |  | No |  | No | [21 empty] | D:6'' DP:3/4'' OB UP:6'' OB DOWN:10 3/4'' Round |  |  |  | 8 | Black/White |  |  | Hardwired | 0 | 0 | 0 | 0 | 1 | 0 | 0 | 1 | 0 | 0 | 0 | 785652109478 | 20 | 13.5 | 11.75 | 6.3 | 1.836 | 250 | Yes | [9 empty] | cETL Wet | SAUGANASH 1L LANTERN-12 | Large One Light Outdoor Wall Lantern |  | 8624451-12.jpg | 8624401.jpg
8624451-71 | Large One Light Outdoor Wall Lantern | The Sauganash outdoor lighting collection by Sea Gull Lighting has a distinct industrial inspiration with an external cage detail finished in either Antique Bronze or Black finishes over Clear Seeded or Etched Seeded glass shades to complete the look. The assortment includes small and large one-light outdoor wall lanterns (available in Dark Sky versions too), a one-light outdoor post lantern, a one-light outdoor pendant and a two-light outdoor ceiling flush mount. Both incandescent lamping and ENERGY STAR-qualified LED lamping are available. Most of these fixtures easily convert to LED by purchasing LED replacement lamps sold separately. | OUTDOOR | Sauganash | Outdoor Lighting | Antique Bronze | 71 | Aluminum | Etched Seeded Glass | D:6.5625" H:9.125" |  |  | 1 Medium A19 100w |  | 1 | No | [14 empty] | 0 | [12 empty] | 144.95 | 289.9 | 434.85 | W:8 1/2'' H:16 3/4'' E:10 3/4'' | 5 |  |  | 8.5 | 16.75 | Universal Mounting Plate |  |  |  |  | 10.75 |  | No |  | No | [21 empty] | D:6'' DP:3/4'' OB UP:6'' OB DOWN:10 3/4'' Round |  |  |  | 8 | Black/White |  |  | Hardwired | 0 | 0 | 0 | 0 | 1 | 0 | 0 | 1 | 0 | 0 | 0 | 785652109485 | 20 | 13.5 | 11.75 | 6.2 | 1.836 | 250 | Yes | [9 empty] | cETL Wet | SAUGANASH 1L LANTERN-71 | Large One Light Outdoor Wall Lantern |  | 8624451-71.jpg | 8624401.jpg
8624451DEN3-12 | Large One Light Outdoor Wall Lantern | The Sauganash outdoor lighting collection by Sea Gull Lighting has a distinct industrial inspiration with an external cage detail finished in either Antique Bronze or Black finishes over Clear Seeded or Etched Seeded glass shades to complete the look. The assortment includes small and large one-light outdoor wall lanterns (available in Dark Sky versions too), a one-light outdoor post lantern, a one-light outdoor pendant and a two-light outdoor ceiling flush mount. Both incandescent lamping and ENERGY STAR-qualified LED lamping are available. Most of these fixtures easily convert to LED by purchasing LED replacement lamps sold separately. | OUTDOOR | Sauganash | Outdoor Lighting | Black | 12 | Aluminum | Etched Seeded Glass | D:6.5625" H:9.125" |  |  | 1 Medium A19 9.3w |  | 1 | Yes | [14 empty] | 0 | [12 empty] | 161.48 | 322.96 | 484.44 | W:8 1/2'' H:16 3/4'' E:10 3/4'' | 5 |  |  | 8.5 | 16.75 | Universal Mounting Plate |  |  |  |  | 10.75 |  | No |  | No | [21 empty] | D:6'' DP:3/4'' OB UP:6'' OB DOWN:10 3/4'' Round |  |  |  | 8 | Black/White |  |  | Hardwired | 0 | 0 | 0 | 1 | 1 | 0 | 0 | 0 | 0 | 0 | 0 | 785652065767 | 20 | 13.5 | 11.75 | 6.3 | 1.836 | 250 | Yes | 1 | 10785652065764 | [7 empty] | cETL Wet | SAUGANASH 1L LANTERN-12 | Large One Light Outdoor Wall Lantern |  | 8624451DEN3-12.jpg | 8624451DEN.jpg
8624451DEN3-71 | Large One Light Outdoor Wall Lantern | The Sauganash outdoor lighting collection by Sea Gull Lighting has a distinct industrial inspiration with an external cage detail finished in either Antique Bronze or Black finishes over Clear Seeded or Etched Seeded glass shades to complete the look. The assortment includes small and large one-light outdoor wall lanterns (available in Dark Sky versions too), a one-light outdoor post lantern, a one-light outdoor pendant and a two-light outdoor ceiling flush mount. Both incandescent lamping and ENERGY STAR-qualified LED lamping are available. Most of these fixtures easily convert to LED by purchasing LED replacement lamps sold separately. | OUTDOOR | Sauganash | Outdoor Lighting | Antique Bronze | 71 | Aluminum | White Aluminum | D:6.125" H:9.125" |  |  | 1 Medium A19 9.3w |  | 1 | Yes | [14 empty] | 0 | [12 empty] | 160.45 | 320.9 | 481.35 | W:8 1/2'' H:16 3/4'' E:10 3/4'' | 5 |  |  | 8.5 | 16.75 | Universal Mounting Plate |  |  |  |  | 10.75 |  | No |  | No | [21 empty] | D:6'' DP:3/4'' OB UP:6'' OB DOWN:10 3/4'' Round |  |  |  | 8 | Black/White |  |  | Hardwired | 0 | 0 | 0 | 1 | 1 | 0 | 0 | 0 | 0 | 0 | 0 | 785652065774 | 20 | 13.5 | 11.75 | 6.2 | 1.836 | 250 | Yes | [9 empty] | cETL Wet | SAUGANASH 1L LANTERN-71 | Large One Light Outdoor Wall Lantern |  | 8624451DEN3-71.jpg | 8624451DEN.jpg
8624451EN3-12 | Large One Light Outdoor Wall Lantern | The Sauganash outdoor lighting collection by Sea Gull Lighting has a distinct industrial inspiration with an external cage detail finished in either Antique Bronze or Black finishes over Clear Seeded or Etched Seeded glass shades to complete the look. The assortment includes small and large one-light outdoor wall lanterns (available in Dark Sky versions too), a one-light outdoor post lantern, a one-light outdoor pendant and a two-light outdoor ceiling flush mount. Both incandescent lamping and ENERGY STAR-qualified LED lamping are available. Most of these fixtures easily convert to LED by purchasing LED replacement lamps sold separately. | OUTDOOR | Sauganash | Outdoor Lighting | Black | 12 | Aluminum | Etched Seeded Glass | D:6.5625" H:9.125" |  |  | 1 Medium A19 9.3w |  | 1 | Yes | [14 empty] | 0 | [12 empty] | 144.98 | 289.96 | 434.94 | W:8 1/2'' H:16 3/4'' E:10 3/4'' | 5 |  |  | 8.5 | 16.75 | Universal Mounting Plate |  |  |  |  | 10.75 |  | No |  | No | [21 empty] | D:6'' DP:3/4'' OB UP:6'' OB DOWN:10 3/4'' Round |  |  |  | 8 | Black/White |  |  | Hardwired | 0 | 0 | 0 | 1 | 1 | 0 | 0 | 0 | 0 | 0 | 0 | 785652053016 | 20 | 13.5 | 11.75 | 6.3 | 1.836 | 250 | Yes | [9 empty] | cETL Wet | SAUGANASH 1L LANTERN-12 | Large One Light Outdoor Wall Lantern |  | 8624451EN3-12.jpg | 8624451.jpg
8624451EN3-71 | Large One Light Outdoor Wall Lantern | The Sauganash outdoor lighting collection by Sea Gull Lighting has a distinct industrial inspiration with an external cage detail finished in either Antique Bronze or Black finishes over Clear Seeded or Etched Seeded glass shades to complete the look. The assortment includes small and large one-light outdoor wall lanterns (available in Dark Sky versions too), a one-light outdoor post lantern, a one-light outdoor pendant and a two-light outdoor ceiling flush mount. Both incandescent lamping and ENERGY STAR-qualified LED lamping are available. Most of these fixtures easily convert to LED by purchasing LED replacement lamps sold separately. | OUTDOOR | Sauganash | Outdoor Lighting | Antique Bronze | 71 | Aluminum | Etched Seeded Glass | D:6.5625" H:9.125" |  |  | 1 Medium A19 9.3w |  | 1 | Yes | [14 empty] | 0 | [12 empty] | 146.45 | 292.9 | 439.35 | W:8 1/2'' H:16 3/4'' E:10 3/4'' | 5 |  |  | 8.5 | 16.75 | Universal Mounting Plate |  |  |  |  | 10.75 |  | No |  | No | [21 empty] | D:6'' DP:3/4'' OB UP:6'' OB DOWN:10 3/4'' Round |  |  |  | 8 | Black/White |  |  | Hardwired | 0 | 0 | 0 | 1 | 1 | 0 | 0 | 0 | 0 | 0 | 0 | 785652053023 | 20 | 13.5 | 11.75 | 6.2 | 1.836 | 250 | Yes | [9 empty] | cETL Wet | SAUGANASH 1L LANTERN-71 | Large One Light Outdoor Wall Lantern |  | 8624451EN3-71.jpg | 8624451.jpg
8629301-12 | Medium One Light Outdoor Wall Lantern | High tech construction meets classical style in the Galvyn Collection. Traditional hexagonal tapered lanterns and etched glass panels quietly diffuse light over state of the art StoneStrong composite material built to withstand outdoor elements for years. StoneStrong material is rust-proof and built to last in any outside environment, including coastal, dry, and harsh winter or summer climates. StoneStrong is also backed by a robust warranty. Choose from a variety of sizes and silhouettes to adapt a broad range of outdoor settings. Available in Black and Antique Bronze finishes. Add an exterior fixture with an elegantly classic look that will last a long time thanks to modern engineering. | OUTDOOR | Galvyn | Outdoor Lighting | Black | 12 | StoneStrong | Satin Etched Glass | W:2.875" H:6.875" |  |  | 1 Medium A19 75w |  | 1 | No | [14 empty] | 0 | [12 empty] | 75.45 | 150.9 | 226.35 | W:8 1/8'' H:14 1/8'' E:8 5/8'' | 2.95 |  |  | 8.125 | 14.125 | Cap Nuts |  |  |  |  | 8.625 |  | No |  | No | [21 empty] | DP:1 1/8'' W:5 1/4'' H:8 1/8'' OB UP:3 1/8'' Irregular |  |  |  | 6.5 | Black/White |  |  | Hardwired | 0 | 0 | 0 | 0 | 1 | 0 | 0 | 1 | 0 | 0 | 0 | 785652056611 | 19.25 | 11.75 | 11.75 | 5 | 1.538 | 250 | Yes | [9 empty] | cETL Wet | GALVYN 1L WALL LANTERN-12 | Medium One Light Outdoor Wall Lantern |  | 8629301-12.png | 8629301.jpg
8629301-71 | Medium One Light Outdoor Wall Lantern | High tech construction meets classical style in the Galvyn Collection. Traditional hexagonal tapered lanterns and etched glass panels quietly diffuse light over state of the art StoneStrong composite material built to withstand outdoor elements for years. StoneStrong material is rust-proof and built to last in any outside environment, including coastal, dry, and harsh winter or summer climates. StoneStrong is also backed by a robust warranty. Choose from a variety of sizes and silhouettes to adapt a broad range of outdoor settings. Available in Black and Antique Bronze finishes. Add an exterior fixture with an elegantly classic look that will last a long time thanks to modern engineering. | OUTDOOR | Galvyn | Outdoor Lighting | Antique Bronze | 71 | StoneStrong | Satin Etched Glass | W:2.875" H:6.875" |  |  | 1 Medium A19 75w |  | 1 | No | [14 empty] | 0 | [12 empty] | 75.45 | 150.9 | 226.35 | W:8 1/8'' H:14 1/8'' E:8 5/8'' | 2.95 |  |  | 8.125 | 14.125 | Cap Nuts |  |  |  |  | 8.625 |  | No |  | No | [21 empty] | DP:1 1/8'' W:5 1/4'' H:8 1/8'' OB UP:3 1/8'' Irregular |  |  |  | 6.5 | Black/White |  |  | Hardwired | 0 | 0 | 0 | 0 | 1 | 0 | 0 | 1 | 0 | 0 | 0 | 785652056628 | 19 | 12 | 11.25 | 4.9 | 1.484 | 250 | Yes | [9 empty] | cETL Wet | GALVYN 1L WALL LANTERN-71 | Medium One Light Outdoor Wall Lantern |  | 8629301-71.jpg | 8629301.jpg
8629301EN3-12 | Medium One Light Outdoor Wall Lantern | High tech construction meets classical style in the Galvyn Collection. Traditional hexagonal tapered lanterns and etched glass panels quietly diffuse light over state of the art StoneStrong composite material built to withstand outdoor elements for years. StoneStrong material is rust-proof and built to last in any outside environment, including coastal, dry, and harsh winter or summer climates. StoneStrong is also backed by a robust warranty. Choose from a variety of sizes and silhouettes to adapt a broad range of outdoor settings. Available in Black and Antique Bronze finishes. Add an exterior fixture with an elegantly classic look that will last a long time thanks to modern engineering. | OUTDOOR | Galvyn | Outdoor Lighting | Black | 12 | StoneStrong | Satin Etched Glass | W:2.875" H:6.875" |  |  | 1 Medium A19 9.3w |  | 1 | Yes | [14 empty] | 0 | [12 empty] | 81.45 | 162.9 | 244.35 | W:8 1/8'' H:14 1/8'' E:8 5/8'' | 2.95 |  |  | 8.125 | 14.125 | Cap Nuts |  |  |  |  | 8.625 |  | No |  | No | [21 empty] | DP:1 1/8'' W:5 1/4'' H:8 1/8'' OB UP:3 1/8'' Irregular |  |  |  | 6.5 | Black/White |  |  | Hardwired | 0 | 0 | 0 | 1 | 1 | 0 | 0 | 0 | 0 | 0 | 0 | 785652057007 | 19.25 | 11.75 | 11.75 | 5 | 1.538 | 250 | Yes | [9 empty] | cETL Wet | GALVYN 1L WALL LANTERN-12 | Medium One Light Outdoor Wall Lantern |  | 8629301EN3-12.png | 8629301EN3.jpg
8629301EN3-71 | Medium One Light Outdoor Wall Lantern | High tech construction meets classical style in the Galvyn Collection. Traditional hexagonal tapered lanterns and etched glass panels quietly diffuse light over state of the art StoneStrong composite material built to withstand outdoor elements for years. StoneStrong material is rust-proof and built to last in any outside environment, including coastal, dry, and harsh winter or summer climates. StoneStrong is also backed by a robust warranty. Choose from a variety of sizes and silhouettes to adapt a broad range of outdoor settings. Available in Black and Antique Bronze finishes. Add an exterior fixture with an elegantly classic look that will last a long time thanks to modern engineering. | OUTDOOR | Galvyn | Outdoor Lighting | Antique Bronze | 71 | StoneStrong | Satin Etched Glass | W:2.875" H:6.875" |  |  | 1 Medium A19 9.3w |  | 1 | Yes | [14 empty] | 0 | [12 empty] | 81.45 | 162.9 | 244.35 | W:8 1/8'' H:14 1/8'' E:8 5/8'' | 2.95 |  |  | 8.125 | 14.125 | Cap Nuts |  |  |  |  | 8.625 |  | No |  | No | [21 empty] | DP:1 1/8'' W:5 1/4'' H:8 1/8'' OB UP:3 1/8'' Irregular |  |  |  | 6.5 | Black/White |  |  | Hardwired | 0 | 0 | 0 | 1 | 1 | 0 | 0 | 0 | 0 | 0 | 0 | 785652057014 | 19 | 12 | 11.25 | 4.9 | 1.484 | 250 | Yes | [9 empty] | cETL Wet | GALVYN 1L WALL LANTERN-71 | Medium One Light Outdoor Wall Lantern |  | 8629301EN3-71.png | 8629301EN3.jpg
8631702-10 | Medium Two Light Outdoor Wall Lantern |  | OUTDOOR | Pohl | Outdoor Lighting | Bronze | 10 | Aluminum | Bronze Aluminum | L:5" W:5" H:0.875" |  | Tempered Glass Glass | 2 Medium BR30 65w |  | 2 | No | [14 empty] | 0 | [12 empty] | 69.5 | 139 | 208.5 | W:5'' H:14 1/4'' E:7 3/4'' |  |  |  | 5 | 14.25 | Screw(s) |  |  |  |  | 7.75 |  | No |  | No | [21 empty] | DP:2 3/4'' W:5'' H:7'' OB UP:7 1/8'' Rectangular |  |  |  | 6.5 | Black/White |  |  | Hardwired | 0 | 0 | 0 | 0 | 1 | 0 | 0 | 1 | 0 | 0 | 0 | 785652077289 | [7 empty] | 4 | 10785652077286 | [7 empty] | cETL Wet | POHL 2L MD WALL-10 | Medium Two Light Outdoor Wall Lantern |  | 8631702-10.jpg | 8631702.jpg
8631702-12 | Medium Two Light Outdoor Wall Lantern |  | OUTDOOR | Pohl | Outdoor Lighting | Black | 12 | Aluminum | Black Aluminum | L:5" W:5" H:0.875" |  | Tempered Glass Glass | 2 Medium BR30 65w |  | 2 | No | [14 empty] | 0 | [12 empty] | 69.5 | 139 | 208.5 | W:5'' H:14 1/4'' E:7 3/4'' |  |  |  | 5 | 14.25 | Screw(s) |  |  |  |  | 7.75 |  | No |  | No | [21 empty] | DP:2 3/4'' W:5'' H:7'' OB UP:7 1/8'' Rectangular |  |  |  | 6.5 | Black/White |  |  | Hardwired | 0 | 0 | 0 | 0 | 1 | 0 | 0 | 1 | 0 | 0 | 0 | 785652077296 | 16.75 | 10.75 | 7.75 | 5.9 | 0.808 | 125 | Yes | 4 | 10785652077293 | [7 empty] | cETL Wet | POHL 2L MD WALL-12 | Medium Two Light Outdoor Wall Lantern |  | 8631702-12.jpg | 8631702.jpg
8631702-753 | Medium Two Light Outdoor Wall Lantern |  | OUTDOOR | Pohl | Outdoor Lighting | Painted Brushed Nickel | 753 | Aluminum | Painted Brushed Nickel Aluminum | L:5" W:5" H:0.875" |  | Tempered Glass Glass | 2 Medium BR30 65w |  | 2 | No | [14 empty] | 0 | [12 empty] | 69.5 | 139 | 208.5 | W:5'' H:14 1/4'' E:7 3/4'' |  |  |  | 5 | 14.25 | Screw(s) |  |  |  |  | 7.75 |  | No |  | No | [21 empty] | DP:2 3/4'' W:5'' H:7'' OB UP:7 1/8'' Rectangular |  |  |  | 6.5 | Black/White |  |  | Hardwired | 0 | 0 | 0 | 0 | 1 | 0 | 0 | 1 | 0 | 0 | 0 | 785652077319 | 16.75 | 10.75 | 7.75 | 5.9 | 0.808 | 125 | Yes | 4 | 10785652077316 | [7 empty] | cETL Wet | POHL 2L MD WALL-753 | Medium Two Light Outdoor Wall Lantern |  | 8631702-753.jpg | 8631702.jpg
8631702EN3-10 | Medium Two Light Outdoor Wall Lantern |  | OUTDOOR | Pohl | Outdoor Lighting | Bronze | 10 | Aluminum | Bronze Aluminum | L:5" W:5" H:0.875" |  | Tempered Glass Glass | 2 Medium A19 9.3w |  | 2 | Yes | [14 empty] | 0 | [12 empty] | 79.5 | 159 | 238.5 | W:5'' H:14 1/4'' E:7 3/4'' |  |  |  | 5 | 14.25 | Screw(s) |  |  |  |  | 7.75 |  | No |  | No | [21 empty] | DP:2 3/4'' W:5'' H:7'' OB UP:7 1/8'' Rectangular |  |  |  | 6.5 | Black/White |  |  | Hardwired | 0 | 0 | 0 | 1 | 1 | 0 | 0 | 0 | 0 | 0 | 0 | 785652080869 | [16 empty] | cETL Wet | POHL 2L MD WALL-10 | Medium Two Light Outdoor Wall Lantern |  | 8631702EN3-10.jpg | 8631702EN3.jpg
8631702EN3-12 | Medium Two Light Outdoor Wall Lantern |  | OUTDOOR | Pohl | Outdoor Lighting | Black | 12 | Aluminum | Black Aluminum | L:5" W:5" H:0.875" |  | Tempered Glass Glass | 2 Medium A19 9.3w |  | 2 | Yes | [14 empty] | 0 | [12 empty] | 79.5 | 159 | 238.5 | W:5'' H:14 1/4'' E:7 3/4'' |  |  |  | 5 | 14.25 | Screw(s) |  |  |  |  | 7.75 |  | No |  | No | [21 empty] | DP:2 3/4'' W:5'' H:7'' OB UP:7 1/8'' Rectangular |  |  |  | 6.5 | Black/White |  |  | Hardwired | 0 | 0 | 0 | 1 | 1 | 0 | 0 | 0 | 0 | 0 | 0 | 785652080876 | [16 empty] | cETL Wet | POHL 2L MD WALL-12 | Medium Two Light Outdoor Wall Lantern |  | 8631702EN3-12.jpg | 8631702EN3.jpg
8631702EN3-753 | Medium Two Light Outdoor Wall Lantern |  | OUTDOOR | Pohl | Outdoor Lighting | Painted Brushed Nickel | 753 | Aluminum | Painted Brushed Nickel Aluminum | L:5" W:5" H:0.875" |  | Tempered Glass Glass | 2 Medium A19 9.3w |  | 2 | Yes | [14 empty] | 0 | [12 empty] | 79.5 | 159 | 238.5 | W:5'' H:14 1/4'' E:7 3/4'' |  |  |  | 5 | 14.25 | Screw(s) |  |  |  |  | 7.75 |  | No |  | No | [21 empty] | DP:2 3/4'' W:5'' H:7'' OB UP:7 1/8'' Rectangular |  |  |  | 6.5 | Black/White |  |  | Hardwired | 0 | 0 | 0 | 1 | 1 | 0 | 0 | 0 | 0 | 0 | 0 | 785652080883 | [16 empty] | cETL Wet | POHL 2L MD WALL-753 | Medium Two Light Outdoor Wall Lantern |  | 8631702EN3-753.jpg | 8631702EN3.jpg
8636301-12 | Medium One Light Outdoor Wall Lantern | The stately Childress outdoor lighting collection by Sea Gull Lighting is rich with design elements contributing to its traditional silhouette. A shepherd’s crook, chamfered roof line, cut-corner-square body with Satin Etched glass and a small bottom finial all add detail and visual interest. Made of durable cast aluminum, a stepped-edge backplate completes the traditional look. Offered in Antique Bronze or Black finish, the lighting fixtures include a two-light outdoor ceiling flush mount, an extra large two-light outdoor wall lantern, small, medium and large one-light outdoor wall lanterns, a one-light outdoor pendant; and a one-light outdoor post lantern. Incandescent, integrated LED and ENERGY STAR-qualified LED lamping are available. The advanced, integrated LED option has warm-on-dim technology that warms in color when dimmed, going from 2700K to 2200K and is California Title 24 compliant. | OUTDOOR | Childress | Outdoor Lighting | Black | 12 | Die Cast Aluminum | Satin Etched Glass |  |  |  | 1 Medium A19 100w |  | 1 | No | [14 empty] | 0 | [12 empty] | 82.98 | 165.96 | 248.94 | W:6 3/8'' H:14 5/8'' E:8 1/2'' | 4.5 |  |  | 6.375 | 14.625 | Cap Nuts |  |  |  |  | 8.5 |  | No |  | No | [21 empty] | DP:7/8'' W:4 1/2'' H:6 7/8'' OB UP:7 3/4'' OB DOWN:7'' Irregular |  |  |  | 6 | Black/White |  |  | Hardwired | 0 | 0 | 0 | 0 | 1 | 0 | 0 | 1 | 0 | 0 | 0 | 785652107269 | 19.75 | 11.75 | 11.75 | 6 | 1.578 | 250 | Yes | [9 empty] | cETL Wet | CHILDRESS 1L LANTERN-12 | Medium One Light Outdoor Wall Lantern |  | 8636301-12.jpg | 8636301.jpg
8636301-71 | Medium One Light Outdoor Wall Lantern | The stately Childress outdoor lighting collection by Sea Gull Lighting is rich with design elements contributing to its traditional silhouette. A shepherd’s crook, chamfered roof line, cut-corner-square body with Satin Etched glass and a small bottom finial all add detail and visual interest. Made of durable cast aluminum, a stepped-edge backplate completes the traditional look. Offered in Antique Bronze or Black finish, the lighting fixtures include a two-light outdoor ceiling flush mount, an extra large two-light outdoor wall lantern, small, medium and large one-light outdoor wall lanterns, a one-light outdoor pendant; and a one-light outdoor post lantern. Incandescent, integrated LED and ENERGY STAR-qualified LED lamping are available. The advanced, integrated LED option has warm-on-dim technology that warms in color when dimmed, going from 2700K to 2200K and is California Title 24 compliant. | OUTDOOR | Childress | Outdoor Lighting | Antique Bronze | 71 | Die Cast Aluminum | Satin Etched Glass |  |  |  | 1 Medium A19 100w |  | 1 | No | [14 empty] | 0 | [12 empty] | 82.98 | 165.96 | 248.94 | W:6 3/8'' H:14 5/8'' E:8 1/2'' | 3.5 |  |  | 6.375 | 14.625 | Cap Nuts |  |  |  |  | 8.5 |  | No |  | No | [21 empty] | DP:7/8'' W:4 1/2'' H:6 7/8'' OB UP:7 3/4'' OB DOWN:7'' Irregular |  |  |  | 6 | Black/White |  |  | Hardwired | 0 | 0 | 0 | 0 | 1 | 0 | 0 | 1 | 0 | 0 | 0 | 785652107276 | 11.25 | 9 | 19 | 4.1 | 1.113 | 250 | Yes | [9 empty] | cETL Wet | CHILDRESS 1L LANTERN-71 | Medium One Light Outdoor Wall Lantern |  | 8636301-71.jpg | 8636301.jpg
8636301EN3-12 | Medium One Light Outdoor Wall Lantern | The stately Childress outdoor lighting collection by Sea Gull Lighting is rich with design elements contributing to its traditional silhouette. A shepherd’s crook, chamfered roof line, cut-corner-square body with Satin Etched glass and a small bottom finial all add detail and visual interest. Made of durable cast aluminum, a stepped-edge backplate completes the traditional look. Offered in Antique Bronze or Black finish, the lighting fixtures include a two-light outdoor ceiling flush mount, an extra large two-light outdoor wall lantern, small, medium and large one-light outdoor wall lanterns, a one-light outdoor pendant; and a one-light outdoor post lantern. Incandescent, integrated LED and ENERGY STAR-qualified LED lamping are available. The advanced, integrated LED option has warm-on-dim technology that warms in color when dimmed, going from 2700K to 2200K and is California Title 24 compliant. | OUTDOOR | Childress | Outdoor Lighting | Black | 12 | Die Cast Aluminum | Satin Etched Glass |  |  |  | 1 Medium A19 9.3w |  | 1 | Yes | [14 empty] | 0 | [12 empty] | 87.48 | 174.96 | 262.44 | W:6 3/8'' H:14 5/8'' E:8 1/2'' | 4.5 |  |  | 6.375 | 14.625 | Cap Nuts |  |  |  |  | 8.5 |  | No |  | No | [21 empty] | DP:7/8'' W:4 1/2'' H:6 7/8'' OB UP:7 3/4'' OB DOWN:7'' Irregular |  |  |  | 6 | Black/White |  |  | Hardwired | 0 | 0 | 0 | 1 | 1 | 0 | 0 | 0 | 0 | 0 | 0 | 785652044922 | 19.75 | 11.75 | 11.75 | 6 | 1.578 | 250 | Yes | [9 empty] | cETL Wet | CHILDRESS 1L LANTERN-12 | Medium One Light Outdoor Wall Lantern |  | 8636301EN3-12.jpg | 8636301.jpg
8636301EN3-71 | Medium One Light Outdoor Wall Lantern | The stately Childress outdoor lighting collection by Sea Gull Lighting is rich with design elements contributing to its traditional silhouette. A shepherd’s crook, chamfered roof line, cut-corner-square body with Satin Etched glass and a small bottom finial all add detail and visual interest. Made of durable cast aluminum, a stepped-edge backplate completes the traditional look. Offered in Antique Bronze or Black finish, the lighting fixtures include a two-light outdoor ceiling flush mount, an extra large two-light outdoor wall lantern, small, medium and large one-light outdoor wall lanterns, a one-light outdoor pendant; and a one-light outdoor post lantern. Incandescent, integrated LED and ENERGY STAR-qualified LED lamping are available. The advanced, integrated LED option has warm-on-dim technology that warms in color when dimmed, going from 2700K to 2200K and is California Title 24 compliant. | OUTDOOR | Childress | Outdoor Lighting | Antique Bronze | 71 | Die Cast Aluminum | Satin Etched Glass |  |  |  | 1 Medium A19 9.3w |  | 1 | Yes | [14 empty] | 0 | [12 empty] | 87.48 | 174.96 | 262.44 | W:6 3/8'' H:14 5/8'' E:8 1/2'' | 4.5 |  |  | 6.375 | 14.625 | Cap Nuts |  |  |  |  | 8.5 |  | No |  | No | [21 empty] | DP:7/8'' W:4 1/2'' H:6 7/8'' OB UP:7 3/4'' OB DOWN:7'' Irregular |  |  |  | 6 | Black/White |  |  | Hardwired | 0 | 0 | 0 | 1 | 1 | 0 | 0 | 0 | 0 | 0 | 0 | 785652044953 | 11.25 | 9 | 19 | 4.1 | 1.113 | 250 | Yes | [9 empty] | cETL Wet | CHILDRESS 1L LANTERN-71 | Medium One Light Outdoor Wall Lantern |  | 8636301EN3-71.jpg | 8636301.jpg
8637101-839 | Medium One Light Outdoor Wall Lantern | Showcase a classic look with rugged flair in the Marinus Collection. Utilizing a modern and sharply squared off lantern shape to frame a single bulb, these fixtures give a new look to a familiar shape. Through the clear glass exterior, light shines with brightness and longevity. With a vintage-style bulb inside of a clear glass, it's sure to enhance the nostalgic touch you're looking for. The simple textured Blacksmith finish of the Marinus is designed to enhance you home's curb-appeal. Available in a variety of sizes for flexible options to match and complement a wide variety of exterior settings. | OUTDOOR | Marinus | Outdoor Lighting | Blacksmith | 839 | Aluminum | Clear Glass | W:7.125" H:10.875" |  |  | 1 Medium A19 75w |  | 1 | No | [14 empty] | 0 | [12 empty] | 79.48 | 158.96 | 238.44 | W:7 3/4'' H:13 3/4'' E:6 3/4'' | 3.5 |  |  | 7.75 | 13.75 | Cap Nuts |  |  |  |  | 6.75 |  | No |  | No | [21 empty] | DP:3/4'' W:5 1/2'' H:5 1/2'' OB UP:6'' Square |  |  |  | 6.5 | Black/White |  |  | Hardwired | 0 | 0 | 0 | 0 | 1 | 0 | 0 | 1 | 0 | 0 | 0 | 785652056680 | 16.75 | 10.75 | 12 | 5.3 | 1.25 | 175 | Yes | [9 empty] | cETL Wet | MARINUS 1L WALL LANTERN-839 | Medium One Light Outdoor Wall Lantern |  | 8637101-839.png | 8637101.jpg
8637101EN7-839 | Medium One Light Outdoor Wall Lantern | Showcase a classic look with rugged flair in the Marinus Collection. Utilizing a modern and sharply squared off lantern shape to frame a single bulb, these fixtures give a new look to a familiar shape. Through the clear glass exterior, light shines with brightness and longevity. With a vintage-style bulb inside of a clear glass, it's sure to enhance the nostalgic touch you're looking for. The simple textured Blacksmith finish of the Marinus is designed to enhance you home's curb-appeal. Available in a variety of sizes for flexible options to match and complement a wide variety of exterior settings. | OUTDOOR | Marinus | Outdoor Lighting | Blacksmith | 839 | Aluminum | Clear Glass | W:7.125" H:10.875" |  |  | 1 Medium A19 8.5w |  | 1 | Yes | [14 empty] | 0 | [12 empty] | 82.48 | 164.96 | 247.44 | W:7 3/4'' H:13 3/4'' E:6 3/4'' | 3.5 |  |  | 7.75 | 13.75 | Cap Nuts |  |  |  |  | 6.75 |  | No |  | No | [21 empty] | DP:3/4'' W:5 1/2'' H:5 1/2'' OB UP:6'' Square |  |  |  | 6.5 | Black/White |  |  | Hardwired | 0 | 0 | 0 | 1 | 1 | 0 | 0 | 0 | 0 | 0 | 0 | 785652068898 | 16.75 | 10.75 | 12 | 5.3 | 1.25 | 175 | Yes | [9 empty] | cETL Wet | MARINUS 1L LED MD LANTERN-839 | Medium One Light Outdoor Wall Lantern |  | 8637101EN7-839.jpg | 8637101.jpg
8637401-12 | Medium One Light Outdoor Wall Lantern | The classic Barn Lights are hand crafted in aluminum and coated in a Galvanized or Blacksmith finish. Ideal for large or heavily trafficked outdoor areas that need plenty of downward directed light. The oversized Barn Lights make great accents to any commercial lighting plan or residential garage entry, shed, or patio. To customize your look, a 6" extender is included with every fixture. Also available as Dark Sky with four size options to choose from. | OUTDOOR | Barn Light | Outdoor Lighting | Black | 12 | Aluminum |  |  |  |  | 1 Medium A19 75w |  | 1 | No | [14 empty] | 0 | [12 empty] | 60.98 | 121.96 | 182.94 | D:12'' W:12'' H:10 5/8'' E:17 1/8'' - 23 1/8'' | 1.8 | 12 |  | 12 | 10.625 | Cap Nuts |  |  |  |  | 17.125 - 23.125 |  | No |  | No | [21 empty] | D:5'' DP:1 1/4'' OB UP:4 1/8'' OB DOWN:6 1/2'' Round |  |  |  | 6.5 | Black/White |  |  | Hardwired | 0 | 0 | 0 | 0 | 1 | 0 | 0 | 1 | 0 | 0 | 0 | 785652069352 | 16.75 | 14.58 | 13.25 | 4.1 | 1.873 | 250 | Yes | [9 empty] | cETL Wet | BARN LIGHT 1L MD LANTERN-12 | Medium One Light Outdoor Wall Lantern |  | 8637401-12.jpg | 8637401.jpg
8637401-12/T | Medium One Light Outdoor Turtle Friendly Wall Lantern | The classic Barn Lights are hand crafted in aluminum and coated in a Galvanized or Blacksmith finish. Ideal for large or heavily trafficked outdoor areas that need plenty of downward directed light. The oversized Barn Lights make great accents to any commercial lighting plan or residential garage entry, shed, or patio. To customize your look, a 6" extender is included with every fixture. Also available as Dark Sky with four size options to choose from. | OUTDOOR | Barn Light | Outdoor Lighting | Black | 12 | Aluminum |  |  |  |  | 1 Medium PAR20 7w |  | 1 | Yes | [14 empty] | 0 | [12 empty] | 90.98 | 181.96 | 272.94 | D:12'' W:12'' H:10 5/8'' E:17 1/8'' - 23 1/8'' | 1.8 | 12 |  | 12 | 10.625 | Cap Nuts |  |  |  |  | 17.125 - 23.125 |  | No |  | No | [21 empty] | D:5'' DP:1 1/4'' OB UP:4 1/8'' OB DOWN:6 1/2'' Round |  |  |  | 6.5 | Black/White |  |  | Hardwired | 0 | 0 | 0 | 0 | 1 | 0 | 0 | 0 | 0 | 0 | 0 | 785652074301 | 16.75 | 14.58 | 13.25 | 4.1 | 1.873 | 250 | Yes | [9 empty] | cETL Wet | BARN LIGHT 1L MD LANTERN-12 | Medium One Light Outdoor Turtle Friendly Wall Lantern |  | 8637401-12_T.jpg | 8637401.jpg
8637401-57 | Medium One Light Outdoor Wall Lantern | The classic Barn Lights are hand crafted in aluminum and coated in a Galvanized or Blacksmith finish. Ideal for large or heavily trafficked outdoor areas that need plenty of downward directed light. The oversized Barn Lights make great accents to any commercial lighting plan or residential garage entry, shed, or patio. To customize your look, a 6" extender is included with every fixture. Also available as Dark Sky with four size options to choose from. | OUTDOOR | Barn Light | Outdoor Lighting | Weathered Pewter | 57 | Aluminum |  |  |  |  | 1 Medium A19 75w |  | 1 | No | [14 empty] | 0 | [12 empty] | 60.98 | 121.96 | 182.94 | D:12'' W:12'' H:10 5/8'' E:17 1/8'' - 23 1/8'' | 1.8 | 12 |  | 12 | 10.625 | Cap Nuts |  |  |  |  | 17.125 - 23.125 |  | No |  | No | [21 empty] | D:5'' DP:1 1/4'' OB UP:4 1/8'' OB DOWN:6 1/2'' Round |  |  |  | 6.5 | Black/White |  |  | Hardwired | 0 | 0 | 0 | 0 | 1 | 0 | 0 | 1 | 0 | 0 | 0 | 785652069369 | 16.75 | 14.75 | 13.25 | 3.9 | 1.894 | 250 | Yes | [9 empty] | cETL Wet | BARN LIGHT 1L MD LANTERN-57 | Medium One Light Outdoor Wall Lantern |  | 8637401-57.jpg | 8637401.jpg
8637401-57/T | Medium One Light Outdoor Turtle Friendly Wall Lantern | The classic Barn Lights are hand crafted in aluminum and coated in a Galvanized or Blacksmith finish. Ideal for large or heavily trafficked outdoor areas that need plenty of downward directed light. The oversized Barn Lights make great accents to any commercial lighting plan or residential garage entry, shed, or patio. To customize your look, a 6" extender is included with every fixture. Also available as Dark Sky with four size options to choose from. | OUTDOOR | Barn Light | Outdoor Lighting | Weathered Pewter | 57 | Aluminum |  |  |  |  | 1 Medium PAR20 7w |  | 1 | Yes | [14 empty] | 0 | [12 empty] | 90.98 | 181.96 | 272.94 | D:12'' W:12'' H:10 5/8'' E:17 1/8'' - 23 1/8'' | 1.8 | 12 |  | 12 | 10.625 | Cap Nuts |  |  |  |  | 17.125 - 23.125 |  | D:5'' DP:1 1/4'' OB UP:4 1/8'' OB DOWN:6 1/2'' Round |  |  |  | 6.5 | Black/White |  |  | Hardwired | 0 | 0 | 0 | 0 | 1 | 0 | 0 | 0 | 0 | 0 | 0 | 785652074325 | 16.75 | 14.75 | 13.25 | 3.9 | 1.894 | 250 | Yes | [9 empty] | cETL Wet | BARN LIGHT 1L MD LANTERN-57 | Medium One Light Outdoor Turtle Friendly Wall Lantern |  | 8637401-57_T.jpg | 8637401.jpg
8637401-71 | Medium One Light Outdoor Wall Lantern | The classic Barn Lights are hand crafted in aluminum and coated in a Galvanized or Blacksmith finish. Ideal for large or heavily trafficked outdoor areas that need plenty of downward directed light. The oversized Barn Lights make great accents to any commercial lighting plan or residential garage entry, shed, or patio. To customize your look, a 6" extender is included with every fixture. Also available as Dark Sky with four size options to choose from. | OUTDOOR | Barn Light | Outdoor Lighting | Antique Bronze | 71 | Aluminum |  |  |  |  | 1 Medium A19 75w |  | 1 | No | [14 empty] | 0 | [12 empty] | 60.98 | 121.96 | 182.94 | D:12'' W:12'' H:10 5/8'' E:17 1/8'' - 23 1/8'' | 1.8 | 12 |  | 12 | 10.625 | Cap Nuts |  |  |  |  | 17.125 - 23.125 |  | D:5'' DP:1 1/4'' OB UP:4 1/8'' OB DOWN:6 1/2'' Round |  |  |  | 6.5 | Black/White |  |  | Hardwired | 0 | 0 | 0 | 0 | 1 | 0 | 0 | 1 | 0 | 0 | 0 | 785652069376 | 16.5 | 14.75 | 12.75 | 3.9 | 1.796 | 250 | Yes | [9 empty] | cETL Wet | BARN LIGHT 1L MD LANTERN-71 | Medium One Light Outdoor Wall Lantern |  | 8637401-71.jpeg | 8637401.jpg
8637401-71/T | Medium One Light Outdoor Turtle Friendly Wall Lantern | The classic Barn Lights are hand crafted in aluminum and coated in a Galvanized or Blacksmith finish. Ideal for large or heavily trafficked outdoor areas that need plenty of downward directed light. The oversized Barn Lights make great accents to any commercial lighting plan or residential garage entry, shed, or patio. To customize your look, a 6" extender is included with every fixture. Also available as Dark Sky with four size options to choose from. | OUTDOOR | Barn Light | Outdoor Lighting | Antique Bronze | 71 | Aluminum |  |  |  |  | 1 Medium PAR20 7w |  | 1 | Yes | [14 empty] | 0 | [12 empty] | 90.98 | 181.96 | 272.94 | D:12'' W:12'' H:10 5/8'' E:17 1/8'' - 23 1/8'' | 1.8 | 12 |  | 12 | 10.625 | Cap Nuts |  |  |  |  | 17.125 - 23.125 |  | D:5'' DP:1 1/4'' OB UP:4 1/8'' OB DOWN:6 1/2'' Round |  |  |  | 6.5 | Black/White |  |  | Hardwired | 0 | 0 | 0 | 0 | 1 | 0 | 0 | 0 | 0 | 0 | 0 | 785652086199 | 16.75 | 14.75 | 13.25 | 3.9 | 1.894 | 250 | Yes | [9 empty] | cETL Wet | BARN LIGHT 1L MD LANTERN-71 | Medium One Light Outdoor Turtle Friendly Wall Lantern |  | 8637401-71/T.jpg | 8637401.jpg
8637401EN3-12 | Medium One Light Outdoor Wall Lantern | The classic Barn Lights are hand crafted in aluminum and coated in a Galvanized or Blacksmith finish. Ideal for large or heavily trafficked outdoor areas that need plenty of downward directed light. The oversized Barn Lights make great accents to any commercial lighting plan or residential garage entry, shed, or patio. To customize your look, a 6" extender is included with every fixture. Also available as Dark Sky with four size options to choose from. | OUTDOOR | Barn Light | Outdoor Lighting | Black | 12 | Aluminum |  |  |  |  | 1 Medium A19 9.3w |  | 1 | Yes | [14 empty] | 0 | [12 empty] | 66.98 | 133.96 | 200.94 | D:12'' W:12'' H:10 5/8'' E:17 1/8'' - 23 1/8'' | 1.8 | 12 |  | 12 | 10.625 | Cap Nuts |  |  |  |  | 17.125 - 23.125 |  | No |  | No | [21 empty] | D:5'' DP:1 1/4'' OB UP:4 1/8'' OB DOWN:6 1/2'' Round |  |  |  | 6.5 | Black/White |  |  | Hardwired | 0 | 0 | 0 | 1 | 1 | 0 | 0 | 0 | 0 | 0 | 0 | 785652071218 | 16.75 | 14.58 | 13.25 | 4.1 | 1.873 | 250 | Yes | [9 empty] | cETL Wet | BARN LIGHT 1L LED MD LANTRN-12 | Medium One Light Outdoor Wall Lantern |  | 8637401EN3-12.jpg | 8637401EN3.jpg
8637401EN3-57 | Medium One Light Outdoor Wall Lantern | The classic Barn Lights are hand crafted in aluminum and coated in a Galvanized or Blacksmith finish. Ideal for large or heavily trafficked outdoor areas that need plenty of downward directed light. The oversized Barn Lights make great accents to any commercial lighting plan or residential garage entry, shed, or patio. To customize your look, a 6" extender is included with every fixture. Also available as Dark Sky with four size options to choose from. | OUTDOOR | Barn Light | Outdoor Lighting | Weathered Pewter | 57 | Aluminum |  |  |  |  | 1 Medium A19 9.3w |  | 1 | Yes | [14 empty] | 0 | [12 empty] | 66.98 | 133.96 | 200.94 | D:12'' W:12'' H:10 5/8'' E:17 1/8'' - 23 1/8'' | 1.8 | 12 |  | 12 | 10.625 | Cap Nuts |  |  |  |  | 17.125 - 23.125 |  | No |  | No | [21 empty] | D:5'' DP:1 1/4'' OB UP:4 1/8'' OB DOWN:6 1/2'' Round |  |  |  | 6.5 | Black/White |  |  | Hardwired | 0 | 0 | 0 | 1 | 1 | 0 | 0 | 0 | 0 | 0 | 0 | 785652071225 | 16.75 | 14.75 | 13.25 | 3.9 | 1.894 | 250 | Yes | [9 empty] | cETL Wet | BARN LIGHT 1L LED MD LANTRN-57 | Medium One Light Outdoor Wall Lantern |  | 8637401EN3-57.jpg | 8637401EN3.jpg
8637401EN3-71 | Medium One Light Outdoor Wall Lantern | The classic Barn Lights are hand crafted in aluminum and coated in a Galvanized or Blacksmith finish. Ideal for large or heavily trafficked outdoor areas that need plenty of downward directed light. The oversized Barn Lights make great accents to any commercial lighting plan or residential garage entry, shed, or patio. To customize your look, a 6" extender is included with every fixture. Also available as Dark Sky with four size options to choose from. | OUTDOOR | Barn Light | Outdoor Lighting | Antique Bronze | 71 | Aluminum |  |  |  |  | 1 Medium A19 9.3w |  | 1 | Yes | [14 empty] | 0 | [12 empty] | 63.45 | 126.9 | 190.35 | D:12'' W:12'' H:10 5/8'' E:17 1/8'' - 23 1/8'' | 1.8 | 12 |  | 12 | 10.625 | Cap Nuts |  |  |  |  | 17.125 - 23.125 |  | No |  | No | [21 empty] | D:5'' DP:1 1/4'' OB UP:4 1/8'' OB DOWN:6 1/2'' Round |  |  |  | 6.5 | Black/White |  |  | Hardwired | 0 | 0 | 0 | 1 | 1 | 0 | 0 | 0 | 0 | 0 | 0 | 785652071232 | [16 empty] | cETL Wet | BARN LIGHT 1L LED MD LANTRN-71 | Medium One Light Outdoor Wall Lantern |  | 8637401EN3-71.jpeg | 8637401EN3.jpg
8638501-12 | One Light Outdoor Wall Lantern | Sometimes subtle is exactly what you need. The Crittenden outdoor wall sconce by Sea Gull Lighting is inspired by the simple lines of mid-century modern design and boasts durable, all-aluminum construction. It will make a bold minimalist statement whether used indoors or as an outdoor light. This streamlined cone is a classic profile made from aluminum which gives it a slight shimmer effect. The fixtures purposefully direct light downward, limiting any light leak out of the sides to meet Dark Sky guidelines. The Crittenden is offered in two finishes, Satin Aluminum and Black, each offering a completely unique interpretation of the design. | OUTDOOR | Crittenden | Outdoor Lighting | Black | 12 | Aluminum |  |  |  |  | 1 Medium A19 75w |  | 1 | No | [14 empty] | 0 | [12 empty] | 64.5 | 129 | 193.5 | W:13'' H:10 3/8'' E:15 1/8'' |  |  |  | 13 | 10.375 | Cap Nuts |  |  |  |  | 15.125 |  | No |  | No | [21 empty] | D:5'' DP:7/8'' OB UP:3 3/8'' Round |  |  |  | 6.5 | Black/White |  |  | Hardwired | 0 | 0 | 0 | 0 | 1 | 0 | 0 | 1 | 0 | 0 | 0 | 785652079108 | 17.25 | 16 | 13.25 | 4.3 | 2.116 | 250 | Yes | [9 empty] | cETL Wet | CRITTENDEN 1L LANTERN-12 | One Light Outdoor Wall Lantern |  | 8638501-12.jpg | 8638501.jpg
8638501EN3-12 | One Light Outdoor Wall Lantern | Sometimes subtle is exactly what you need. The Crittenden outdoor wall sconce by Sea Gull Lighting is inspired by the simple lines of mid-century modern design and boasts durable, all-aluminum construction. It will make a bold minimalist statement whether used indoors or as an outdoor light. This streamlined cone is a classic profile made from aluminum which gives it a slight shimmer effect. The fixtures purposefully direct light downward, limiting any light leak out of the sides to meet Dark Sky guidelines. The Crittenden is offered in two finishes, Satin Aluminum and Black, each offering a completely unique interpretation of the design. | OUTDOOR | Crittenden | Outdoor Lighting | Black | 12 | Aluminum |  |  |  |  | 1 Medium A19 9.3w |  | 1 | Yes | [14 empty] | 0 | [12 empty] | 69.5 | 139 | 208.5 | W:13'' H:10 3/8'' E:15 1/8'' |  |  |  | 13 | 10.375 | Cap Nuts |  |  |  |  | 15.125 |  | No |  | No | [21 empty] | D:5'' DP:7/8'' OB UP:3 3/8'' Round |  |  |  | 6.5 | Black/White |  |  | Hardwired | 0 | 0 | 0 | 1 | 1 | 0 | 0 | 0 | 0 | 0 | 0 | 785652083211 | [16 empty] | cETL Wet | CRITTENDEN 1L LANTERN-12 | One Light Outdoor Wall Lantern |  | 8638501EN3-12.jpg | 8638501EN3.jpg
8638601-04 | Large One Light Outdoor Wall Lantern | The Renville modern outdoor wall lantern from Sea Gull Lighting has clean, contemporary lines to make a sleek design statement whether used indoors or outdoors. The geometric, cone profile of the Satin Etched glass shade has subtle ornamentation at the crown and contrasts nicely with the sleek, square backplate. Whether flanking a doorway, garage, patio entrance or pool house, the Renville sconce is a beautiful design accent. The outdoor lighting collection is offered in Satin Aluminum, Black and Antique Bronze finishes and includes two sconce sizes, a small one-light outdoor wall lantern (7.5” high) and a large one-light outdoor wall lantern (10.25” high). | OUTDOOR | Renville | Outdoor Lighting | Satin Aluminum | 4 | Aluminum | Satin Etched Glass | D:7" H:8" |  |  | 1 Medium A19 100w |  | 1 | No | [14 empty] | 0 | [12 empty] | 47.98 | 95.96 | 143.94 | D:7'' W:7'' H:10 1/4'' E:8'' | 3.3 | 7 |  | 7 | 10.25 | Cap Nuts |  |  |  |  | 8 |  | No |  | No | [21 empty] | DP:1 1/8'' W:6 1/4'' H:7'' OB UP:3 1/2'' Rectangular |  |  |  | 6.5 | Black/White |  |  | Hardwired | 0 | 0 | 0 | 0 | 1 | 0 | 0 | 1 | 0 | 0 | 0 | 785652002656 | 16.25 | 10.5 | 12.5 | 4.1 | 1.234 | 250 | Yes | [9 empty] | cETL Wet | RENVILLE 1L LANTERN-04 | Large One Light Outdoor Wall Lantern |  | 8638601-04.jpg | 8638601.jpg
8638601-12 | Large One Light Outdoor Wall Lantern | The Renville modern outdoor wall lantern from Sea Gull Lighting has clean, contemporary lines to make a sleek design statement whether used indoors or outdoors. The geometric, cone profile of the Satin Etched glass shade has subtle ornamentation at the crown and contrasts nicely with the sleek, square backplate. Whether flanking a doorway, garage, patio entrance or pool house, the Renville sconce is a beautiful design accent. The outdoor lighting collection is offered in Satin Aluminum, Black and Antique Bronze finishes and includes two sconce sizes, a small one-light outdoor wall lantern (7.5” high) and a large one-light outdoor wall lantern (10.25” high). | OUTDOOR | Renville | Outdoor Lighting | Black | 12 | Aluminum | Satin Etched Glass | D:7" H:8" |  |  | 1 Medium A19 100w |  | 1 | No | [14 empty] | 0 | [12 empty] | 40.98 | 81.96 | 122.94 | D:7'' W:7'' H:10 1/4'' E:8'' | 3.3 | 7 |  | 7 | 10.25 | Cap Nuts |  |  |  |  | 8 |  | No |  | No | [21 empty] | DP:1 1/8'' W:6 1/4'' H:7'' OB UP:3 1/2'' Rectangular |  |  |  | 6.5 | Black/White |  |  | Hardwired | 0 | 0 | 0 | 0 | 1 | 0 | 0 | 1 | 0 | 0 | 0 | 785652002663 | 16.25 | 10.5 | 12.5 | 4.1 | 1.234 | 250 | Yes | [9 empty] | cETL Wet | RENVILLE 1L LANTERN-12 | Large One Light Outdoor Wall Lantern |  | 8638601-12.jpg | 8638601.jpg
8638601-71 | Large One Light Outdoor Wall Lantern | The Renville modern outdoor wall lantern from Sea Gull Lighting has clean, contemporary lines to make a sleek design statement whether used indoors or outdoors. The geometric, cone profile of the Satin Etched glass shade has subtle ornamentation at the crown and contrasts nicely with the sleek, square backplate. Whether flanking a doorway, garage, patio entrance or pool house, the Renville sconce is a beautiful design accent. The outdoor lighting collection is offered in Satin Aluminum, Black and Antique Bronze finishes and includes two sconce sizes, a small one-light outdoor wall lantern (7.5” high) and a large one-light outdoor wall lantern (10.25” high). | OUTDOOR | Renville | Outdoor Lighting | Antique Bronze | 71 | Aluminum | Satin Etched Glass | D:7" H:8" |  |  | 1 Medium A19 100w |  | 1 | No | [14 empty] | 0 | [12 empty] | 40.98 | 81.96 | 122.94 | D:7'' W:7'' H:10 1/4'' E:8'' | 3.3 | 7 |  | 7 | 10.25 | Cap Nuts |  |  |  |  | 8 |  | No |  | No | [21 empty] | DP:1 1/8'' W:6 1/4'' H:7'' OB UP:3 1/2'' Rectangular |  |  |  | 6.5 | Black/White |  |  | Hardwired | 0 | 0 | 0 | 0 | 1 | 0 | 0 | 1 | 0 | 0 | 0 | 785652002670 | 16.25 | 10.5 | 12.5 | 4.1 | 1.234 | 250 | Yes | [9 empty] | cETL Wet | RENVILLE 1L LANTERN-71 | Large One Light Outdoor Wall Lantern |  | 8638601-71.jpg | 8638601.jpg
8638601EN3-04 | Large One Light Outdoor Wall Lantern | The Renville modern outdoor wall lantern from Sea Gull Lighting has clean, contemporary lines to make a sleek design statement whether used indoors or outdoors. The geometric, cone profile of the Satin Etched glass shade has subtle ornamentation at the crown and contrasts nicely with the sleek, square backplate. Whether flanking a doorway, garage, patio entrance or pool house, the Renville sconce is a beautiful design accent. The outdoor lighting collection is offered in Satin Aluminum, Black and Antique Bronze finishes and includes two sconce sizes, a small one-light outdoor wall lantern (7.5” high) and a large one-light outdoor wall lantern (10.25” high). | OUTDOOR | Renville | Outdoor Lighting | Satin Aluminum | 4 | Aluminum | Satin Etched Glass | D:7" H:8" |  |  | 1 Medium A19 9.3w |  | 1 | Yes | [14 empty] | 0 | [12 empty] | 54.48 | 108.96 | 163.44 | D:7'' W:7'' H:10 1/4'' E:8'' | 3.3 | 7 |  | 7 | 10.25 | Cap Nuts |  |  |  |  | 8 |  | No |  | No | [21 empty] | DP:1 1/8'' W:6 1/4'' H:7'' OB UP:3 1/2'' Rectangular |  |  |  | 6.5 | Black/White |  |  | Hardwired | 0 | 0 | 0 | 1 | 1 | 0 | 0 | 0 | 0 | 0 | 0 | 785652046780 | 16.25 | 10.5 | 12.5 | 4.1 | 1.234 | 250 | Yes | [9 empty] | cETL Wet | RENVILLE 1L LANTERN-04 | Large One Light Outdoor Wall Lantern |  | 8638601EN3-04.jpg | 8638601.jpg
8638601EN3-12 | Large One Light Outdoor Wall Lantern | The Renville modern outdoor wall lantern from Sea Gull Lighting has clean, contemporary lines to make a sleek design statement whether used indoors or outdoors. The geometric, cone profile of the Satin Etched glass shade has subtle ornamentation at the crown and contrasts nicely with the sleek, square backplate. Whether flanking a doorway, garage, patio entrance or pool house, the Renville sconce is a beautiful design accent. The outdoor lighting collection is offered in Satin Aluminum, Black and Antique Bronze finishes and includes two sconce sizes, a small one-light outdoor wall lantern (7.5” high) and a large one-light outdoor wall lantern (10.25” high). | OUTDOOR | Renville | Outdoor Lighting | Black | 12 | Aluminum | Satin Etched Glass | D:7" H:8" |  |  | 1 Medium A19 9.3w |  | 1 | Yes | [14 empty] | 0 | [12 empty] | 46.48 | 92.96 | 139.44 | D:7'' W:7'' H:10 1/4'' E:8'' | 3.3 | 7 |  | 7 | 10.25 | Cap Nuts |  |  |  |  | 8 |  | No |  | No | [21 empty] | DP:1 1/8'' W:6 1/4'' H:7'' OB UP:3 1/2'' Rectangular |  |  |  | 6.5 | Black/White |  |  | Hardwired | 0 | 0 | 0 | 1 | 1 | 0 | 0 | 0 | 0 | 0 | 0 | 785652046803 | 16.25 | 10.5 | 12.5 | 4.1 | 1.234 | 250 | Yes | [9 empty] | cETL Wet | RENVILLE 1L LANTERN-12 | Large One Light Outdoor Wall Lantern |  | 8638601EN3-12.jpg | 8638601.jpg
8638601EN3-71 | Large One Light Outdoor Wall Lantern | The Renville modern outdoor wall lantern from Sea Gull Lighting has clean, contemporary lines to make a sleek design statement whether used indoors or outdoors. The geometric, cone profile of the Satin Etched glass shade has subtle ornamentation at the crown and contrasts nicely with the sleek, square backplate. Whether flanking a doorway, garage, patio entrance or pool house, the Renville sconce is a beautiful design accent. The outdoor lighting collection is offered in Satin Aluminum, Black and Antique Bronze finishes and includes two sconce sizes, a small one-light outdoor wall lantern (7.5” high) and a large one-light outdoor wall lantern (10.25” high). | OUTDOOR | Renville | Outdoor Lighting | Antique Bronze | 71 | Aluminum | Satin Etched Glass | D:7" H:8" |  |  | 1 Medium A19 9.3w |  | 1 | Yes | [14 empty] | 0 | [12 empty] | 46.48 | 92.96 | 139.44 | D:7'' W:7'' H:10 1/4'' E:8'' | 3.3 | 7 |  | 7 | 10.25 | Cap Nuts |  |  |  |  | 8 |  | No |  | No | [21 empty] | DP:1 1/8'' W:6 1/4'' H:7'' OB UP:3 1/2'' Rectangular |  |  |  | 6.5 | Black/White |  |  | Hardwired | 0 | 0 | 0 | 1 | 1 | 0 | 0 | 0 | 0 | 0 | 0 | 785652046827 | 16.25 | 10.5 | 12.5 | 4.1 | 1.234 | 250 | Yes | [9 empty] | cETL Wet | RENVILLE 1L LANTERN-71 | Large One Light Outdoor Wall Lantern |  | 8638601EN3-71.jpg | 8638601.jpg
8638701-12 | Large One Light Uplight Outdoor Wall Lantern | The Sevier outdoor collection by Sea Gull Lighting brings timeless design to new heights with its traditional design details found in classic outdoor fixtures as well as an open bottom for easy maintenance. Made of durable cast aluminum, a multi-level crown, top finial and stepped-edge back plate complete the traditional look. Offered in Antique Bronze or Black finish, both with Clear glass, the collection includes a one-light outdoor pendant, one-light post lantern, a large one-light uplight outdoor wall lantern, a small one-light uplight outdoor wall lantern, a small one-light downlight outdoor wall lantern, and a large one-light downlight outdoor wall lantern. | OUTDOOR | Sevier | Outdoor Lighting | Black | 12 |  | Clear Glass | W:3.25" H:8.875" |  |  | 1 Medium A19 100w |  | 1 | No | [14 empty] | 0 | [12 empty] | 52.98 | 105.96 | 158.94 | W:9 3/8'' H:21 3/4'' E:8 5/8'' |  |  |  | 9.375 | 21.75 | Cap Nuts |  |  |  |  | 8.625 |  | No |  | No | [21 empty] | DP:7/8'' W:4 1/2'' H:5 3/8'' OB UP:18 3/4'' OB DOWN:3'' |  |  |  | 6.5 | Black/White |  |  | Hardwired | 0 | 0 | 0 | 0 | 1 | 0 | 0 | 1 | 0 | 0 | 0 | 785652001390 | 20.25 | 12 | 11.5 | 5.8 | 1.617 | 250 | Yes | [9 empty] | cETL Wet | SEVIER 1L LANTERN-12 | Large One Light Uplight Outdoor Wall Lantern |  | 8638701-12.png | 8638701.jpg
8638701-71 | Large One Light Uplight Outdoor Wall Lantern | The Sevier outdoor collection by Sea Gull Lighting brings timeless design to new heights with its traditional design details found in classic outdoor fixtures as well as an open bottom for easy maintenance. Made of durable cast aluminum, a multi-level crown, top finial and stepped-edge back plate complete the traditional look. Offered in Antique Bronze or Black finish, both with Clear glass, the collection includes a one-light outdoor pendant, one-light post lantern, a large one-light uplight outdoor wall lantern, a small one-light uplight outdoor wall lantern, a small one-light downlight outdoor wall lantern, and a large one-light downlight outdoor wall lantern. | OUTDOOR | Sevier | Outdoor Lighting | Antique Bronze | 71 |  | Clear Glass | W:3.25" H:8.875" |  |  | 1 Medium A19 100w |  | 1 | No | [14 empty] | 0 | [12 empty] | 52.98 | 105.96 | 158.94 | W:9 3/8'' H:21 3/4'' E:8 5/8'' |  |  |  | 9.375 | 21.75 | Cap Nuts |  |  |  |  | 8.625 |  | No |  | No | [21 empty] | DP:7/8'' W:4 1/2'' H:5 3/8'' OB UP:18 3/4'' OB DOWN:3'' |  |  |  | 6.5 | Black/White |  |  | Hardwired | 0 | 0 | 0 | 0 | 1 | 0 | 0 | 1 | 0 | 0 | 0 | 785652001406 | 20.25 | 12 | 11.5 | 5.8 | 1.617 | 250 | Yes | [9 empty] | cETL Wet | SEVIER 1L LANTERN-71 | Large One Light Uplight Outdoor Wall Lantern |  | 8638701-71.png | 8638701.jpg
8638751-12 | Large One Light Uplight Outdoor Wall Lantern | The Sevier outdoor collection by Sea Gull Lighting brings timeless design to new heights with its traditional design details found in classic outdoor fixtures as well as an open bottom for easy maintenance. Made of durable cast aluminum, a multi-level crown, top finial and stepped-edge back plate complete the traditional look. Offered in Antique Bronze or Black finish, both with Clear glass, the collection includes a one-light outdoor pendant, one-light post lantern, a large one-light uplight outdoor wall lantern, a small one-light uplight outdoor wall lantern, a small one-light downlight outdoor wall lantern, and a large one-light downlight outdoor wall lantern. | OUTDOOR | Sevier | Outdoor Lighting | Black | 12 |  | Satin Etched Glass | W:3.25" H:8.875" |  |  | 1 Medium A19 100w |  | 1 | No | [14 empty] | 0 | [12 empty] | 50.95 | 101.9 | 152.85 | W:9 3/8'' H:21 3/4'' E:8 5/8'' |  |  |  | 9.375 | 21.75 | Cap Nuts |  |  |  |  | 8.625 |  | No |  | No | [21 empty] | DP:7/8'' W:4 1/2'' H:5 3/8'' OB UP:18 3/4'' OB DOWN:3'' |  |  |  | 6.5 | Black/White |  |  | Hardwired | 0 | 0 | 0 | 0 | 1 | 0 | 0 | 1 | 0 | 0 | 0 | 785652056178 | 20.25 | 12 | 11.5 | 5.8 | 1.617 | 250 | Yes | [9 empty] | cETL Wet | SEVIER 1L LANTERN-12 | Large One Light Uplight Outdoor Wall Lantern |  | 8638751-12.jpg | 8638751.jpg
8638751-71 | Large One Light Uplight Outdoor Wall Lantern | The Sevier outdoor collection by Sea Gull Lighting brings timeless design to new heights with its traditional design details found in classic outdoor fixtures as well as an open bottom for easy maintenance. Made of durable cast aluminum, a multi-level crown, top finial and stepped-edge back plate complete the traditional look. Offered in Antique Bronze or Black finish, both with Clear glass, the collection includes a one-light outdoor pendant, one-light post lantern, a large one-light uplight outdoor wall lantern, a small one-light uplight outdoor wall lantern, a small one-light downlight outdoor wall lantern, and a large one-light downlight outdoor wall lantern. | OUTDOOR | Sevier | Outdoor Lighting | Antique Bronze | 71 |  | Satin Etched Glass | W:3.25" H:8.875" |  |  | 1 Medium A19 100w |  | 1 | No | [14 empty] | 0 | [12 empty] | 50.95 | 101.9 | 152.85 | W:9 3/8'' H:21 3/4'' E:8 5/8'' |  |  |  | 9.375 | 21.75 | Cap Nuts |  |  |  |  | 8.625 |  | No |  | No | [21 empty] | DP:7/8'' W:4 1/2'' H:5 3/8'' OB UP:18 3/4'' OB DOWN:3'' |  |  |  | 6.5 | Black/White |  |  | Hardwired | 0 | 0 | 0 | 0 | 1 | 0 | 0 | 1 | 0 | 0 | 0 | 785652056185 | 20.25 | 12 | 11.5 | 5.8 | 1.617 | 250 | Yes | [9 empty] | cETL Wet | SEVIER 1L LANTERN-71 | Large One Light Uplight Outdoor Wall Lantern |  | 8638751-71.jpg | 8638751.jpg
8638751EN3-12 | Large One Light Uplight Outdoor Wall Lantern | The Sevier outdoor collection by Sea Gull Lighting brings timeless design to new heights with its traditional design details found in classic outdoor fixtures as well as an open bottom for easy maintenance. Made of durable cast aluminum, a multi-level crown, top finial and stepped-edge back plate complete the traditional look. Offered in Antique Bronze or Black finish, both with Clear glass, the collection includes a one-light outdoor pendant, one-light post lantern, a large one-light uplight outdoor wall lantern, a small one-light uplight outdoor wall lantern, a small one-light downlight outdoor wall lantern, and a large one-light downlight outdoor wall lantern. | OUTDOOR | Sevier | Outdoor Lighting | Black | 12 |  | Satin Etched Glass | W:3.25" H:8.875" |  |  | 1 Medium A19 9.3w |  | 1 | Yes | [14 empty] | 0 | [12 empty] | 55.95 | 111.9 | 167.85 | W:9 3/8'' H:21 3/4'' E:8 5/8'' |  |  |  | 9.375 | 21.75 | Cap Nuts |  |  |  |  | 8.625 |  | No |  | No | [21 empty] | DP:7/8'' W:4 1/2'' H:5 3/8'' OB UP:18 3/4'' OB DOWN:3'' |  |  |  | 6.5 | Black/White |  |  | Hardwired | 0 | 0 | 0 | 1 | 1 | 0 | 0 | 0 | 0 | 0 | 0 | 785652056291 | 20.25 | 12 | 11.5 | 5.8 | 1.617 | 250 | Yes | [9 empty] | cETL Wet | SEVIER 1L LANTERN-12 | Large One Light Uplight Outdoor Wall Lantern |  | 8638751EN3-12.jpg | 8638751EN3.jpg
8638751EN3-71 | Large One Light Uplight Outdoor Wall Lantern | The Sevier outdoor collection by Sea Gull Lighting brings timeless design to new heights with its traditional design details found in classic outdoor fixtures as well as an open bottom for easy maintenance. Made of durable cast aluminum, a multi-level crown, top finial and stepped-edge back plate complete the traditional look. Offered in Antique Bronze or Black finish, both with Clear glass, the collection includes a one-light outdoor pendant, one-light post lantern, a large one-light uplight outdoor wall lantern, a small one-light uplight outdoor wall lantern, a small one-light downlight outdoor wall lantern, and a large one-light downlight outdoor wall lantern. | OUTDOOR | Sevier | Outdoor Lighting | Antique Bronze | 71 |  | Satin Etched Glass | W:3.25" H:8.875" |  |  | 1 Medium A19 9.3w |  | 1 | Yes | [14 empty] | 0 | [12 empty] | 55.95 | 111.9 | 167.85 | W:9 3/8'' H:21 3/4'' E:8 5/8'' |  |  |  | 9.375 | 21.75 | Cap Nuts |  |  |  |  | 8.625 |  | No |  | No | [21 empty] | DP:7/8'' W:4 1/2'' H:5 3/8'' OB UP:18 3/4'' OB DOWN:3'' |  |  |  | 6.5 | Black/White |  |  | Hardwired | 0 | 0 | 0 | 1 | 1 | 0 | 0 | 0 | 0 | 0 | 0 | 785652056307 | 20.25 | 12 | 11.5 | 5.8 | 1.617 | 250 | Yes | [9 empty] | cETL Wet | SEVIER 1L LANTERN-71 | Large One Light Uplight Outdoor Wall Lantern |  | 8638751EN3-71.jpg | 8638751EN3.jpg
8642-12 | Two Light Adjustable Swivel Flood Light | Our flood lights are designed with safety as a top priority. Choose from open glass PAR38s or directional BR40s, both with swivel design to direct illumination where you need it. | OUTDOOR | Flood Light | Outdoor Lighting | Black | 12 | Polycarbonate |  |  |  |  | 2 Medium PAR38 90w |  | 2 | No | [14 empty] | 0 | [12 empty] | 14.98 | 29.96 | 44.94 | W:9 1/2'' H:11'' E:2 1/2'' | 0.3 |  |  | 9.5 | 11 | Other |  |  |  |  | 2.5 |  | No |  | No | [25 empty] | 6.5 |  |  | N/A | Hardwired | 0 | 0 | 0 | 0 | 1 | 0 | 0 | 1 | 0 | 0 | 0 | 785652864216 | 3 | 4.6 | 4.6 | 0.6 | 0.037 | 70 | Yes | 6 | 10785652864213 | 10.6 | 10.7 | 6 | 3.8 | 0.394 | Yes | C-UL-US Wet |  | 2L FLOOD LIGHT-12 | Two Light Adjustable Swivel Flood Light |  | 8642-12.jpg | 8642.jpg
8642-15 | Two Light Adjustable Swivel Flood Light | Our flood lights are designed with safety as a top priority. Choose from open glass PAR38s or directional BR40s, both with swivel design to direct illumination where you need it. | OUTDOOR | Flood Light | Outdoor Lighting | White | 15 | Polycarbonate |  |  |  |  | 2 Medium PAR38 90w |  | 2 | No | [14 empty] | 0 | [12 empty] | 14.98 | 29.96 | 44.94 | W:9 1/2'' H:11'' E:2 1/2'' | 0.3 |  |  | 9.5 | 11 | Other |  |  |  |  | 2.5 |  | No |  | No | [25 empty] | 6.5 |  |  | N/A | Hardwired | 0 | 0 | 0 | 0 | 1 | 0 | 0 | 1 | 0 | 0 | 0 | 785652864254 | 3.2 | 4.6 | 4.6 | 0.6 | 0.039 | 70 | Yes | 6 | 10785652864251 | 10.5 | 10.7 | 6 | 3.6 | 0.39 | Yes | C-UL-US Wet |  | 2L FLOOD LIGHT-15 | Two Light Adjustable Swivel Flood Light |  | 8642-15.jpg | 8642.jpg
8643193S-12 | Medium LED Outdoor Wall Lantern |  | OUTDOOR | Rebay | Outdoor Lighting | Black | 12 | Aluminum |  |  |  | Etched / White Inside Glass |  |  | 1 | No | 860 | 3000 | 90 | 10 | 120 | 19 - Integrated | LED - Array |  |  |  | LED | 10 | 10 | 50000 | 0 | [12 empty] | 99.5 | 199 | 298.5 | W:6 1/2'' H:14'' E:3 1/2'' |  |  |  | 6.5 | 14 | Screw(s) |  |  |  |  | 3.5 |  | No |  | No | [21 empty] | DP:7/8'' W:6 1/2'' H:14'' OB UP:7 1/2'' Rectangular |  |  |  | 6.5 | Black/White |  |  | Hardwired | 1 | 0 | 0 | 0 | 1 | 0 | 1 | 0 | 0 | 0 | 0 | 785652076893 | [16 empty] | cETL Wet | REBAY LED MD WALL-12 | Medium LED Outdoor Wall Lantern |  | 8643193S-12.jpg | 8643193S.jpg
8643193S-71 | Medium LED Outdoor Wall Lantern |  | OUTDOOR | Rebay | Outdoor Lighting | Antique Bronze | 71 | Aluminum |  |  |  | Etched / White Inside Glass |  |  | 1 | No | 860 | 3000 | 90 | 10 | 120 | 19 - Integrated | LED - Array |  |  |  | LED | 10 | 10 | 50000 | 0 | [12 empty] | 99.5 | 199 | 298.5 | W:6 1/2'' H:14'' E:3 1/2'' |  |  |  | 6.5 | 14 | Screw(s) |  |  |  |  | 3.5 |  | No |  | No | [21 empty] | DP:7/8'' W:6 1/2'' H:14'' OB UP:7 1/2'' Rectangular |  |  |  | 6.5 | Black/White |  |  | Hardwired | 1 | 0 | 0 | 0 | 1 | 0 | 1 | 0 | 0 | 0 | 0 | 785652076909 | [16 empty] | cETL Wet | REBAY LED MD WALL-71 | Medium LED Outdoor Wall Lantern |  | 8643193S-71.jpg | 8643193S.jpg
8647401-12 | Medium One Light Outdoor Wall Lantern | The decorative, sturdy Gealan Collection is a versatile outdoor product line built to last. Echoing classic lampposts while using modern silhouettes and glass panels creates a smooth transitional style. Give outdoor settings a refreshing new look with beautifully framed lighting. Available in a variety of sizes for flexible options to match any exterior. Choose from Painted Brushed Nickel finish with Clear Ribbed glass or Black finish with Satin Etched glass. The proprietary StoneStrong material withstands all weather climes. StoneStrong material is rust-proof and built to last in any outside environment, including coastal, dry, and harsh winter or summer climates. StoneStrong is also backed by a robust warranty. | OUTDOOR | Gaelan | Outdoor Lighting | Black | 12 | StoneStrong | Satin Etched Glass | W:4.875" H:8.5" |  |  | 1 Medium A19 75w |  | 1 | No | [14 empty] | 0 | [12 empty] | 87.95 | 175.9 | 263.85 | W:7'' H:14 1/4'' E:7 3/8'' | 3.7 |  |  | 7 | 14.25 | Cap Nuts |  |  |  |  | 7.375 |  | No |  | No | [21 empty] | DP:13/16'' W:5'' H:7 3/8'' OB UP:7 3/4'' Rectangular |  |  |  | 6.5 | Black/White |  |  | Hardwired | 0 | 0 | 0 | 0 | 1 | 0 | 0 | 1 | 0 | 0 | 0 | 785652056352 | 20 | 11.75 | 10 | 5.2 | 1.36 | 250 | Yes | [9 empty] | cETL Wet | GAELAN 1L WALL LANTERN-12 | Medium One Light Outdoor Wall Lantern |  | 8647401-12.png | 8647401.jpg
8647401EN3-12 | Medium One Light Outdoor Wall Lantern | The decorative, sturdy Gealan Collection is a versatile outdoor product line built to last. Echoing classic lampposts while using modern silhouettes and glass panels creates a smooth transitional style. Give outdoor settings a refreshing new look with beautifully framed lighting. Available in a variety of sizes for flexible options to match any exterior. Choose from Painted Brushed Nickel finish with Clear Ribbed glass or Black finish with Satin Etched glass. The proprietary StoneStrong material withstands all weather climes. StoneStrong material is rust-proof and built to last in any outside environment, including coastal, dry, and harsh winter or summer climates. StoneStrong is also backed by a robust warranty. | OUTDOOR | Gaelan | Outdoor Lighting | Black | 12 | StoneStrong | Satin Etched Glass | W:4.875" H:8.5" |  |  | 1 Medium A19 9.3w |  | 1 | Yes | [14 empty] | 0 | [12 empty] | 93.95 | 187.9 | 281.85 | W:7'' H:14 1/4'' E:7 3/8'' | 3.7 |  |  | 7 | 14.25 | Cap Nuts |  |  |  |  | 7.375 |  | No |  | No | [21 empty] | DP:13/16'' W:5'' H:7 3/8'' OB UP:7 3/4'' Rectangular |  |  |  | 6.5 | Black/White |  |  | Hardwired | 0 | 0 | 0 | 1 | 1 | 0 | 0 | 0 | 0 | 0 | 0 | 785652056741 | 20 | 11.75 | 10 | 5.2 | 1.36 | 250 | Yes | [9 empty] | cETL Wet | GAELAN 1L WALL LANTERN-12 | Medium One Light Outdoor Wall Lantern |  | 8647401EN3-12.png | 8647401EN3.jpg
8647431-753 | Medium One Light Outdoor Wall Lantern | The decorative, sturdy Gealan Collection is a versatile outdoor product line built to last. Echoing classic lampposts while using modern silhouettes and glass panels creates a smooth transitional style. Give outdoor settings a refreshing new look with beautifully framed lighting. Available in a variety of sizes for flexible options to match any exterior. Choose from Painted Brushed Nickel finish with Clear Ribbed glass or Black finish with Satin Etched glass. The proprietary StoneStrong material withstands all weather climes. StoneStrong material is rust-proof and built to last in any outside environment, including coastal, dry, and harsh winter or summer climates. StoneStrong is also backed by a robust warranty. | OUTDOOR | Gaelan | Outdoor Lighting | Painted Brushed Nickel | 753 | StoneStrong | Clear Ribbed Glass | W:4.875" H:8.5" |  |  | 1 Medium A19 75w |  | 1 | No | [14 empty] | 0 | [12 empty] | 87.95 | 175.9 | 263.85 | W:7'' H:14 1/4'' E:7 3/8'' | 3.7 |  |  | 7 | 14.25 | Cap Nuts |  |  |  |  | 7.375 |  | No |  | No | [21 empty] | DP:13/16'' W:5'' H:7 3/8'' OB UP:7 3/4'' Rectangular |  |  |  | 6.5 | Black/White |  |  | Hardwired | 0 | 0 | 0 | 0 | 1 | 0 | 0 | 1 | 0 | 0 | 0 | 785652056369 | 20 | 11.75 | 10 | 5.3 | 1.36 | 250 | Yes | [9 empty] | cETL Wet | GAELAN 1L WALL LANTERN-753 | Medium One Light Outdoor Wall Lantern |  | 8647431-753.png | 8647431.jpg
8647431EN3-753 | Medium One Light Outdoor Wall Lantern | The decorative, sturdy Gealan Collection is a versatile outdoor product line built to last. Echoing classic lampposts while using modern silhouettes and glass panels creates a smooth transitional style. Give outdoor settings a refreshing new look with beautifully framed lighting. Available in a variety of sizes for flexible options to match any exterior. Choose from Painted Brushed Nickel finish with Clear Ribbed glass or Black finish with Satin Etched glass. The proprietary StoneStrong material withstands all weather climes. StoneStrong material is rust-proof and built to last in any outside environment, including coastal, dry, and harsh winter or summer climates. StoneStrong is also backed by a robust warranty. | OUTDOOR | Gaelan | Outdoor Lighting | Painted Brushed Nickel | 753 | StoneStrong | Clear Ribbed Glass | W:4.875" H:8.5" |  |  | 1 Medium A19 9.3w |  | 1 | Yes | [14 empty] | 0 | [12 empty] | 93.95 | 187.9 | 281.85 | W:7'' H:14 1/4'' E:7 3/8'' | 3.7 |  |  | 7 | 14.25 | Cap Nuts |  |  |  |  | 7.375 |  | No |  | No | [21 empty] | DP:13/16'' W:5'' H:7 3/8'' OB UP:7 3/4'' Rectangular |  |  |  | 6.5 | Black/White |  |  | Hardwired | 0 | 0 | 0 | 1 | 1 | 0 | 0 | 0 | 0 | 0 | 0 | 785652056758 | 20 | 11.75 | 10 | 5.3 | 1.36 | 250 | Yes | [9 empty] | cETL Wet | GAELAN 1L WALL LANTERN-753 | Medium One Light Outdoor Wall Lantern |  | 8647431EN3-753.png | 8647431EN3.jpg
8647701-04 | Large One Light Outdoor Wall Lantern | The traditional Fredericksburg outdoor lighting collection by Sea Gull Lighting is an authentic take on the classic station light, perfect for a coastal hideaway, country home or urban abode, and can even be used indoors to enhance rustic décor. The two finish options of Satin Aluminum and Weathered Copper create completely different looks. Compliant with Dark Sky standards, the fixtures purposefully direct light downward, limiting any light leak out the sides. The collection includes a one-light outdoor pendant and small and large one-light outdoor wall lanterns. Incandescent, integrated LED and ENERGY STAR-qualified LED lamping are available. The advanced, integrated LED option has warm-on-dim technology that warms in color when dimmed, going from 2700K to 2200K and is California Title 24 compliant. | OUTDOOR | Fredricksburg | Outdoor Lighting | Satin Aluminum | 4 | Aluminum |  |  |  |  | 1 Medium A19 100w |  | 1 | No | [14 empty] | 0 | [12 empty] | 74.98 | 149.96 | 224.94 | D:13 1/4'' W:13 1/4'' H:15 7/8'' E:15 1/4'' | 3.9 | 13.25 |  | 13.25 | 15.875 | Single Cap Nut |  |  |  |  | 15.25 |  | No |  | No | [21 empty] | D:4 3/4'' DP:1 1/8'' OB UP:7 1/2'' OB DOWN:8 1/2'' Round |  |  |  | 6 | Black/White |  |  | Hardwired | 0 | 0 | 0 | 0 | 1 | 0 | 0 | 1 | 0 | 0 | 0 | 785652108600 | 18.75 | 18.25 | 16.25 | 5.2 | 3.218 | 300 | Yes | [9 empty] | cETL Wet | FREDRICKSBURG 1L LANTERN-04 | Large One Light Outdoor Wall Lantern |  | 8647701-04.jpg | 8647701.jpg
8647701-04/T | Large One Light Outdoor Turtle Friendly Wall Lantern | The traditional Fredericksburg outdoor lighting collection by Sea Gull Lighting is an authentic take on the classic station light, perfect for a coastal hideaway, country home or urban abode, and can even be used indoors to enhance rustic décor. The two finish options of Satin Aluminum and Weathered Copper create completely different looks. Compliant with Dark Sky standards, the fixtures purposefully direct light downward, limiting any light leak out the sides. The collection includes a one-light outdoor pendant and small and large one-light outdoor wall lanterns. Incandescent, integrated LED and ENERGY STAR-qualified LED lamping are available. The advanced, integrated LED option has warm-on-dim technology that warms in color when dimmed, going from 2700K to 2200K and is California Title 24 compliant. | OUTDOOR | Fredricksburg | Outdoor Lighting | Satin Aluminum | 4 | Aluminum |  |  |  |  | 1 Medium PAR20 7w |  | 1 | Yes | [14 empty] | 0 | [12 empty] | 101.95 | 203.9 | 305.85 | D:13 1/4'' W:13 1/4'' H:15 7/8'' E:15 1/4'' | 3.9 | 13.25 |  | 13.25 | 15.875 | Single Cap Nut |  |  |  |  | 15.25 |  | No |  | No | [21 empty] | D:4 3/4'' DP:1 1/8'' OB UP:7 1/2'' OB DOWN:8 1/2'' Round |  |  |  | 6 | Black/White |  |  | Hardwired | 0 | 0 | 0 | 0 | 1 | 0 | 0 | 0 | 0 | 0 | 0 | 785652074448 | 18.75 | 18.25 | 16.25 | 5.2 | 3.218 | 300 | Yes | [9 empty] | cETL Wet | FREDRICKSBURG 1L LANTERN-04 | Large One Light Outdoor Turtle Friendly Wall Lantern |  | 8647701-04_T.jpg | 8647701.jpg
8647701-44 | Large One Light Outdoor Wall Lantern | The traditional Fredericksburg outdoor lighting collection by Sea Gull Lighting is an authentic take on the classic station light, perfect for a coastal hideaway, country home or urban abode, and can even be used indoors to enhance rustic décor. The two finish options of Satin Aluminum and Weathered Copper create completely different looks. Compliant with Dark Sky standards, the fixtures purposefully direct light downward, limiting any light leak out the sides. The collection includes a one-light outdoor pendant and small and large one-light outdoor wall lanterns. Incandescent, integrated LED and ENERGY STAR-qualified LED lamping are available. The advanced, integrated LED option has warm-on-dim technology that warms in color when dimmed, going from 2700K to 2200K and is California Title 24 compliant. | OUTDOOR | Fredricksburg | Outdoor Lighting | Weathered Copper | 44 | Aluminum |  |  |  |  | 1 Medium A19 100w |  | 1 | No | [14 empty] | 0 | [12 empty] | 74.98 | 149.96 | 224.94 | D:13 1/4'' W:13 1/4'' H:15 7/8'' E:15 1/4'' | 3.9 | 13.25 |  | 13.25 | 15.875 | Single Cap Nut |  |  |  |  | 15.25 |  | No |  | No | [21 empty] | D:4 3/4'' DP:1 1/8'' OB UP:7 1/2'' OB DOWN:8 1/2'' Round |  |  |  | 6 | Black/White |  |  | Hardwired | 0 | 0 | 0 | 0 | 1 | 0 | 0 | 1 | 0 | 0 | 0 | 785652108617 | 18.75 | 18.5 | 16.25 | 5.2 | 3.262 | 300 | Yes | [9 empty] | cETL Wet | FREDRICKSBURG 1L LANTERN-44 | Large One Light Outdoor Wall Lantern |  | 8647701-44.jpg | 8647701.jpg
8647701-44/T | Large One Light Outdoor Turtle Friendly Wall Lantern | The traditional Fredericksburg outdoor lighting collection by Sea Gull Lighting is an authentic take on the classic station light, perfect for a coastal hideaway, country home or urban abode, and can even be used indoors to enhance rustic décor. The two finish options of Satin Aluminum and Weathered Copper create completely different looks. Compliant with Dark Sky standards, the fixtures purposefully direct light downward, limiting any light leak out the sides. The collection includes a one-light outdoor pendant and small and large one-light outdoor wall lanterns. Incandescent, integrated LED and ENERGY STAR-qualified LED lamping are available. The advanced, integrated LED option has warm-on-dim technology that warms in color when dimmed, going from 2700K to 2200K and is California Title 24 compliant. | OUTDOOR | Fredricksburg | Outdoor Lighting | Weathered Copper | 44 | Aluminum |  |  |  |  | 1 Medium PAR20 7w |  | 1 | Yes | [14 empty] | 0 | [12 empty] | 101.95 | 203.9 | 305.85 | D:13 1/4'' W:13 1/4'' H:15 7/8'' E:15 1/4'' | 3.9 | 13.25 |  | 13.25 | 15.875 | Single Cap Nut |  |  |  |  | 15.25 |  | No |  | No | [21 empty] | D:4 3/4'' DP:1 1/8'' OB UP:7 1/2'' OB DOWN:8 1/2'' Round |  |  |  | 6 | Black/White |  |  | Hardwired | 0 | 0 | 0 | 0 | 1 | 0 | 0 | 0 | 0 | 0 | 0 | 785652074455 | 18.75 | 18.5 | 16.25 | 5.2 | 3.262 | 300 | Yes | [9 empty] | cETL Wet | FREDRICKSBURG 1L LANTERN-44 | Large One Light Outdoor Turtle Friendly Wall Lantern |  | 8647701-44_T.jpg | 8647701.jpg
8647701EN3-04 | Large One Light Outdoor Wall Lantern | The traditional Fredericksburg outdoor lighting collection by Sea Gull Lighting is an authentic take on the classic station light, perfect for a coastal hideaway, country home or urban abode, and can even be used indoors to enhance rustic décor. The two finish options of Satin Aluminum and Weathered Copper create completely different looks. Compliant with Dark Sky standards, the fixtures purposefully direct light downward, limiting any light leak out the sides. The collection includes a one-light outdoor pendant and small and large one-light outdoor wall lanterns. Incandescent, integrated LED and ENERGY STAR-qualified LED lamping are available. The advanced, integrated LED option has warm-on-dim technology that warms in color when dimmed, going from 2700K to 2200K and is California Title 24 compliant. | OUTDOOR | Fredricksburg | Outdoor Lighting | Satin Aluminum | 4 | Aluminum |  |  |  |  | 1 Medium A19 9.3w |  | 1 | Yes | [14 empty] | 0 | [12 empty] | 81.48 | 162.96 | 244.44 | D:13 1/4'' W:13 1/4'' H:15 7/8'' E:15 1/4'' | 3.9 | 13.25 |  | 13.25 | 15.875 | Single Cap Nut |  |  |  |  | 15.25 |  | No |  | No | [21 empty] | D:4 3/4'' DP:1 1/8'' OB UP:7 1/2'' OB DOWN:8 1/2'' Round |  |  |  | 6 | Black/White |  |  | Hardwired | 0 | 0 | 0 | 1 | 1 | 0 | 0 | 0 | 0 | 0 | 0 | 785652053030 | 18.75 | 18.25 | 16.25 | 5.2 | 3.218 | 300 | Yes | [9 empty] | cETL Wet | FREDRICKSBURG 1L LANTERN-04 | Large One Light Outdoor Wall Lantern |  | 8647701EN3-04.jpg | 8647701.jpg
8647701EN3-44 | Large One Light Outdoor Wall Lantern | The traditional Fredericksburg outdoor lighting collection by Sea Gull Lighting is an authentic take on the classic station light, perfect for a coastal hideaway, country home or urban abode, and can even be used indoors to enhance rustic décor. The two finish options of Satin Aluminum and Weathered Copper create completely different looks. Compliant with Dark Sky standards, the fixtures purposefully direct light downward, limiting any light leak out the sides. The collection includes a one-light outdoor pendant and small and large one-light outdoor wall lanterns. Incandescent, integrated LED and ENERGY STAR-qualified LED lamping are available. The advanced, integrated LED option has warm-on-dim technology that warms in color when dimmed, going from 2700K to 2200K and is California Title 24 compliant. | OUTDOOR | Fredricksburg | Outdoor Lighting | Weathered Copper | 44 | Aluminum |  |  |  |  | 1 Medium A19 9.3w |  | 1 | Yes | [14 empty] | 0 | [12 empty] | 81.48 | 162.96 | 244.44 | D:13 1/4'' W:13 1/4'' H:15 7/8'' E:15 1/4'' | 3.9 | 13.25 |  | 13.25 | 15.875 | Single Cap Nut |  |  |  |  | 15.25 |  | No |  | No | [21 empty] | D:4 3/4'' DP:1 1/8'' OB UP:7 1/2'' OB DOWN:8 1/2'' Round |  |  |  | 6 | Black/White |  |  | Hardwired | 0 | 0 | 0 | 1 | 1 | 0 | 0 | 0 | 0 | 0 | 0 | 785652053047 | 18.75 | 18.5 | 16.25 | 5.2 | 3.262 | 300 | Yes | [9 empty] | cETL Wet | FREDRICKSBURG 1L LANTERN-44 | Large One Light Outdoor Wall Lantern |  | 8647701EN3-44.jpg | 8647701.jpg
8647793S-04 | Large LED Outdoor Wall Lantern | The traditional Fredericksburg outdoor lighting collection by Sea Gull Lighting is an authentic take on the classic station light, perfect for a coastal hideaway, country home or urban abode, and can even be used indoors to enhance rustic décor. The two finish options of Satin Aluminum and Weathered Copper create completely different looks. Compliant with Dark Sky standards, the fixtures purposefully direct light downward, limiting any light leak out the sides. The collection includes a one-light outdoor pendant and small and large one-light outdoor wall lanterns. Incandescent, integrated LED and ENERGY STAR-qualified LED lamping are available. The advanced, integrated LED option has warm-on-dim technology that warms in color when dimmed, going from 2700K to 2200K and is California Title 24 compliant. | OUTDOOR | Fredricksburg | Outdoor Lighting | Satin Aluminum | 4 | Aluminum | [6 empty] | 1 | No | 1000 | 3000 | 90 | 14 | 120 | 19 - Integrated | MODS - Modules |  | 5 | 100 | LED | 14 | 14 | 50000 | 0 | [12 empty] | 92.98 | 185.96 | 278.94 | D:13 1/4'' W:13 1/4'' H:15 7/8'' E:15 1/4'' | 3.9 | 13.25 |  | 13.25 | 15.875 | Single Cap Nut |  |  |  |  | 15.25 |  | No |  | No | [21 empty] | D:4 3/4'' DP:1 1/8'' OB UP:7 1/2'' OB DOWN:8 1/2'' Round |  |  |  | 6 | Black/White |  |  | Hardwired | 0 | 0 | 0 | 0 | 1 | 0 | 0 | 0 | 0 | 0 | 0 | 785652064616 | 18.75 | 18.75 | 16 | 5.2 | 3.255 | 300 | Yes | [9 empty] | cETL Wet | FREDRICKSBURG LED LANTERN-04 | Large LED Outdoor Wall Lantern |  | 8647793S-04.jpg | 8647701.jpg
8647793S-44 | Large LED Outdoor Wall Lantern | The traditional Fredericksburg outdoor lighting collection by Sea Gull Lighting is an authentic take on the classic station light, perfect for a coastal hideaway, country home or urban abode, and can even be used indoors to enhance rustic décor. The two finish options of Satin Aluminum and Weathered Copper create completely different looks. Compliant with Dark Sky standards, the fixtures purposefully direct light downward, limiting any light leak out the sides. The collection includes a one-light outdoor pendant and small and large one-light outdoor wall lanterns. Incandescent, integrated LED and ENERGY STAR-qualified LED lamping are available. The advanced, integrated LED option has warm-on-dim technology that warms in color when dimmed, going from 2700K to 2200K and is California Title 24 compliant. | OUTDOOR | Fredricksburg | Outdoor Lighting | Weathered Copper | 44 | Aluminum | [6 empty] | 1 | No | 1000 | 3000 | 90 | 14 | 120 | 19 - Integrated | MODS - Modules |  | 5 | 100 | LED | 14 | 14 | 50000 | 0 | [12 empty] | 92.98 | 185.96 | 278.94 | D:13 1/4'' W:13 1/4'' H:15 7/8'' E:15 1/4'' | 3.9 | 13.25 |  | 13.25 | 15.875 | Single Cap Nut |  |  |  |  | 15.25 |  | No |  | No | [21 empty] | D:4 3/4'' DP:1 1/8'' OB UP:7 1/2'' OB DOWN:8 1/2'' Round |  |  |  | 6 | Black/White |  |  | Hardwired | 0 | 0 | 0 | 0 | 1 | 0 | 0 | 0 | 0 | 0 | 0 | 785652064623 | 18.75 | 18.75 | 16 | 5.2 | 3.255 | 300 | Yes | [9 empty] | cETL Wet | FREDRICKSBURG LED LANTERN-44 | Large LED Outdoor Wall Lantern |  | 8647793S-44.jpg | 8647701.jpg
8650701-12 | Medium One Light Outdoor Wall Lantern | Timeless neo-classical style meets high-tech performance in the Calder Collection. Using an ornate style that echoes colonial lanterns but constructed in proprietary StoneStrong exterior, Calder will withstand harsh outdoor conditions for years to come. StoneStrong material is rust-proof and built to last in any outside environment, including coastal, dry, and harsh winter climates. StoneStrong is also backed by a robust warranty. Add a vintage classical look with the advantages of modern technology as an attractive and practical addition to any exterior. Available in Black and Antique Bronze finishes. All fixtures are available as ENERGY STAR®-qualified and California Title 24 compliant. | OUTDOOR | Calder | Outdoor Lighting | Black | 12 | StoneStrong | Satin Etched Glass | D:6.25" H:5.75" |  |  | 1 Medium A19 75w |  | 1 | No | [14 empty] | 0 | [12 empty] | 79.98 | 159.96 | 239.94 | W:7 7/8'' H:12 1/4'' E:9 1/8'' | 3.5 |  |  | 7.875 | 12.25 | Cap Nuts |  |  |  |  | 9.125 |  | No |  | No | [21 empty] | DP:1'' W:5 1/8'' H:7 1/8'' OB UP:4 3/8'' Octagonal |  |  |  | 6 | Black/White |  |  | Hardwired | 0 | 0 | 0 | 0 | 1 | 0 | 0 | 1 | 0 | 0 | 0 | 785652056451 | 18.5 | 12 | 10.5 | 4.7 | 1.349 | 250 | Yes | [9 empty] | cETL Wet | CALDER 1L WALL LANTERN-12 | Medium One Light Outdoor Wall Lantern |  | 8650701-12.png | 8650701.jpg
8650701-71 | Medium One Light Outdoor Wall Lantern | Timeless neo-classical style meets high-tech performance in the Calder Collection. Using an ornate style that echoes colonial lanterns but constructed in proprietary StoneStrong exterior, Calder will withstand harsh outdoor conditions for years to come. StoneStrong material is rust-proof and built to last in any outside environment, including coastal, dry, and harsh winter climates. StoneStrong is also backed by a robust warranty. Add a vintage classical look with the advantages of modern technology as an attractive and practical addition to any exterior. Available in Black and Antique Bronze finishes. All fixtures are available as ENERGY STAR®-qualified and California Title 24 compliant. | OUTDOOR | Calder | Outdoor Lighting | Antique Bronze | 71 | StoneStrong | Satin Etched Glass | D:6.25" H:5.75" |  |  | 1 Medium A19 75w |  | 1 | No | [14 empty] | 0 | [12 empty] | 79.98 | 159.96 | 239.94 | W:7 7/8'' H:12 1/4'' E:9 1/8'' | 3.5 |  |  | 7.875 | 12.25 | Cap Nuts |  |  |  |  | 9.125 |  | No |  | No | [21 empty] | DP:1'' W:5 1/8'' H:7 1/8'' OB UP:4 3/8'' Octagonal |  |  |  | 6 | Black/White |  |  | Hardwired | 0 | 0 | 0 | 0 | 1 | 0 | 0 | 1 | 0 | 0 | 0 | 785652056468 | 18.5 | 12 | 10.5 | 4.7 | 1.349 | 250 | Yes | [9 empty] | cETL Wet | CALDER 1L WALL LANTERN-71 | Medium One Light Outdoor Wall Lantern |  | 8650701-71.png | 8650701.jpg
8650701EN3-12 | Medium One Light Outdoor Wall Lantern | Timeless neo-classical style meets high-tech performance in the Calder Collection. Using an ornate style that echoes colonial lanterns but constructed in proprietary StoneStrong exterior, Calder will withstand harsh outdoor conditions for years to come. StoneStrong material is rust-proof and built to last in any outside environment, including coastal, dry, and harsh winter climates. StoneStrong is also backed by a robust warranty. Add a vintage classical look with the advantages of modern technology as an attractive and practical addition to any exterior. Available in Black and Antique Bronze finishes. All fixtures are available as ENERGY STAR®-qualified and California Title 24 compliant. | OUTDOOR | Calder | Outdoor Lighting | Black | 12 | StoneStrong | Satin Etched Glass | D:6.25" H:5.75" |  |  | 1 Medium A19 9.3w |  | 1 | Yes | [14 empty] | 0 | [12 empty] | 85.98 | 171.96 | 257.94 | W:7 7/8'' H:12 1/4'' E:9 1/8'' | 3.5 |  |  | 7.875 | 12.25 | Cap Nuts |  |  |  |  | 9.125 |  | No |  | No | [21 empty] | DP:1'' W:5 1/8'' H:7 1/8'' OB UP:4 3/8'' Octagonal |  |  |  | 6 | Black/White |  |  | Hardwired | 0 | 0 | 0 | 1 | 1 | 0 | 0 | 0 | 0 | 0 | 0 | 785652056840 | 18.5 | 12 | 10.5 | 4.7 | 1.349 | 250 | Yes | [9 empty] | cETL Wet | CALDER 1L WALL LANTERN-12 | Medium One Light Outdoor Wall Lantern |  | 8650701EN3-12.png | 8650701EN3.jpg
8650701EN3-71 | Medium One Light Outdoor Wall Lantern | Timeless neo-classical style meets high-tech performance in the Calder Collection. Using an ornate style that echoes colonial lanterns but constructed in proprietary StoneStrong exterior, Calder will withstand harsh outdoor conditions for years to come. StoneStrong material is rust-proof and built to last in any outside environment, including coastal, dry, and harsh winter climates. StoneStrong is also backed by a robust warranty. Add a vintage classical look with the advantages of modern technology as an attractive and practical addition to any exterior. Available in Black and Antique Bronze finishes. All fixtures are available as ENERGY STAR®-qualified and California Title 24 compliant. | OUTDOOR | Calder | Outdoor Lighting | Antique Bronze | 71 | StoneStrong | Satin Etched Glass | D:6.25" H:5.75" |  |  | 1 Medium A19 9.3w |  | 1 | Yes | [14 empty] | 0 | [12 empty] | 85.98 | 171.96 | 257.94 | W:7 7/8'' H:12 1/4'' E:9 1/8'' | 3.5 |  |  | 7.875 | 12.25 | Cap Nuts |  |  |  |  | 9.125 |  | No |  | No | [21 empty] | DP:1'' W:5 1/8'' H:7 1/8'' OB UP:4 3/8'' Octagonal |  |  |  | 6 | Black/White |  |  | Hardwired | 0 | 0 | 0 | 1 | 1 | 0 | 0 | 0 | 0 | 0 | 0 | 785652056857 | 18.5 | 12 | 10.5 | 4.7 | 1.349 | 250 | Yes | [9 empty] | cETL Wet | CALDER 1L WALL LANTERN-71 | Medium One Light Outdoor Wall Lantern |  | 8650701EN3-71.png | 8650701EN3.jpg
8652701-12 | Medium One Light Outdoor Wall Lantern |  | OUTDOOR | Tomek | Outdoor Lighting | Black | 12 | Aluminum | Etched / White Inside Glass | L:5.5" W:0.125" H:9" |  |  | 1 Medium A19 75w |  | 1 | No | [14 empty] | 0 | [12 empty] | 74.5 | 149 | 223.5 | W:8 3/8'' H:14'' E:9 7/8'' |  |  |  | 8.375 | 14 | Cap Nuts |  |  |  |  | 9.875 |  | No |  | No | [21 empty] | DP:1'' W:5'' H:9'' OB UP:2 3/4'' Rectangular |  |  |  | 6.5 | Black/White |  |  | Hardwired | 0 | 0 | 0 | 0 | 1 | 0 | 0 | 1 | 0 | 0 | 0 | 785652077036 | 16.75 | 10.5 | 12 | 5.9 | 1.221 | 175 | Yes | [9 empty] | cETL Wet | TOMEK 1L MD WALL-12 | Medium One Light Outdoor Wall Lantern |  | 8652701-12.jpg | 8652701.jpg
8652701-71 | Medium One Light Outdoor Wall Lantern |  | OUTDOOR | Tomek | Outdoor Lighting | Antique Bronze | 71 | Aluminum | Etched / White Inside Glass | L:5.5" W:0.125" H:9" |  |  | 1 Medium A19 75w |  | 1 | No | [14 empty] | 0 | [12 empty] | 74.5 | 149 | 223.5 | W:8 3/8'' H:14'' E:9 7/8'' |  |  |  | 8.375 | 14 | Cap Nuts |  |  |  |  | 9.875 |  | No |  | No | [21 empty] | DP:1'' W:5'' H:9'' OB UP:2 3/4'' Rectangular |  |  |  | 6.5 | Black/White |  |  | Hardwired | 0 | 0 | 0 | 0 | 1 | 0 | 0 | 1 | 0 | 0 | 0 | 785652077074 | [16 empty] | cETL Wet | TOMEK 1L MD WALL-71 | Medium One Light Outdoor Wall Lantern |  | 8652701-71.jpg | 8652701.jpg
8652701EN3-12 | Medium One Light Outdoor Wall Lantern |  | OUTDOOR | Tomek | Outdoor Lighting | Black | 12 | Aluminum | Etched / White Inside Glass | L:5.5" W:0.125" H:9" |  |  | 1 Medium A19 9.3w |  | 1 | Yes | [14 empty] | 0 | [12 empty] | 79.5 | 159 | 238.5 | W:8 3/8'' H:14'' E:9 7/8'' |  |  |  | 8.375 | 14 | Cap Nuts |  |  |  |  | 9.875 |  | No |  | No | [21 empty] | DP:1'' W:5'' H:9'' OB UP:2 3/4'' Rectangular |  |  |  | 6.5 | Black/White |  |  | Hardwired | 0 | 0 | 0 | 1 | 1 | 0 | 0 | 0 | 0 | 0 | 0 | 785652080647 | [16 empty] | cETL Wet | TOMEK 1L MD WALL-12 | Medium One Light Outdoor Wall Lantern |  | 8652701EN3-12.jpg | 8652701EN3.jpg
8652701EN3-71 | Medium One Light Outdoor Wall Lantern |  | OUTDOOR | Tomek | Outdoor Lighting | Antique Bronze | 71 | Aluminum | Etched / White Inside Glass | L:5.5" W:0.125" H:9" |  |  | 1 Medium A19 9.3w |  | 1 | Yes | [14 empty] | 0 | [12 empty] | 79.5 | 159 | 238.5 | W:8 3/8'' H:14'' E:9 7/8'' |  |  |  | 8.375 | 14 | Cap Nuts |  |  |  |  | 9.875 |  | No |  | No | [21 empty] | DP:1'' W:5'' H:9'' OB UP:2 3/4'' Rectangular |  |  |  | 6.5 | Black/White |  |  | Hardwired | 0 | 0 | 0 | 1 | 1 | 0 | 0 | 0 | 0 | 0 | 0 | 785652080654 | [16 empty] | cETL Wet | TOMEK 1L MD WALL-71 | Medium One Light Outdoor Wall Lantern |  | 8652701EN3-71.jpg | 8652701EN3.jpg
8690901-12 | Medium One Light Outdoor Wall Lantern |  | OUTDOOR | Wilburn | Outdoor Lighting | Black | 12 | Aluminum |  |  |  | Satin Etched Glass | 1 Medium A19 60w |  | 1 | No | [14 empty] | 0 | [12 empty] | 64.5 | 129 | 193.5 | W:8'' H:13 1/2'' E:9 3/8'' |  |  |  | 8 | 13.5 | Cap Nuts |  |  |  |  | 9.375 |  | No |  | No | [21 empty] | DP:1'' W:5 1/4'' H:7 1/2'' OB UP:2 3/8'' Rectangular |  |  |  | 6.5 | Black/White |  |  | Hardwired | 0 | 0 | 0 | 0 | 1 | 0 | 0 | 1 | 0 | 0 | 0 | 785652076800 | [16 empty] | cETL Wet | WILBURN 1L MD WALL-12 | Medium One Light Outdoor Wall Lantern |  | 8690901-12.jpg | 8690901.jpg
8690901-71 | Medium One Light Outdoor Wall Lantern |  | OUTDOOR | Wilburn | Outdoor Lighting | Antique Bronze | 71 | Aluminum |  |  |  | Satin Etched Glass | 1 Medium A19 60w |  | 1 | No | [14 empty] | 0 | [12 empty] | 64.5 | 129 | 193.5 | W:8'' H:13 1/2'' E:9 3/8'' |  |  |  | 8 | 13.5 | Cap Nuts |  |  |  |  | 9.375 |  | No |  | No | [21 empty] | DP:1'' W:5 1/4'' H:7 1/2'' OB UP:2 3/8'' Rectangular |  |  |  | 6.5 | Black/White |  |  | Hardwired | 0 | 0 | 0 | 0 | 1 | 0 | 0 | 1 | 0 | 0 | 0 | 785652076817 | [16 empty] | cETL Wet | WILBURN 1L MD WALL-71 | Medium One Light Outdoor Wall Lantern |  | 8690901-71.jpg | 8690901.jpg
8690901D-12 | Medium One Light Outdoor Wall Lantern |  | OUTDOOR | Wilburn | Outdoor Lighting | Black | 12 | Aluminum | White Aluminum | D:5.875" H:10.375" |  | Satin Etched Glass | 1 Medium A19 60w |  | 1 | No | [14 empty] | 0 | [12 empty] | 84.5 | 169 | 253.5 | W:8'' H:13 1/2'' E:9 3/8'' |  |  |  | 8 | 13.5 | Cap Nuts |  |  |  |  | 9.375 |  | No |  | No | [21 empty] | DP:1'' W:5 1/4'' H:7 1/2'' OB UP:2 3/8'' Rectangular |  |  |  | 6.5 | Black/White |  |  | Hardwired | 0 | 0 | 0 | 0 | 1 | 0 | 0 | 1 | 0 | 0 | 0 | 785652085123 | [16 empty] | cETL Wet | WILBURN 1L MD WALL-12 | Medium One Light Outdoor Wall Lantern |  | 8690901D-12.jpg | 8690901D.jpg
8690901D-71 | Medium One Light Outdoor Wall Lantern |  | OUTDOOR | Wilburn | Outdoor Lighting | Antique Bronze | 71 | Aluminum | White Aluminum | D:5.875" H:10.375" |  | Satin Etched Glass | 1 Medium A19 60w |  | 1 | No | [14 empty] | 0 | [12 empty] | 84.5 | 169 | 253.5 | W:8'' H:13 1/2'' E:9 3/8'' |  |  |  | 8 | 13.5 | Cap Nuts |  |  |  |  | 9.375 |  | No |  | No | [21 empty] | DP:1'' W:5 1/4'' H:7 1/2'' OB UP:2 3/8'' Rectangular |  |  |  | 6.5 | Black/White |  |  | Hardwired | 0 | 0 | 0 | 0 | 1 | 0 | 0 | 1 | 0 | 0 | 0 | 785652085130 | [16 empty] | cETL Wet | WILBURN 1L MD WALL-71 | Medium One Light Outdoor Wall Lantern |  | 8690901D-71.jpg | 8690901D.jpg
8690901DEN3-12 | Medium One Light Outdoor Wall Lantern |  | OUTDOOR | Wilburn | Outdoor Lighting | Black | 12 | Aluminum | White Aluminum | D:5.875" H:10.375" |  | Satin Etched Glass | 1 Medium A19 9.3w |  | 1 | Yes | [14 empty] | 0 | [12 empty] | 89.5 | 179 | 268.5 | W:8'' H:13 1/2'' E:9 3/8'' |  |  |  | 8 | 13.5 | Cap Nuts |  |  |  |  | 9.375 |  | No |  | No | [21 empty] | DP:1'' W:5 1/4'' H:7 1/2'' OB UP:2 3/8'' Rectangular |  |  |  | 6.5 | Black/White |  |  | Hardwired | 0 | 0 | 0 | 1 | 1 | 0 | 0 | 0 | 0 | 0 | 0 | 785652085147 | [16 empty] | cETL Wet | WILBURN 1L MD WALL-12 | Medium One Light Outdoor Wall Lantern |  | 8690901DEN3-12.jpg | 8690901DEN.jpg
8690901DEN3-71 | Medium One Light Outdoor Wall Lantern |  | OUTDOOR | Wilburn | Outdoor Lighting | Antique Bronze | 71 | Aluminum | White Aluminum | D:5.875" H:10.375" |  | Satin Etched Glass | 1 Medium A19 9.3w |  | 1 | Yes | [14 empty] | 0 | [12 empty] | 89.5 | 179 | 268.5 | W:8'' H:13 1/2'' E:9 3/8'' |  |  |  | 8 | 13.5 | Cap Nuts |  |  |  |  | 9.375 |  | No |  | No | [21 empty] | DP:1'' W:5 1/4'' H:7 1/2'' OB UP:2 3/8'' Rectangular |  |  |  | 6.5 | Black/White |  |  | Hardwired | 0 | 0 | 0 | 1 | 1 | 0 | 0 | 0 | 0 | 0 | 0 | 785652085154 | [16 empty] | cETL Wet | WILBURN 1L MD WALL-71 | Medium One Light Outdoor Wall Lantern |  | 8690901DEN3-71.jpg | 8690901DEN.jpg
8690901EN3-12 | Medium One Light Outdoor Wall Lantern |  | OUTDOOR | Wilburn | Outdoor Lighting | Black | 12 | Aluminum |  |  |  | Satin Etched Glass | 1 Medium A19 9.3w |  | 1 | Yes | [14 empty] | 0 | [12 empty] | 69.5 | 139 | 208.5 | W:8'' H:13 1/2'' E:9 3/8'' |  |  |  | 8 | 13.5 | Cap Nuts |  |  |  |  | 9.375 |  | No |  | No | [21 empty] | DP:1'' W:5 1/4'' H:7 1/2'' OB UP:2 3/8'' Rectangular |  |  |  | 6.5 | Black/White |  |  | Hardwired | 0 | 0 | 0 | 1 | 1 | 0 | 0 | 0 | 0 | 0 | 0 | 785652080500 | [16 empty] | cETL Wet | WILBURN 1L MD WALL-12 | Medium One Light Outdoor Wall Lantern |  | 8690901EN3-12.jpg | 8690901EN3.jpg
8690901EN3-71 | Medium One Light Outdoor Wall Lantern |  | OUTDOOR | Wilburn | Outdoor Lighting | Antique Bronze | 71 | Aluminum |  |  |  | Satin Etched Glass | 1 Medium A19 9.3w |  | 1 | Yes | [14 empty] | 0 | [12 empty] | 69.5 | 139 | 208.5 | W:8'' H:13 1/2'' E:9 3/8'' |  |  |  | 8 | 13.5 | Cap Nuts |  |  |  |  | 9.375 |  | No |  | No | [21 empty] | DP:1'' W:5 1/4'' H:7 1/2'' OB UP:2 3/8'' Rectangular |  |  |  | 6.5 | Black/White |  |  | Hardwired | 0 | 0 | 0 | 1 | 1 | 0 | 0 | 0 | 0 | 0 | 0 | 785652080517 | [16 empty] | cETL Wet | WILBURN 1L MD WALL-71 | Medium One Light Outdoor Wall Lantern |  | 8690901EN3-71.jpg | 8690901EN3.jpg
8714203-12 | Large Three Light Outdoor Wall Lantern | The Perrywood outdoor collection embodies all of the elements that make this exterior light a true classic: timeless styling, balanced proportions, versatile finish and rock solid construction. This traditional design features super trendy “water glass," a textured black powder-coated finish, and it’s built from cast aluminum for years of performance. Available in a Black finish. All fixtures are available as ENERGY STAR®-qualified and California Title 24 compliant. | OUTDOOR | Perrywood | Outdoor Lighting | Black | 12 | Cast Aluminum | Water Glass | D:10.125" H:10.75" |  |  | 3 Candelabra Torpedo 60w |  | 3 | No | [14 empty] | 0 | [12 empty] | 158.48 | 316.96 | 475.44 | W:12'' H:23'' E:14'' | 9.67 |  |  | 12 | 23 | Cap Nuts |  |  |  |  | 14 |  | No |  | No | [21 empty] | DP:1 5/8'' W:7 1/2'' H:12 3/8'' OB UP:10 5/8'' Oval |  |  |  | 6.5 | Black/White |  |  | Hardwired | 0 | 0 | 0 | 0 | 1 | 0 | 0 | 1 | 0 | 0 | 0 | 785652070259 | 23.75 | 18 | 16 | 11.5 | 3.958 | 250 | Yes | [9 empty] | cETL Wet | PERRYWOOD 3L LG LANTERN-12 | Large Three Light Outdoor Wall Lantern |  | 8714203-12.jpg | 8714203.jpg
8714203EN-12 | Large Three Light Outdoor Wall Lantern | The Perrywood outdoor collection embodies all of the elements that make this exterior light a true classic: timeless styling, balanced proportions, versatile finish and rock solid construction. This traditional design features super trendy “water glass," a textured black powder-coated finish, and it’s built from cast aluminum for years of performance. Available in a Black finish. All fixtures are available as ENERGY STAR®-qualified and California Title 24 compliant. | OUTDOOR | Perrywood | Outdoor Lighting | Black | 12 | Cast Aluminum | Water Glass | D:10.125" H:10.75" |  |  | 3 Candelabra Torpedo 3.5w |  | 3 | Yes | [14 empty] | 0 | [12 empty] | 174.98 | 349.96 | 524.94 | W:12'' H:23'' E:14'' | 9.67 |  |  | 12 | 23 | Cap Nuts |  |  |  |  | 14 |  | No |  | No | [21 empty] | DP:1 5/8'' W:7 1/2'' H:12 3/8'' OB UP:10 5/8'' Oval |  |  |  | 6.5 | Black/White |  |  | Hardwired | 0 | 0 | 0 | 1 | 1 | 0 | 0 | 0 | 0 | 0 | 0 | 785652071935 | 23.75 | 18 | 16 | 11.5 | 3.958 | 250 | Yes | [9 empty] | cETL Wet | PERRYWOOD 3L LED LG LANTERN-12 | Large Three Light Outdoor Wall Lantern |  | 8714203EN-12.jpg | 8714203EN.jpg
8718301-04 | Large One Light Outdoor Wall Lantern | Alban has modern charm with a minimalist twist. Etched Opal Glass shades bring simplicity to any outdoor living space – whether it be a covered porch, deck, patio or walkway. This Modern outdoor wall fixture features a sturdy cast aluminum construction, two finish options and Opal Etched cylindrical or square glass shades. | OUTDOOR | Alban | Outdoor Lighting | Satin Aluminum | 4 | Aluminum | Etched Opal Glass | D:5" H:21.125" |  |  | 1 Medium T10 60w |  | 1 | No | [14 empty] | 0 | [12 empty] | 111.98 | 223.96 | 335.94 | W:8'' H:24 5/8'' E:6 7/8'' | 6.93 |  |  | 8 | 24.625 | Screw(s) |  |  |  |  | 6.875 |  | No |  | No | [21 empty] | DP:3/4'' W:8'' H:24 5/8'' OB UP:12 5/16'' Rectangular |  |  |  | 6.5 | Black/White |  |  | Hardwired | 0 | 0 | 0 | 0 | 1 | 0 | 0 | 1 | 0 | 0 | 0 | 785652071126 | 29.5 | 11 | 10.25 | 9.7 | 1.925 | 175 | Yes | [9 empty] | cETL Wet | ALBAN 1L LG RD GL LANTERN-04 | Large One Light Outdoor Wall Lantern |  | 8718301-04.jpg | 8718301.jpg
8718301-71 | Large One Light Outdoor Wall Lantern | Alban has modern charm with a minimalist twist. Etched Opal Glass shades bring simplicity to any outdoor living space – whether it be a covered porch, deck, patio or walkway. This Modern outdoor wall fixture features a sturdy cast aluminum construction, two finish options and Opal Etched cylindrical or square glass shades. | OUTDOOR | Alban | Outdoor Lighting | Antique Bronze | 71 | Aluminum | Etched Opal Glass | D:5" H:21.125" |  |  | 1 Medium T10 60w |  | 1 | No | [14 empty] | 0 | [12 empty] | 111.98 | 223.96 | 335.94 | W:8'' H:24 5/8'' E:6 7/8'' | 6.93 |  |  | 8 | 24.625 | Screw(s) |  |  |  |  | 6.875 |  | No |  | No | [21 empty] | DP:3/4'' W:8'' H:24 5/8'' OB UP:12 5/16'' Rectangular |  |  |  | 6.5 | Black/White |  |  | Hardwired | 0 | 0 | 0 | 0 | 1 | 0 | 0 | 1 | 0 | 0 | 0 | 785652071133 | 29.5 | 11 | 10.25 | 10 | 1.925 | 175 | Yes | [9 empty] | cETL Wet | ALBAN 1L LG RD GL LANTERN-71 | Large One Light Outdoor Wall Lantern |  | 8718301-71.jpg | 8718301.jpg
8718301EN3-04 | Large One Light Outdoor Wall Lantern | Alban has modern charm with a minimalist twist. Etched Opal Glass shades bring simplicity to any outdoor living space – whether it be a covered porch, deck, patio or walkway. This Modern outdoor wall fixture features a sturdy cast aluminum construction, two finish options and Opal Etched cylindrical or square glass shades. | OUTDOOR | Alban | Outdoor Lighting | Satin Aluminum | 4 | Aluminum | Etched Opal Glass | D:5" H:21.125" |  |  | 1 Medium A19 9.3w |  | 1 | Yes | [14 empty] | 0 | [12 empty] | 116.98 | 233.96 | 350.94 | W:8'' H:24 5/8'' E:6 7/8'' | 6.93 |  |  | 8 | 24.625 | Screw(s) |  |  |  |  | 6.875 |  | No |  | No | [21 empty] | DP:3/4'' W:8'' H:24 5/8'' OB UP:12 5/16'' Rectangular |  |  |  | 6.5 | Black/White |  |  | Hardwired | 0 | 0 | 0 | 1 | 1 | 0 | 0 | 0 | 0 | 0 | 0 | 785652072901 | 29.5 | 11 | 10.25 | 9.7 | 1.925 | 175 | Yes | [9 empty] | cETL Wet | ALBAN 1L LED LG RD GL LNTRN-04 | Large One Light Outdoor Wall Lantern |  | 8718301EN3-04.jpg | 8718301EN3.jpg
8718301EN3-71 | Large One Light Outdoor Wall Lantern | Alban has modern charm with a minimalist twist. Etched Opal Glass shades bring simplicity to any outdoor living space – whether it be a covered porch, deck, patio or walkway. This Modern outdoor wall fixture features a sturdy cast aluminum construction, two finish options and Opal Etched cylindrical or square glass shades. | OUTDOOR | Alban | Outdoor Lighting | Antique Bronze | 71 | Aluminum | Etched Opal Glass | D:5" H:21.125" |  |  | 1 Medium A19 9.3w |  | 1 | Yes | [14 empty] | 0 | [12 empty] | 117.48 | 234.96 | 352.44 | W:8'' H:24 5/8'' E:6 7/8'' | 6.93 |  |  | 8 | 24.625 | Screw(s) |  |  |  |  | 6.875 |  | No |  | No | [21 empty] | DP:3/4'' W:8'' H:24 5/8'' OB UP:12 5/16'' Rectangular |  |  |  | 6.5 | Black/White |  |  | Hardwired | 0 | 0 | 0 | 1 | 1 | 0 | 0 | 0 | 0 | 0 | 0 | 785652072918 | 29.5 | 11 | 10.25 | 10 | 1.925 | 175 | Yes | [9 empty] | cETL Wet | ALBAN 1L LED LG RD GL LNTRN-71 | Large One Light Outdoor Wall Lantern |  | 8718301EN3-71.jpg | 8718301EN3.jpg
8719301-12 | Large One Light Outdoor Wall Lantern |  | OUTDOOR | Eddington | Outdoor Lighting | Black | 12 | Aluminum | Cased Opal Etched Glass | D:7.625" H:8.5" |  |  | 1 Medium A19 75w |  | 1 | No | [14 empty] | 0 | [12 empty] | 109.5 | 219 | 328.5 | W:10'' H:19 7/8'' E:12 3/4'' |  |  |  | 10 | 19.875 | Cap Nuts |  |  |  |  | 12.75 |  | No |  | No | [21 empty] | DP:1'' W:5'' H:8'' OB UP:11'' Rectangular |  |  |  | 6.5 | Black/White |  |  | Hardwired | 0 | 0 | 0 | 0 | 1 | 0 | 0 | 1 | 0 | 0 | 0 | 785652077180 | 21 | 15 | 12.5 | 7.3 | 2.279 | 250 | Yes | [9 empty] | cETL Wet | EDDINGTON 1L LANTERN-12 | Large One Light Outdoor Wall Lantern |  | 8719301-12.jpg | 8719301.jpg
8719301-71 | Large One Light Outdoor Wall Lantern |  | OUTDOOR | Eddington | Outdoor Lighting | Antique Bronze | 71 | Aluminum | Cased Opal Etched Glass | D:7.625" H:8.5" |  |  | 1 Medium A19 75w |  | 1 | No | [14 empty] | 0 | [12 empty] | 109.5 | 219 | 328.5 | W:10'' H:19 7/8'' E:12 3/4'' |  |  |  | 10 | 19.875 | Cap Nuts |  |  |  |  | 12.75 |  | No |  | No | [21 empty] | DP:1'' W:5'' H:8'' OB UP:11'' Rectangular |  |  |  | 6.5 | Black/White |  |  | Hardwired | 0 | 0 | 0 | 0 | 1 | 0 | 0 | 1 | 0 | 0 | 0 | 785652077197 | [16 empty] | cETL Wet | EDDINGTON 1L LANTERN-71 | Large One Light Outdoor Wall Lantern |  | 8719301-71.jpg | 8719301.jpg
8719301EN3-12 | Large One Light Outdoor Wall Lantern |  | OUTDOOR | Eddington | Outdoor Lighting | Black | 12 | Aluminum | Cased Opal Etched Glass | D:7.625" H:8.5" |  |  | 1 Medium A19 9.3w |  | 1 | Yes | [14 empty] | 0 | [12 empty] | 114.5 | 229 | 343.5 | W:10'' H:19 7/8'' E:12 3/4'' |  |  |  | 10 | 19.875 | Cap Nuts |  |  |  |  | 12.75 |  | No |  | No | [21 empty] | DP:1'' W:5'' H:8'' OB UP:11'' Rectangular |  |  |  | 6.5 | Black/White |  |  | Hardwired | 0 | 0 | 0 | 1 | 1 | 0 | 0 | 0 | 0 | 0 | 0 | 785652080777 | [16 empty] | cETL Wet | EDDINGTON 1L LANTERN-12 | Large One Light Outdoor Wall Lantern |  | 8719301EN3-12.jpg | 8719301EN3.jpg
8719301EN3-71 | Large One Light Outdoor Wall Lantern |  | OUTDOOR | Eddington | Outdoor Lighting | Antique Bronze | 71 | Aluminum | Cased Opal Etched Glass | D:7.625" H:8.5" |  |  | 1 Medium A19 9.3w |  | 1 | Yes | [14 empty] | 0 | [12 empty] | 114.5 | 229 | 343.5 | W:10'' H:19 7/8'' E:12 3/4'' |  |  |  | 10 | 19.875 | Cap Nuts |  |  |  |  | 12.75 |  | No |  | No | [21 empty] | DP:1'' W:5'' H:8'' OB UP:11'' Rectangular |  |  |  | 6.5 | Black/White |  |  | Hardwired | 0 | 0 | 0 | 1 | 1 | 0 | 0 | 0 | 0 | 0 | 0 | 785652080784 | [16 empty] | cETL Wet | EDDINGTON 1L LANTERN-71 | Large One Light Outdoor Wall Lantern |  | 8719301EN3-71.jpg | 8719301EN3.jpg
8719601-12 | Large One Light Outdoor Wall Lantern | Bring your style statement outside with the Melito Collection. A decorative external cutout pattern that plays well with any outdoor space. Pockets of light escape, creating dramatic patterns of light and shadow. The proprietary StoneStrong composite material provides strong and rust-free exterior built to last in any outside environment, including coastal, dry, and harsh winter or summer climates. StoneStrong is also backed by a robust warranty. Available in Black and Weathered Copper finishes. Choose from a variety of sizes to adapt a broad range of outdoor settings. The Melito Collection is beautifully framed with graceful intersecting lines that brings an artistic flair to exterior lighting. | OUTDOOR | Melito | Outdoor Lighting | Black | 12 | StoneStrong | Satin Etched Glass | W:7.25" H:17" |  |  | 1 Medium A19 75w |  | 1 | No | [14 empty] | 0 | [12 empty] | 115.98 | 231.96 | 347.94 | W:9'' H:18'' E:6 1/2'' | 8.14 |  |  | 9 | 18 | Screw(s) |  |  |  |  | 6.5 |  | No |  | No | [21 empty] | DP:7/8'' W:5 1/2'' H:7 1/2'' OB UP:4 3/4'' Rectangular |  |  |  | 6.5 | Black/White |  |  | Hardwired | 0 | 0 | 0 | 0 | 1 | 0 | 0 | 1 | 0 | 0 | 0 | 785652056536 | 21 | 12 | 11.5 | 9.6 | 1.677 | 175 | Yes | [9 empty] | cETL Wet | MELITO 1L WALL LANTERN-12 | Large One Light Outdoor Wall Lantern |  | 8719601-12.png | 8719601.jpg
8719601-44 | Large One Light Outdoor Wall Lantern | Bring your style statement outside with the Melito Collection. A decorative external cutout pattern that plays well with any outdoor space. Pockets of light escape, creating dramatic patterns of light and shadow. The proprietary StoneStrong composite material provides strong and rust-free exterior built to last in any outside environment, including coastal, dry, and harsh winter or summer climates. StoneStrong is also backed by a robust warranty. Available in Black and Weathered Copper finishes. Choose from a variety of sizes to adapt a broad range of outdoor settings. The Melito Collection is beautifully framed with graceful intersecting lines that brings an artistic flair to exterior lighting. | OUTDOOR | Melito | Outdoor Lighting | Weathered Copper | 44 | StoneStrong | Satin Etched Glass | W:7.25" H:17" |  |  | 1 Medium A19 75w |  | 1 | No | [14 empty] | 0 | [12 empty] | 110.45 | 220.9 | 331.35 | W:9'' H:18'' E:6 1/2'' | 8.14 |  |  | 9 | 18 | Screw(s) |  |  |  |  | 6.5 |  | No |  | No | [21 empty] | DP:7/8'' W:5 1/2'' H:7 1/2'' OB UP:4 3/4'' Rectangular |  |  |  | 6.5 | Black/White |  |  | Hardwired | 0 | 0 | 0 | 0 | 1 | 0 | 0 | 1 | 0 | 0 | 0 | 785652056543 | 21 | 12 | 11.5 | 9 | 1.677 | 175 | Yes | [9 empty] | cETL Wet | MELITO 1L WALL LANTERN-44 | Large One Light Outdoor Wall Lantern |  | 8719601-44.png | 8719601.jpg
8719601EN3-12 | Large One Light Outdoor Wall Lantern | Bring your style statement outside with the Melito Collection. A decorative external cutout pattern that plays well with any outdoor space. Pockets of light escape, creating dramatic patterns of light and shadow. The proprietary StoneStrong composite material provides strong and rust-free exterior built to last in any outside environment, including coastal, dry, and harsh winter or summer climates. StoneStrong is also backed by a robust warranty. Available in Black and Weathered Copper finishes. Choose from a variety of sizes to adapt a broad range of outdoor settings. The Melito Collection is beautifully framed with graceful intersecting lines that brings an artistic flair to exterior lighting. | OUTDOOR | Melito | Outdoor Lighting | Black | 12 | StoneStrong | Satin Etched Glass | W:7.25" H:17" |  |  | 1 Medium A19 9.3w |  | 1 | Yes | [14 empty] | 0 | [12 empty] | 119.98 | 239.96 | 359.94 | W:9'' H:18'' E:6 1/2'' | 8.14 |  |  | 9 | 18 | Screw(s) |  |  |  |  | 6.5 |  | No |  | No | [21 empty] | DP:7/8'' W:5 1/2'' H:7 1/2'' OB UP:4 3/4'' Rectangular |  |  |  | 6.5 | Black/White |  |  | Hardwired | 0 | 0 | 0 | 1 | 1 | 0 | 0 | 0 | 0 | 0 | 0 | 785652056925 | 21 | 12 | 11.5 | 9.6 | 1.677 | 175 | Yes | [9 empty] | cETL Wet | MELITO 1L WALL LANTERN-12 | Large One Light Outdoor Wall Lantern |  | 8719601EN3-12.png | 8719601EN3.jpg
8719601EN3-44 | Large One Light Outdoor Wall Lantern | Bring your style statement outside with the Melito Collection. A decorative external cutout pattern that plays well with any outdoor space. Pockets of light escape, creating dramatic patterns of light and shadow. The proprietary StoneStrong composite material provides strong and rust-free exterior built to last in any outside environment, including coastal, dry, and harsh winter or summer climates. StoneStrong is also backed by a robust warranty. Available in Black and Weathered Copper finishes. Choose from a variety of sizes to adapt a broad range of outdoor settings. The Melito Collection is beautifully framed with graceful intersecting lines that brings an artistic flair to exterior lighting. | OUTDOOR | Melito | Outdoor Lighting | Weathered Copper | 44 | StoneStrong | Satin Etched Glass | W:7.25" H:17" |  |  | 1 Medium A19 9.3w |  | 1 | Yes | [14 empty] | 0 | [12 empty] | 115.95 | 231.9 | 347.85 | W:9'' H:18'' E:6 1/2'' | 8.14 |  |  | 9 | 18 | Screw(s) |  |  |  |  | 6.5 |  | No |  | No | [21 empty] | DP:7/8'' W:5 1/2'' H:7 1/2'' OB UP:4 3/4'' Rectangular |  |  |  | 6.5 | Black/White |  |  | Hardwired | 0 | 0 | 0 | 1 | 1 | 0 | 0 | 0 | 0 | 0 | 0 | 785652056932 | 21 | 12 | 11.5 | 9 | 1.677 | 175 | Yes | [9 empty] | cETL Wet | MELITO 1L WALL LANTERN-44 | Large One Light Outdoor Wall Lantern |  | 8719601EN3-44.png | 8719601EN3.jpg
8720-15 | One Light Outdoor Wall Lantern | These outdoor lighting fixtures by Sea Gull Lighting are crafted from durable polycarbonate for enhanced weather resistance. Their clear beveled acrylic diffusers provide generous illumination that allows the incandescent light source to shine without diffusion. | OUTDOOR | Polycarbonate Outdoor | Outdoor Lighting | White | 15 | Polypropylene | Clear Beveled Acrylic |  |  |  | 1 Medium A19 60w |  | 1 | No | [14 empty] | 0 | [12 empty] | 24.98 | 49.96 | 74.94 | W:8'' H:17 1/2'' E:8 1/2'' | 1.7 |  |  | 8 | 17.5 | Cap Nuts |  |  |  |  | 8.5 |  | No |  | No | [21 empty] | W:4 11/16'' H:4 11/16'' OB UP:10 3/4'' |  |  |  | 6.5 |  |  | N/A | Hardwired | 0 | 0 | 0 | 0 | 1 | 0 | 0 | 1 | 0 | 0 | 0 | 785652872051 | 8.58 | 8.38 | 16.5 | 2.2 | 0.687 | 250 | Yes | 3 | 10785652872058 | 25.78 | 9.18 | 17.25 | 8.1 | 2.362 | Yes |  | cETL Wet | POLYCARBONATE 1L LANTERN-15 | One Light Outdoor Wall Lantern |  | 8720-15.jpg | 8720.jpg
8720-32 | One Light Outdoor Wall Lantern | These outdoor lighting fixtures by Sea Gull Lighting are crafted from durable polycarbonate for enhanced weather resistance. Their clear beveled acrylic diffusers provide generous illumination that allows the incandescent light source to shine without diffusion. | OUTDOOR | Polycarbonate Outdoor | Outdoor Lighting | Black | 12 | Polypropylene | Clear Beveled Acrylic |  |  |  | 1 Medium A19 60w |  | 1 | No | [14 empty] | 0 | [12 empty] | 24.98 | 49.96 | 74.94 | W:8'' H:17 1/2'' E:8 1/2'' | 1.7 |  |  | 8 | 17.5 | Cap Nuts |  |  |  |  | 8.5 |  | No |  | No | [21 empty] | W:4 11/16'' H:4 11/16'' OB UP:10 3/4'' |  |  |  | 6.5 |  |  | N/A | Hardwired | 0 | 0 | 0 | 0 | 1 | 0 | 0 | 1 | 0 | 0 | 0 | 785652872020 | 8.58 | 8.18 | 16.5 | 2.1 | 0.67 | 250 | Yes | 3 | 10785652872027 | 25.78 | 9.18 | 17.5 | 7.7 | 2.397 | Yes |  | cETL Wet | POLYCARBONATE 1L LANTERN-32 | One Light Outdoor Wall Lantern |  | 8720-32.jpg | 8720.jpg
8720701-04 | Large One Light Outdoor Wall Lantern | Alban has modern charm with a minimalist twist. Etched Opal Glass shades bring simplicity to any outdoor living space – whether it be a covered porch, deck, patio or walkway. This Modern outdoor wall fixture features a sturdy cast aluminum construction, two finish options and Opal Etched cylindrical or square glass shades. | OUTDOOR | Alban | Outdoor Lighting | Satin Aluminum | 4 | Aluminum | Etched Opal Glass | L:5" W:5" H:21.125" |  |  | 1 Medium T10 60w |  | 1 | No | [14 empty] | 0 | [12 empty] | 111.98 | 223.96 | 335.94 | W:8'' H:24 5/8'' E:6 3/4'' | 9.35 |  |  | 8 | 24.625 | Screw(s) |  |  |  |  | 6.75 |  | No |  | No | [21 empty] | DP:3/4'' W:8'' H:24 5/8'' OB UP:12 5/16'' Rectangular |  |  |  | 6.5 | Black/White |  |  | Hardwired | 0 | 0 | 0 | 0 | 1 | 0 | 0 | 1 | 0 | 0 | 0 | 785652071164 | 29.5 | 11 | 10.25 | 11.6 | 1.925 | 125 | Yes | [9 empty] | cETL Wet | ALBAN 1L LG SQ GL LANTERN-04 | Large One Light Outdoor Wall Lantern |  | 8720701-04.jpg | 8720701.jpg
8720701-71 | Large One Light Outdoor Wall Lantern | Alban has modern charm with a minimalist twist. Etched Opal Glass shades bring simplicity to any outdoor living space – whether it be a covered porch, deck, patio or walkway. This Modern outdoor wall fixture features a sturdy cast aluminum construction, two finish options and Opal Etched cylindrical or square glass shades. | OUTDOOR | Alban | Outdoor Lighting | Antique Bronze | 71 | Aluminum | Etched Opal Glass | L:5" W:5" H:21.125" |  |  | 1 Medium T10 60w |  | 1 | No | [14 empty] | 0 | [12 empty] | 111.98 | 223.96 | 335.94 | W:8'' H:24 5/8'' E:6 3/4'' | 9.35 |  |  | 8 | 24.625 | Screw(s) |  |  |  |  | 6.75 |  | No |  | No | [21 empty] | DP:3/4'' W:8'' H:24 5/8'' OB UP:12 5/16'' Rectangular |  |  |  | 6.5 | Black/White |  |  | Hardwired | 0 | 0 | 0 | 0 | 1 | 0 | 0 | 1 | 0 | 0 | 0 | 785652071171 | 29.5 | 11 | 10.25 | 11.3 | 1.925 | 175 | Yes | [9 empty] | cETL Wet | ALBAN 1L LG SQ GL LANTERN-71 | Large One Light Outdoor Wall Lantern |  | 8720701-71.jpg | 8720701.jpg
8720701EN3-04 | Large One Light Outdoor Wall Lantern | Alban has modern charm with a minimalist twist. Etched Opal Glass shades bring simplicity to any outdoor living space – whether it be a covered porch, deck, patio or walkway. This Modern outdoor wall fixture features a sturdy cast aluminum construction, two finish options and Opal Etched cylindrical or square glass shades. | OUTDOOR | Alban | Outdoor Lighting | Satin Aluminum | 4 | Aluminum | Etched Opal Glass | L:5" W:5" H:21.125" |  |  | 1 Medium A19 9.3w |  | 1 | Yes | [14 empty] | 0 | [12 empty] | 117.48 | 234.96 | 352.44 | W:8'' H:24 5/8'' E:6 3/4'' | 9.35 |  |  | 8 | 24.625 | Screw(s) |  |  |  |  | 6.75 |  | No |  | No | [21 empty] | DP:3/4'' W:8'' H:24 5/8'' OB UP:12 5/16'' Rectangular |  |  |  | 6.5 | Black/White |  |  | Hardwired | 0 | 0 | 0 | 1 | 1 | 0 | 0 | 0 | 0 | 0 | 0 | 785652072949 | 29.5 | 11 | 10.25 | 11.6 | 1.925 | 125 | Yes | [9 empty] | cETL Wet | ALBAN 1L LED LG SQ GL LNTRN-04 | Large One Light Outdoor Wall Lantern |  | 8720701EN3-04.jpg | 8720701EN3.jpg
8720701EN3-71 | Large One Light Outdoor Wall Lantern | Alban has modern charm with a minimalist twist. Etched Opal Glass shades bring simplicity to any outdoor living space – whether it be a covered porch, deck, patio or walkway. This Modern outdoor wall fixture features a sturdy cast aluminum construction, two finish options and Opal Etched cylindrical or square glass shades. | OUTDOOR | Alban | Outdoor Lighting | Antique Bronze | 71 | Aluminum | Etched Opal Glass | L:5" W:5" H:21.125" |  |  | 1 Medium A19 9.3w |  | 1 | Yes | [14 empty] | 0 | [12 empty] | 117.48 | 234.96 | 352.44 | W:8'' H:24 5/8'' E:6 3/4'' | 9.35 |  |  | 8 | 24.625 | Screw(s) |  |  |  |  | 6.75 |  | No |  | No | [21 empty] | DP:3/4'' W:8'' H:24 5/8'' OB UP:12 5/16'' Rectangular |  |  |  | 6.5 | Black/White |  |  | Hardwired | 0 | 0 | 0 | 1 | 1 | 0 | 0 | 0 | 0 | 0 | 0 | 785652072956 | 29.5 | 11 | 10.25 | 11.3 | 1.925 | 175 | Yes | [9 empty] | cETL Wet | ALBAN 1L LED LG SQ GL LNTRN-71 | Large One Light Outdoor Wall Lantern |  | 8720701EN3-71.jpg | 8720701EN3.jpg
8729301-12 | Large One Light Outdoor Wall Lantern | High tech construction meets classical style in the Galvyn Collection. Traditional hexagonal tapered lanterns and etched glass panels quietly diffuse light over state of the art StoneStrong composite material built to withstand outdoor elements for years. StoneStrong material is rust-proof and built to last in any outside environment, including coastal, dry, and harsh winter or summer climates. StoneStrong is also backed by a robust warranty. Choose from a variety of sizes and silhouettes to adapt a broad range of outdoor settings. Available in Black and Antique Bronze finishes. Add an exterior fixture with an elegantly classic look that will last a long time thanks to modern engineering. | OUTDOOR | Galvyn | Outdoor Lighting | Black | 12 | StoneStrong | Satin Etched Glass | W:3.625" H:8.75" |  |  | 1 Medium A19 75w |  | 1 | No | [14 empty] | 0 | [12 empty] | 104.45 | 208.9 | 313.35 | W:9 7/8'' H:18 3/4'' E:10 3/8'' | 4.4 |  |  | 9.875 | 18.75 | Cap Nuts |  |  |  |  | 10.375 |  | No |  | No | [21 empty] | DP:1 1/8'' W:5 1/4'' H:8 1/8'' OB UP:3 3/8'' Irregular |  |  |  | 6.5 | Black/White |  |  | Hardwired | 0 | 0 | 0 | 0 | 1 | 0 | 0 | 1 | 0 | 0 | 0 | 785652056635 | 24 | 13 | 13.25 | 7 | 2.392 | 250 | Yes | [9 empty] | cETL Wet | GALVYN 1L WALL LANTERN-12 | Large One Light Outdoor Wall Lantern |  | 8729301-12.png | 8729301.jpg
8729301-71 | Large One Light Outdoor Wall Lantern | High tech construction meets classical style in the Galvyn Collection. Traditional hexagonal tapered lanterns and etched glass panels quietly diffuse light over state of the art StoneStrong composite material built to withstand outdoor elements for years. StoneStrong material is rust-proof and built to last in any outside environment, including coastal, dry, and harsh winter or summer climates. StoneStrong is also backed by a robust warranty. Choose from a variety of sizes and silhouettes to adapt a broad range of outdoor settings. Available in Black and Antique Bronze finishes. Add an exterior fixture with an elegantly classic look that will last a long time thanks to modern engineering. | OUTDOOR | Galvyn | Outdoor Lighting | Antique Bronze | 71 | StoneStrong | Satin Etched Glass | W:3.625" H:8.75" |  |  | 1 Medium A19 75w |  | 1 | No | [14 empty] | 0 | [12 empty] | 104.45 | 208.9 | 313.35 | W:9 7/8'' H:18 3/4'' E:10 3/8'' | 4.4 |  |  | 9.875 | 18.75 | Cap Nuts |  |  |  |  | 10.375 |  | No |  | No | [21 empty] | DP:1 1/8'' W:5 1/4'' H:8 1/8'' OB UP:3 3/8'' Irregular |  |  |  | 6.5 | Black/White |  |  | Hardwired | 0 | 0 | 0 | 0 | 1 | 0 | 0 | 1 | 0 | 0 | 0 | 785652056642 | 24 | 13 | 13.25 | 7 | 2.392 | 250 | Yes | [9 empty] | cETL Wet | GALVYN 1L WALL LANTERN-71 | Large One Light Outdoor Wall Lantern |  | 8729301-71.png | 8729301.jpg
8729301EN3-12 | Large One Light Outdoor Wall Lantern | High tech construction meets classical style in the Galvyn Collection. Traditional hexagonal tapered lanterns and etched glass panels quietly diffuse light over state of the art StoneStrong composite material built to withstand outdoor elements for years. StoneStrong material is rust-proof and built to last in any outside environment, including coastal, dry, and harsh winter or summer climates. StoneStrong is also backed by a robust warranty. Choose from a variety of sizes and silhouettes to adapt a broad range of outdoor settings. Available in Black and Antique Bronze finishes. Add an exterior fixture with an elegantly classic look that will last a long time thanks to modern engineering. | OUTDOOR | Galvyn | Outdoor Lighting | Black | 12 | StoneStrong | Satin Etched Glass | W:3.625" H:8.75" |  |  | 1 Medium A19 9.3w |  | 1 | Yes | [14 empty] | 0 | [12 empty] | 110.45 | 220.9 | 331.35 | W:9 7/8'' H:18 3/4'' E:10 3/8'' | 4.4 |  |  | 9.875 | 18.75 | Cap Nuts |  |  |  |  | 10.375 |  | No |  | No | [21 empty] | DP:1 1/8'' W:5 1/4'' H:8 1/8'' OB UP:3 3/8'' Irregular |  |  |  | 6.5 | Black/White |  |  | Hardwired | 0 | 0 | 0 | 1 | 1 | 0 | 0 | 0 | 0 | 0 | 0 | 785652057021 | 24 | 13 | 13.25 | 7 | 2.392 | 250 | Yes | [9 empty] | cETL Wet | GALVYN 1L WALL LANTERN-12 | Large One Light Outdoor Wall Lantern |  | 8729301EN3-12.png | 8729301EN3.jpg
8729301EN3-71 | Large One Light Outdoor Wall Lantern | High tech construction meets classical style in the Galvyn Collection. Traditional hexagonal tapered lanterns and etched glass panels quietly diffuse light over state of the art StoneStrong composite material built to withstand outdoor elements for years. StoneStrong material is rust-proof and built to last in any outside environment, including coastal, dry, and harsh winter or summer climates. StoneStrong is also backed by a robust warranty. Choose from a variety of sizes and silhouettes to adapt a broad range of outdoor settings. Available in Black and Antique Bronze finishes. Add an exterior fixture with an elegantly classic look that will last a long time thanks to modern engineering. | OUTDOOR | Galvyn | Outdoor Lighting | Antique Bronze | 71 | StoneStrong | Satin Etched Glass | W:3.625" H:8.75" |  |  | 1 Medium A19 9.3w |  | 1 | Yes | [14 empty] | 0 | [12 empty] | 110.45 | 220.9 | 331.35 | W:9 7/8'' H:18 3/4'' E:10 3/8'' | 4.4 |  |  | 9.875 | 18.75 | Cap Nuts |  |  |  |  | 10.375 |  | No |  | No | [21 empty] | DP:1 1/8'' W:5 1/4'' H:8 1/8'' OB UP:3 3/8'' Irregular |  |  |  | 6.5 | Black/White |  |  | Hardwired | 0 | 0 | 0 | 1 | 1 | 0 | 0 | 0 | 0 | 0 | 0 | 785652057038 | 24 | 13 | 13.25 | 7 | 2.392 | 250 | Yes | [9 empty] | cETL Wet | GALVYN 1L WALL LANTERN-71 | Large One Light Outdoor Wall Lantern |  | 8729301EN3-71.png | 8729301EN3.jpg
8731701-10 | Medium One Light Outdoor Wall Lantern |  | OUTDOOR | Pohl | Outdoor Lighting | Bronze | 10 | Aluminum |  |  |  |  | 1 Medium BR30 65w |  | 1 | No | [14 empty] | 0 | [12 empty] | 59.5 | 119 | 178.5 | W:5'' H:9'' E:7 3/4'' |  |  |  | 5 | 9 | Screw(s) |  |  |  |  | 7.75 |  | No |  | No | [21 empty] | DP:2 3/4'' W:5'' H:7'' OB UP:4 1/2'' Rectangular |  |  |  | 6.5 | Black/White |  |  | Hardwired | 0 | 0 | 0 | 0 | 1 | 0 | 0 | 1 | 0 | 0 | 0 | 785652077326 | [7 empty] | 6 | 10785652077323 | [7 empty] | cETL Wet | POHL 1L MD WALL-10 | Medium One Light Outdoor Wall Lantern |  | 8731701-10.jpg | 8731701.jpg
8731701-12 | Medium One Light Outdoor Wall Lantern |  | OUTDOOR | Pohl | Outdoor Lighting | Black | 12 | Aluminum |  |  |  |  | 1 Medium BR30 65w |  | 1 | No | [14 empty] | 0 | [12 empty] | 59.5 | 119 | 178.5 | W:5'' H:9'' E:7 3/4'' |  |  |  | 5 | 9 | Screw(s) |  |  |  |  | 7.75 |  | No |  | No | [21 empty] | DP:2 3/4'' W:5'' H:7'' OB UP:4 1/2'' Rectangular |  |  |  | 6.5 | Black/White |  |  | Hardwired | 0 | 0 | 0 | 0 | 1 | 0 | 0 | 1 | 0 | 0 | 0 | 785652077333 | 11.5 | 10.5 | 7.75 | 3.5 | 0.542 | 125 | Yes | 6 | 10785652077330 | [7 empty] | cETL Wet | POHL 1L MD WALL-12 | Medium One Light Outdoor Wall Lantern |  | 8731701-12.jpg | 8731701.jpg
8731701-753 | Medium One Light Outdoor Wall Lantern |  | OUTDOOR | Pohl | Outdoor Lighting | Painted Brushed Nickel | 753 | Aluminum |  |  |  |  | 1 Medium BR30 65w |  | 1 | No | [14 empty] | 0 | [12 empty] | 59.5 | 119 | 178.5 | W:5'' H:9'' E:7 3/4'' |  |  |  | 5 | 9 | Screw(s) |  |  |  |  | 7.75 |  | No |  | No | [21 empty] | DP:2 3/4'' W:5'' H:7'' OB UP:4 1/2'' Rectangular |  |  |  | 6.5 | Black/White |  |  | Hardwired | 0 | 0 | 0 | 0 | 1 | 0 | 0 | 1 | 0 | 0 | 0 | 785652077357 | 11.5 | 10.25 | 7.5 | 3.5 | 0.512 | 125 | Yes | 6 | 10785652077354 | [7 empty] | cETL Wet | POHL 1L MD WALL-753 | Medium One Light Outdoor Wall Lantern |  | 8731701-753.jpg | 8731701.jpg
8731701EN3-10 | Medium One Light Outdoor Wall Lantern |  | OUTDOOR | Pohl | Outdoor Lighting | Bronze | 10 | Aluminum |  |  |  |  | 1 Medium A19 9.3w |  | 1 | Yes | [14 empty] | 0 | [12 empty] | 64.5 | 129 | 193.5 | W:5'' H:9'' E:7 3/4'' |  |  |  | 5 | 9 | Screw(s) |  |  |  |  | 7.75 |  | No |  | No | [21 empty] | DP:2 3/4'' W:5'' H:7'' OB UP:4 1/2'' Rectangular |  |  |  | 6.5 | Black/White |  |  | Hardwired | 0 | 0 | 0 | 1 | 1 | 0 | 0 | 0 | 0 | 0 | 0 | 785652080890 | [16 empty] | cETL Wet | POHL 1L MD WALL-10 | Medium One Light Outdoor Wall Lantern |  | 8731701EN3-10.jpg | 8731701EN3.jpg
8731701EN3-12 | Medium One Light Outdoor Wall Lantern |  | OUTDOOR | Pohl | Outdoor Lighting | Black | 12 | Aluminum |  |  |  |  | 1 Medium A19 9.3w |  | 1 | Yes | [14 empty] | 0 | [12 empty] | 64.5 | 129 | 193.5 | W:5'' H:9'' E:7 3/4'' |  |  |  | 5 | 9 | Screw(s) |  |  |  |  | 7.75 |  | No |  | No | [21 empty] | DP:2 3/4'' W:5'' H:7'' OB UP:4 1/2'' Rectangular |  |  |  | 6.5 | Black/White |  |  | Hardwired | 0 | 0 | 0 | 1 | 1 | 0 | 0 | 0 | 0 | 0 | 0 | 785652080906 | [16 empty] | cETL Wet | POHL 1L MD WALL-12 | Medium One Light Outdoor Wall Lantern |  | 8731701EN3-12.jpg | 8731701EN3.jpg
8731701EN3-753 | Medium One Light Outdoor Wall Lantern |  | OUTDOOR | Pohl | Outdoor Lighting | Painted Brushed Nickel | 753 | Aluminum |  |  |  |  | 1 Medium A19 9.3w |  | 1 | Yes | [14 empty] | 0 | [12 empty] | 64.5 | 129 | 193.5 | W:5'' H:9'' E:7 3/4'' |  |  |  | 5 | 9 | Screw(s) |  |  |  |  | 7.75 |  | No |  | No | [21 empty] | DP:2 3/4'' W:5'' H:7'' OB UP:4 1/2'' Rectangular |  |  |  | 6.5 | Black/White |  |  | Hardwired | 0 | 0 | 0 | 1 | 1 | 0 | 0 | 0 | 0 | 0 | 0 | 785652080913 | [16 empty] | cETL Wet | POHL 1L MD WALL-753 | Medium One Light Outdoor Wall Lantern |  | 8731701EN3-753.jpg | 8731701EN3.jpg
8736301-12 | Large One Light Outdoor Wall Lantern | The stately Childress outdoor lighting collection by Sea Gull Lighting is rich with design elements contributing to its traditional silhouette. A shepherd’s crook, chamfered roof line, cut-corner-square body with Satin Etched glass and a small bottom finial all add detail and visual interest. Made of durable cast aluminum, a stepped-edge backplate completes the traditional look. Offered in Antique Bronze or Black finish, the lighting fixtures include a two-light outdoor ceiling flush mount, an extra large two-light outdoor wall lantern, small, medium and large one-light outdoor wall lanterns, a one-light outdoor pendant; and a one-light outdoor post lantern. Incandescent, integrated LED and ENERGY STAR-qualified LED lamping are available. The advanced, integrated LED option has warm-on-dim technology that warms in color when dimmed, going from 2700K to 2200K and is California Title 24 compliant. | OUTDOOR | Childress | Outdoor Lighting | Black | 12 | Die Cast Aluminum | Satin Etched Glass |  |  |  | 1 Medium A19 100w |  | 1 | No | [14 empty] | 0 | [12 empty] | 124.98 | 249.96 | 374.94 | W:9'' H:21 1/4'' E:11 3/4'' | 6.2 |  |  | 9 | 21.25 | Cap Nuts |  |  |  |  | 11.75 |  | No |  | No | [21 empty] | DP:7/8'' W:4 7/8'' H:9 3/8'' OB UP:10 1/4'' OB DOWN:11'' Irregular |  |  |  | 6 | Black/White |  |  | Hardwired | 0 | 0 | 0 | 0 | 1 | 0 | 0 | 1 | 0 | 0 | 0 | 785652112959 | 22 | 14 | 11.5 | 8.3 | 2.05 | 175 | Yes | [9 empty] | cETL Wet | CHILDRESS 1L LANTERN-12 | Large One Light Outdoor Wall Lantern |  | 8736301-12.jpg | 8736301.jpg
8736301-71 | Large One Light Outdoor Wall Lantern | The stately Childress outdoor lighting collection by Sea Gull Lighting is rich with design elements contributing to its traditional silhouette. A shepherd’s crook, chamfered roof line, cut-corner-square body with Satin Etched glass and a small bottom finial all add detail and visual interest. Made of durable cast aluminum, a stepped-edge backplate completes the traditional look. Offered in Antique Bronze or Black finish, the lighting fixtures include a two-light outdoor ceiling flush mount, an extra large two-light outdoor wall lantern, small, medium and large one-light outdoor wall lanterns, a one-light outdoor pendant; and a one-light outdoor post lantern. Incandescent, integrated LED and ENERGY STAR-qualified LED lamping are available. The advanced, integrated LED option has warm-on-dim technology that warms in color when dimmed, going from 2700K to 2200K and is California Title 24 compliant. | OUTDOOR | Childress | Outdoor Lighting | Antique Bronze | 71 | Die Cast Aluminum | Satin Etched Glass |  |  |  | 1 Medium A19 100w |  | 1 | No | [14 empty] | 0 | [12 empty] | 124.98 | 249.96 | 374.94 | W:9'' H:21 1/4'' E:11 3/4'' | 6.2 |  |  | 9 | 21.25 | Cap Nuts |  |  |  |  | 11.75 |  | No |  | No | [21 empty] | DP:7/8'' W:4 7/8'' H:9 3/8'' OB UP:10 1/4'' OB DOWN:11'' Irregular |  |  |  | 6 | Black/White |  |  | Hardwired | 0 | 0 | 0 | 0 | 1 | 0 | 0 | 1 | 0 | 0 | 0 | 785652112966 | 14.25 | 11.75 | 22.75 | 8.1 | 2.204 | 250 | Yes | [9 empty] | cETL Wet | CHILDRESS 1L LANTERN-71 | Large One Light Outdoor Wall Lantern |  | 8736301-71.jpg | 8736301.jpg
8736301EN3-12 | Large One Light Outdoor Wall Lantern | The stately Childress outdoor lighting collection by Sea Gull Lighting is rich with design elements contributing to its traditional silhouette. A shepherd’s crook, chamfered roof line, cut-corner-square body with Satin Etched glass and a small bottom finial all add detail and visual interest. Made of durable cast aluminum, a stepped-edge backplate completes the traditional look. Offered in Antique Bronze or Black finish, the lighting fixtures include a two-light outdoor ceiling flush mount, an extra large two-light outdoor wall lantern, small, medium and large one-light outdoor wall lanterns, a one-light outdoor pendant; and a one-light outdoor post lantern. Incandescent, integrated LED and ENERGY STAR-qualified LED lamping are available. The advanced, integrated LED option has warm-on-dim technology that warms in color when dimmed, going from 2700K to 2200K and is California Title 24 compliant. | OUTDOOR | Childress | Outdoor Lighting | Black | 12 | Die Cast Aluminum | Satin Etched Glass |  |  |  | 1 Medium A19 9.3w |  | 1 | Yes | [14 empty] | 0 | [12 empty] | 124.98 | 249.96 | 374.94 | W:9'' H:21 1/4'' E:11 3/4'' | 6.2 |  |  | 9 | 21.25 | Cap Nuts |  |  |  |  | 11.75 |  | No |  | No | [21 empty] | DP:7/8'' W:4 7/8'' H:9 3/8'' OB UP:10 1/4'' OB DOWN:11'' Irregular |  |  |  | 6 | Black/White |  |  | Hardwired | 0 | 0 | 0 | 1 | 1 | 0 | 0 | 0 | 0 | 0 | 0 | 785652044939 | 22 | 14 | 11.5 | 8.3 | 2.05 | 175 | Yes | [9 empty] | cETL Wet | CHILDRESS 1L LANTERN-12 | Large One Light Outdoor Wall Lantern |  | 8736301EN3-12.jpg | 8736301.jpg
8736301EN3-71 | Large One Light Outdoor Wall Lantern | The stately Childress outdoor lighting collection by Sea Gull Lighting is rich with design elements contributing to its traditional silhouette. A shepherd’s crook, chamfered roof line, cut-corner-square body with Satin Etched glass and a small bottom finial all add detail and visual interest. Made of durable cast aluminum, a stepped-edge backplate completes the traditional look. Offered in Antique Bronze or Black finish, the lighting fixtures include a two-light outdoor ceiling flush mount, an extra large two-light outdoor wall lantern, small, medium and large one-light outdoor wall lanterns, a one-light outdoor pendant; and a one-light outdoor post lantern. Incandescent, integrated LED and ENERGY STAR-qualified LED lamping are available. The advanced, integrated LED option has warm-on-dim technology that warms in color when dimmed, going from 2700K to 2200K and is California Title 24 compliant. | OUTDOOR | Childress | Outdoor Lighting | Antique Bronze | 71 | Die Cast Aluminum | Satin Etched Glass |  |  |  | 1 Medium A19 9.3w |  | 1 | Yes | [14 empty] | 0 | [12 empty] | 124.98 | 249.96 | 374.94 | W:9'' H:21 1/4'' E:11 3/4'' | 6.2 |  |  | 9 | 21.25 | Cap Nuts |  |  |  |  | 11.75 |  | No |  | No | [21 empty] | DP:7/8'' W:4 7/8'' H:9 3/8'' OB UP:10 1/4'' OB DOWN:11'' Irregular |  |  |  | 6 | Black/White |  |  | Hardwired | 0 | 0 | 0 | 1 | 1 | 0 | 0 | 0 | 0 | 0 | 0 | 785652044960 | 22.75 | 11.75 | 14.25 | 8.1 | 2.204 | 250 | Yes | [9 empty] | cETL Wet | CHILDRESS 1L LANTERN-71 | Large One Light Outdoor Wall Lantern |  | 8736301EN3-71.jpg | 8736301.jpg
8736401-12 | Large One Light Uplight Outdoor Wall Lantern | The stately Childress outdoor lighting collection by Sea Gull Lighting is rich with design elements contributing to its traditional silhouette. A shepherd’s crook, chamfered roof line, cut-corner-square body with Satin Etched glass and a small bottom finial all add detail and visual interest. Made of durable cast aluminum, a stepped-edge backplate completes the traditional look. Offered in Antique Bronze or Black finish, the lighting fixtures include a two-light outdoor ceiling flush mount, an extra large two-light outdoor wall lantern, small, medium and large one-light outdoor wall lanterns, a one-light outdoor pendant; and a one-light outdoor post lantern. Incandescent, integrated LED and ENERGY STAR-qualified LED lamping are available. The advanced, integrated LED option has warm-on-dim technology that warms in color when dimmed, going from 2700K to 2200K and is California Title 24 compliant. | OUTDOOR | Childress | Outdoor Lighting | Black | 12 | Die Cast Aluminum | Satin Etched Glass |  |  |  | 1 Medium A19 100w |  | 1 | No | [14 empty] | 0 | [12 empty] | 117.95 | 235.9 | 353.85 | W:9'' H:21 3/8'' E:11 3/4'' |  |  |  | 9 | 21.375 | Cap Nuts |  |  |  |  | 11.75 |  | No |  | No | [21 empty] | DP:7/8'' W:4 7/8'' H:9 3/8'' OB UP:8 3/4'' Irregular |  |  |  | 6 | Black/White |  |  | Hardwired | 0 | 0 | 0 | 0 | 1 | 0 | 0 | 1 | 0 | 0 | 0 | 785652078705 | [16 empty] | cETL Wet | CHILDRESS 1L UP LANTERN-12 | Large One Light Uplight Outdoor Wall Lantern |  | 8736401-12.jpg | 8736401.jpg
8736401-71 | Large One Light Uplight Outdoor Wall Lantern | The stately Childress outdoor lighting collection by Sea Gull Lighting is rich with design elements contributing to its traditional silhouette. A shepherd’s crook, chamfered roof line, cut-corner-square body with Satin Etched glass and a small bottom finial all add detail and visual interest. Made of durable cast aluminum, a stepped-edge backplate completes the traditional look. Offered in Antique Bronze or Black finish, the lighting fixtures include a two-light outdoor ceiling flush mount, an extra large two-light outdoor wall lantern, small, medium and large one-light outdoor wall lanterns, a one-light outdoor pendant; and a one-light outdoor post lantern. Incandescent, integrated LED and ENERGY STAR-qualified LED lamping are available. The advanced, integrated LED option has warm-on-dim technology that warms in color when dimmed, going from 2700K to 2200K and is California Title 24 compliant. | OUTDOOR | Childress | Outdoor Lighting | Antique Bronze | 71 | Die Cast Aluminum | Satin Etched Glass |  |  |  | 1 Medium A19 100w |  | 1 | No | [14 empty] | 0 | [12 empty] | 117.95 | 235.9 | 353.85 | W:9'' H:21 3/8'' E:11 3/4'' |  |  |  | 9 | 21.375 | Cap Nuts |  |  |  |  | 11.75 |  | No |  | No | [21 empty] | DP:7/8'' W:4 7/8'' H:9 3/8'' OB UP:8 3/4'' Irregular |  |  |  | 6 | Black/White |  |  | Hardwired | 0 | 0 | 0 | 0 | 1 | 0 | 0 | 1 | 0 | 0 | 0 | 785652078712 | [16 empty] | cETL Wet | CHILDRESS 1L UP LANTERN-71 | Large One Light Uplight Outdoor Wall Lantern |  | 8736401-71.jpg | 8736401.jpg
8736401EN3-12 | Large One Light Uplight Outdoor Wall Lantern | The stately Childress outdoor lighting collection by Sea Gull Lighting is rich with design elements contributing to its traditional silhouette. A shepherd’s crook, chamfered roof line, cut-corner-square body with Satin Etched glass and a small bottom finial all add detail and visual interest. Made of durable cast aluminum, a stepped-edge backplate completes the traditional look. Offered in Antique Bronze or Black finish, the lighting fixtures include a two-light outdoor ceiling flush mount, an extra large two-light outdoor wall lantern, small, medium and large one-light outdoor wall lanterns, a one-light outdoor pendant; and a one-light outdoor post lantern. Incandescent, integrated LED and ENERGY STAR-qualified LED lamping are available. The advanced, integrated LED option has warm-on-dim technology that warms in color when dimmed, going from 2700K to 2200K and is California Title 24 compliant. | OUTDOOR | Childress | Outdoor Lighting | Black | 12 | Die Cast Aluminum | Satin Etched Glass |  |  |  | 1 Medium A19 9.3w |  | 1 | Yes | [14 empty] | 0 | [12 empty] | 122.95 | 245.9 | 368.85 | W:9'' H:21 3/8'' E:11 3/4'' |  |  |  | 9 | 21.375 | Cap Nuts |  |  |  |  | 11.75 |  | No |  | No | [21 empty] | DP:7/8'' W:4 7/8'' H:9 3/8'' OB UP:8 3/4'' Irregular |  |  |  | 6 | Black/White |  |  | Hardwired | 0 | 0 | 0 | 1 | 1 | 0 | 0 | 0 | 0 | 0 | 0 | 785652082986 | [16 empty] | cETL Wet | CHILDRESS 1L UP LANTERN-12 | Large One Light Uplight Outdoor Wall Lantern |  | 8736401EN3-12.jpg | 8736401EN3.jpg
8736401EN3-71 | Large One Light Uplight Outdoor Wall Lantern | The stately Childress outdoor lighting collection by Sea Gull Lighting is rich with design elements contributing to its traditional silhouette. A shepherd’s crook, chamfered roof line, cut-corner-square body with Satin Etched glass and a small bottom finial all add detail and visual interest. Made of durable cast aluminum, a stepped-edge backplate completes the traditional look. Offered in Antique Bronze or Black finish, the lighting fixtures include a two-light outdoor ceiling flush mount, an extra large two-light outdoor wall lantern, small, medium and large one-light outdoor wall lanterns, a one-light outdoor pendant; and a one-light outdoor post lantern. Incandescent, integrated LED and ENERGY STAR-qualified LED lamping are available. The advanced, integrated LED option has warm-on-dim technology that warms in color when dimmed, going from 2700K to 2200K and is California Title 24 compliant. | OUTDOOR | Childress | Outdoor Lighting | Antique Bronze | 71 | Die Cast Aluminum | Satin Etched Glass |  |  |  | 1 Medium A19 9.3w |  | 1 | Yes | [14 empty] | 0 | [12 empty] | 122.95 | 245.9 | 368.85 | W:9'' H:21 3/8'' E:11 3/4'' |  |  |  | 9 | 21.375 | Cap Nuts |  |  |  |  | 11.75 |  | No |  | No | [21 empty] | DP:7/8'' W:4 7/8'' H:9 3/8'' OB UP:8 3/4'' Irregular |  |  |  | 6 | Black/White |  |  | Hardwired | 0 | 0 | 0 | 1 | 1 | 0 | 0 | 0 | 0 | 0 | 0 | 785652082993 | [16 empty] | cETL Wet | CHILDRESS 1L UP LANTERN-71 | Large One Light Uplight Outdoor Wall Lantern |  | 8736401EN3-71.jpg | 8736401EN3.jpg
8737101-839 | Large One Light Outdoor Wall Lantern | Showcase a classic look with rugged flair in the Marinus Collection. Utilizing a modern and sharply squared off lantern shape to frame a single bulb, these fixtures give a new look to a familiar shape. Through the clear glass exterior, light shines with brightness and longevity. With a vintage-style bulb inside of a clear glass, it's sure to enhance the nostalgic touch you're looking for. The simple textured Blacksmith finish of the Marinus is designed to enhance you home's curb-appeal. Available in a variety of sizes for flexible options to match and complement a wide variety of exterior settings. | OUTDOOR | Marinus | Outdoor Lighting | Blacksmith | 839 | Aluminum | Clear Glass | W:8.25" H:12.375" |  |  | 1 Medium A19 75w |  | 1 | No | [14 empty] | 0 | [12 empty] | 109.98 | 219.96 | 329.94 | W:9 3/4'' H:15 1/2'' E:7 5/8'' | 4.8 |  |  | 9.75 | 15.5 | Cap Nuts |  |  |  |  | 7.625 |  | No |  | No | [21 empty] | DP:7/8'' W:6 1/4'' H:6 1/4'' OB UP:6 7/8'' Square |  |  |  | 6.5 | Black/White |  |  | Hardwired | 0 | 0 | 0 | 0 | 1 | 0 | 0 | 1 | 0 | 0 | 0 | 785652056697 | 18.75 | 12 | 13 | 6.7 | 1.693 | 175 | Yes | [9 empty] | cETL Wet | MARINUS 1L WALL LANTERN-839 | Large One Light Outdoor Wall Lantern |  | 8737101-839.png | 8737101.jpg
8737101EN7-839 | Large One Light Outdoor Wall Lantern | Showcase a classic look with rugged flair in the Marinus Collection. Utilizing a modern and sharply squared off lantern shape to frame a single bulb, these fixtures give a new look to a familiar shape. Through the clear glass exterior, light shines with brightness and longevity. With a vintage-style bulb inside of a clear glass, it's sure to enhance the nostalgic touch you're looking for. The simple textured Blacksmith finish of the Marinus is designed to enhance you home's curb-appeal. Available in a variety of sizes for flexible options to match and complement a wide variety of exterior settings. | OUTDOOR | Marinus | Outdoor Lighting | Blacksmith | 839 | Aluminum | Clear Glass | W:8.25" H:12.375" |  |  | 1 Medium A19 8.5w |  | 1 | Yes | [14 empty] | 0 | [12 empty] | 117.48 | 234.96 | 352.44 | W:9 3/4'' H:15 1/2'' E:7 5/8'' | 4.8 |  |  | 9.75 | 15.5 | Cap Nuts |  |  |  |  | 7.625 |  | No |  | No | [21 empty] | DP:7/8'' W:6 1/4'' H:6 1/4'' OB UP:6 7/8'' Square |  |  |  | 6.5 | Black/White |  |  | Hardwired | 0 | 0 | 0 | 1 | 1 | 0 | 0 | 0 | 0 | 0 | 0 | 785652068904 | 18.75 | 12 | 13 | 6.7 | 1.693 | 175 | Yes | [9 empty] | cETL Wet | MARINUS 1L LED LG LANTERN-839 | Large One Light Outdoor Wall Lantern |  | 8737101EN7-839.jpg | 8737101.jpg
8737401-12 | Large One Light Outdoor Wall Lantern | The classic Barn Lights are hand crafted in aluminum and coated in a Galvanized or Blacksmith finish. Ideal for large or heavily trafficked outdoor areas that need plenty of downward directed light. The oversized Barn Lights make great accents to any commercial lighting plan or residential garage entry, shed, or patio. To customize your look, a 6" extender is included with every fixture. Also available as Dark Sky with four size options to choose from. | OUTDOOR | Barn Light | Outdoor Lighting | Black | 12 | Aluminum |  |  |  |  | 1 Medium A19 75w |  | 1 | No | [14 empty] | 0 | [12 empty] | 74.95 | 149.9 | 224.85 | D:14'' W:14'' H:13 1/2'' E:21 1/8'' - 27 1/8'' | 3.4 | 14 |  | 14 | 13.5 | Cap Nuts |  |  |  |  | 21.125 - 27.125 |  | No |  | No | [21 empty] | D:5'' DP:1 1/4'' OB UP:5 1/4'' OB DOWN:8 1/4'' Round |  |  |  | 6.5 | Black/White |  |  | Hardwired | 0 | 0 | 0 | 0 | 1 | 0 | 0 | 1 | 0 | 0 | 0 | 785652069390 | 20.5 | 16.5 | 16.38 | 5.3 | 3.206 | 300 | Yes | [9 empty] | cETL Wet | BARN LIGHT 1L LG LANTERN-12 | Large One Light Outdoor Wall Lantern |  | 8737401-12.jpg | 8737401.jpg
8737401-12/T | Large One Light Outdoor Turtle Friendly Wall Lantern | The classic Barn Lights are hand crafted in aluminum and coated in a Galvanized or Blacksmith finish. Ideal for large or heavily trafficked outdoor areas that need plenty of downward directed light. The oversized Barn Lights make great accents to any commercial lighting plan or residential garage entry, shed, or patio. To customize your look, a 6" extender is included with every fixture. Also available as Dark Sky with four size options to choose from. | OUTDOOR | Barn Light | Outdoor Lighting | Black | 12 | Aluminum |  |  |  |  | 1 Medium PAR20 7w |  | 1 | Yes | [14 empty] | 0 | [12 empty] | 103.95 | 207.9 | 311.85 | D:14'' W:14'' H:13 1/2'' E:21 1/8'' - 27 1/8'' | 3.4 | 14 |  | 14 | 13.5 | Cap Nuts |  |  |  |  | 21.125 - 27.125 |  | No |  | No | [21 empty] | D:5'' DP:1 1/4'' OB UP:5 1/4'' OB DOWN:8 1/4'' Round |  |  |  | 6.5 | Black/White |  |  | Hardwired | 0 | 0 | 0 | 0 | 1 | 0 | 0 | 0 | 0 | 0 | 0 | 785652074332 | 20.5 | 16.5 | 16.38 | 5.3 | 3.206 | 300 | Yes | [9 empty] | cETL Wet | BARN LIGHT 1L LG LANTERN-12 | Large One Light Outdoor Turtle Friendly Wall Lantern |  | 8737401-12_T.jpg | 8737401.jpg
8737401-57 | Large One Light Outdoor Wall Lantern | The classic Barn Lights are hand crafted in aluminum and coated in a Galvanized or Blacksmith finish. Ideal for large or heavily trafficked outdoor areas that need plenty of downward directed light. The oversized Barn Lights make great accents to any commercial lighting plan or residential garage entry, shed, or patio. To customize your look, a 6" extender is included with every fixture. Also available as Dark Sky with four size options to choose from. | OUTDOOR | Barn Light | Outdoor Lighting | Weathered Pewter | 57 | Aluminum |  |  |  |  | 1 Medium A19 75w |  | 1 | No | [14 empty] | 0 | [12 empty] | 74.95 | 149.9 | 224.85 | D:14'' W:14'' H:13 1/2'' E:21 1/8'' - 27 1/8'' | 3.4 | 14 |  | 14 | 13.5 | Cap Nuts |  |  |  |  | 21.125 - 27.125 |  | No |  | No | [21 empty] | D:5'' DP:1 1/4'' OB UP:5 1/4'' OB DOWN:8 1/4'' Round |  |  |  | 6.5 | Black/White |  |  | Hardwired | 0 | 0 | 0 | 0 | 1 | 0 | 0 | 1 | 0 | 0 | 0 | 785652069406 | 20.5 | 16.5 | 16.25 | 5.2 | 3.181 | 300 | Yes | [9 empty] | cETL Wet | BARN LIGHT 1L LG LANTERN-57 | Large One Light Outdoor Wall Lantern |  | 8737401-57.jpg | 8737401.jpg
8737401-57/T | Large One Light Outdoor Turtle Friendly Wall Lantern | The classic Barn Lights are hand crafted in aluminum and coated in a Galvanized or Blacksmith finish. Ideal for large or heavily trafficked outdoor areas that need plenty of downward directed light. The oversized Barn Lights make great accents to any commercial lighting plan or residential garage entry, shed, or patio. To customize your look, a 6" extender is included with every fixture. Also available as Dark Sky with four size options to choose from. | OUTDOOR | Barn Light | Outdoor Lighting | Weathered Pewter | 57 | Aluminum |  |  |  |  | 1 Medium PAR20 7w |  | 1 | Yes | [14 empty] | 0 | [12 empty] | 103.95 | 207.9 | 311.85 | D:14'' W:14'' H:13 1/2'' E:21 1/8'' - 27 1/8'' | 3.4 | 14 |  | 14 | 13.5 | Cap Nuts |  |  |  |  | 21.125 - 27.125 |  | No |  | No | [21 empty] | D:5'' DP:1 1/4'' OB UP:5 1/4'' OB DOWN:8 1/4'' Round |  |  |  | 6.5 | Black/White |  |  | Hardwired | 0 | 0 | 0 | 0 | 1 | 0 | 0 | 0 | 0 | 0 | 0 | 785652074349 | 20.5 | 16.5 | 16.25 | 5.2 | 3.181 | 300 | Yes | [9 empty] | cETL Wet | BARN LIGHT 1L LG LANTERN-57 | Large One Light Outdoor Turtle Friendly Wall Lantern |  | 8737401-57_T.jpg | 8737401.jpg
8737401-71 | Large One Light Outdoor Wall Lantern | The classic Barn Lights are hand crafted in aluminum and coated in a Galvanized or Blacksmith finish. Ideal for large or heavily trafficked outdoor areas that need plenty of downward directed light. The oversized Barn Lights make great accents to any commercial lighting plan or residential garage entry, shed, or patio. To customize your look, a 6" extender is included with every fixture. Also available as Dark Sky with four size options to choose from. | OUTDOOR | Barn Light | Outdoor Lighting | Antique Bronze | 71 | Aluminum |  |  |  |  | 1 Medium A19 75w |  | 1 | No | [14 empty] | 0 | [12 empty] | 74.95 | 149.9 | 224.85 | D:14'' W:14'' H:13 1/2'' E:21 1/8'' - 27 1/8'' | 3.4 | 14 |  | 14 | 13.5 | Cap Nuts |  |  |  |  | 21.125 - 27.125 |  | No |  | No | [21 empty] | D:5'' DP:1 1/4'' OB UP:5 1/4'' OB DOWN:8 1/4'' Round |  |  |  | 6.5 | Black/White |  |  | Hardwired | 0 | 0 | 0 | 0 | 1 | 0 | 0 | 1 | 0 | 0 | 0 | 785652069413 | 20.75 | 16.58 | 16.25 | 5.6 | 3.235 | 300 | Yes | [9 empty] | cETL Wet | BARN LIGHT 1L LG LANTERN-71 | Large One Light Outdoor Wall Lantern |  | 8737401-71.jpeg | 8737401.jpg
8737401-71/T | Large One Light Outdoor Turtle Friendly Wall Lantern | The classic Barn Lights are hand crafted in aluminum and coated in a Galvanized or Blacksmith finish. Ideal for large or heavily trafficked outdoor areas that need plenty of downward directed light. The oversized Barn Lights make great accents to any commercial lighting plan or residential garage entry, shed, or patio. To customize your look, a 6" extender is included with every fixture. Also available as Dark Sky with four size options to choose from. | OUTDOOR | Barn Light | Outdoor Lighting | Antique Bronze | 71 | Aluminum |  |  |  |  | 1 Medium PAR20 7w |  | 1 | Yes | [14 empty] | 0 | [12 empty] | 103.95 | 207.9 | 311.85 | D:14'' W:14'' H:13 1/2'' E:21 1/8'' - 27 1/8'' | 3.4 | 14 |  | 14 | 13.5 | Cap Nuts |  |  |  |  | 21.125 - 27.125 |  | D:5'' DP:1 1/4'' OB UP:5 1/4'' OB DOWN:8 1/4'' Round |  |  |  | 6.5 | Black/White |  |  | Hardwired | 0 | 0 | 0 | 0 | 1 | 0 | 0 | 0 | 0 | 0 | 0 | 785652086205 | 20.5 | 16.5 | 16.25 | 5.2 | 3.181 | 300 | Yes | [9 empty] | cETL Wet | BARN LIGHT 1L LG LANTERN-71 | Large One Light Outdoor Turtle Friendly Wall Lantern |  | 8737401-71/T.jpg | 8737401.jpg
8737401EN3-12 | Large One Light Outdoor Wall Lantern | The classic Barn Lights are hand crafted in aluminum and coated in a Galvanized or Blacksmith finish. Ideal for large or heavily trafficked outdoor areas that need plenty of downward directed light. The oversized Barn Lights make great accents to any commercial lighting plan or residential garage entry, shed, or patio. To customize your look, a 6" extender is included with every fixture. Also available as Dark Sky with four size options to choose from. | OUTDOOR | Barn Light | Outdoor Lighting | Black | 12 | Aluminum |  |  |  |  | 1 Medium A19 9.3w |  | 1 | Yes | [14 empty] | 0 | [12 empty] | 83.98 | 167.96 | 251.94 | D:14'' W:14'' H:13 1/2'' E:21 1/8'' - 27 1/8'' | 3.4 | 14 |  | 14 | 13.5 | Cap Nuts |  |  |  |  | 21.125 - 27.125 |  | No |  | No | [21 empty] | D:5'' DP:1 1/4'' OB UP:5 1/4'' OB DOWN:8 1/4'' Round |  |  |  | 6.5 | Black/White |  |  | Hardwired | 0 | 0 | 0 | 1 | 1 | 0 | 0 | 0 | 0 | 0 | 0 | 785652071249 | 20.5 | 16.5 | 16.38 | 5.3 | 3.206 | 300 | Yes | [9 empty] | cETL Wet | BARN LIGHT 1L LED LG LANTRN-12 | Large One Light Outdoor Wall Lantern |  | 8737401EN3-12.jpg | 8737401EN3.jpg
8737401EN3-57 | Large One Light Outdoor Wall Lantern | The classic Barn Lights are hand crafted in aluminum and coated in a Galvanized or Blacksmith finish. Ideal for large or heavily trafficked outdoor areas that need plenty of downward directed light. The oversized Barn Lights make great accents to any commercial lighting plan or residential garage entry, shed, or patio. To customize your look, a 6" extender is included with every fixture. Also available as Dark Sky with four size options to choose from. | OUTDOOR | Barn Light | Outdoor Lighting | Weathered Pewter | 57 | Aluminum |  |  |  |  | 1 Medium A19 9.3w |  | 1 | Yes | [14 empty] | 0 | [12 empty] | 83.98 | 167.96 | 251.94 | D:14'' W:14'' H:13 1/2'' E:21 1/8'' - 27 1/8'' | 3.4 | 14 |  | 14 | 13.5 | Cap Nuts |  |  |  |  | 21.125 - 27.125 |  | No |  | No | [21 empty] | D:5'' DP:1 1/4'' OB UP:5 1/4'' OB DOWN:8 1/4'' Round |  |  |  | 6.5 | Black/White |  |  | Hardwired | 0 | 0 | 0 | 1 | 1 | 0 | 0 | 0 | 0 | 0 | 0 | 785652071256 | 20.5 | 16.5 | 16.25 | 5.2 | 3.181 | 300 | Yes | [9 empty] | cETL Wet | BARN LIGHT 1L LED LG LANTRN-57 | Large One Light Outdoor Wall Lantern |  | 8737401EN3-57.jpg | 8737401EN3.jpg
8737401EN3-71 | Large One Light Outdoor Wall Lantern | The classic Barn Lights are hand crafted in aluminum and coated in a Galvanized or Blacksmith finish. Ideal for large or heavily trafficked outdoor areas that need plenty of downward directed light. The oversized Barn Lights make great accents to any commercial lighting plan or residential garage entry, shed, or patio. To customize your look, a 6" extender is included with every fixture. Also available as Dark Sky with four size options to choose from. | OUTDOOR | Barn Light | Outdoor Lighting | Antique Bronze | 71 | Aluminum |  |  |  |  | 1 Medium A19 9.3w |  | 1 | Yes | [14 empty] | 0 | [12 empty] | 80.45 | 160.9 | 241.35 | D:14'' W:14'' H:13 1/2'' E:21 1/8'' - 27 1/8'' | 3.4 | 14 |  | 14 | 13.5 | Cap Nuts |  |  |  |  | 21.125 - 27.125 |  | No |  | No | [21 empty] | D:5'' DP:1 1/4'' OB UP:5 1/4'' OB DOWN:8 1/4'' Round |  |  |  | 6.5 | Black/White |  |  | Hardwired | 0 | 0 | 0 | 1 | 1 | 0 | 0 | 0 | 0 | 0 | 0 | 785652071263 | [16 empty] | cETL Wet | BARN LIGHT 1L LED LG LANTRN-71 | Large One Light Outdoor Wall Lantern |  | 8737401EN3-71.jpeg | 8737401EN3.jpg
8738703-12 | Extra Large Three Light Downlight Outdoor Wall Lantern | The Sevier outdoor collection by Sea Gull Lighting brings timeless design to new heights with its traditional design details found in classic outdoor fixtures as well as an open bottom for easy maintenance. Made of durable cast aluminum, a multi-level crown, top finial and stepped-edge back plate complete the traditional look. Offered in Antique Bronze or Black finish, both with Clear glass, the collection includes a one-light outdoor pendant, one-light post lantern, a large one-light uplight outdoor wall lantern, a small one-light uplight outdoor wall lantern, a small one-light downlight outdoor wall lantern, and a large one-light downlight outdoor wall lantern. | OUTDOOR | Sevier | Outdoor Lighting | Black | 12 |  | Clear Glass | W:5" H:11.5625" |  |  | 3 Candelabra Torpedo 60w |  | 3 | No | [14 empty] | 0 | [12 empty] | 124.98 | 249.96 | 374.94 | W:12 1/2'' H:23 1/4'' E:11 1/2'' | 10.2 |  |  | 12.5 | 23.25 | Cap Nuts |  |  |  |  | 11.5 |  | No |  | No | [21 empty] | DP:1 1/8'' W:6 1/2'' H:7 3/4'' OB UP:4'' Irregular |  |  |  | 6.5 | Black/White |  |  | Hardwired | 0 | 0 | 0 | 0 | 1 | 0 | 0 | 1 | 0 | 0 | 0 | 785652070655 | 27.25 | 16 | 15.375 | 10.9 | 3.879 | 250 | Yes | [9 empty] | cETL Wet | SEVIER 3L XL LANTERN-12 | Extra Large Three Light Downlight Outdoor Wall Lantern |  | 8738703-12.jpg | 8738703.jpg
8738703-71 | Extra Large Three Light Downlight Outdoor Wall Lantern | The Sevier outdoor collection by Sea Gull Lighting brings timeless design to new heights with its traditional design details found in classic outdoor fixtures as well as an open bottom for easy maintenance. Made of durable cast aluminum, a multi-level crown, top finial and stepped-edge back plate complete the traditional look. Offered in Antique Bronze or Black finish, both with Clear glass, the collection includes a one-light outdoor pendant, one-light post lantern, a large one-light uplight outdoor wall lantern, a small one-light uplight outdoor wall lantern, a small one-light downlight outdoor wall lantern, and a large one-light downlight outdoor wall lantern. | OUTDOOR | Sevier | Outdoor Lighting | Antique Bronze | 71 |  | Clear Glass | W:5" H:11.5625" |  |  | 3 Candelabra Torpedo 60w |  | 3 | No | [14 empty] | 0 | [12 empty] | 139.98 | 279.96 | 419.94 | W:12 1/2'' H:23 1/4'' E:11 1/2'' | 10.2 |  |  | 12.5 | 23.25 | Cap Nuts |  |  |  |  | 11.5 |  | No |  | No | [21 empty] | DP:1 1/8'' W:6 1/2'' H:7 3/4'' OB UP:4'' Irregular |  |  |  | 6.5 | Black/White |  |  | Hardwired | 0 | 0 | 0 | 0 | 1 | 0 | 0 | 1 | 0 | 0 | 0 | 785652070662 | 27.25 | 16 | 15.375 | 11 | 3.879 | 250 | Yes | [9 empty] | cETL Wet | SEVIER 3L XL LANTERN-71 | Extra Large Three Light Downlight Outdoor Wall Lantern |  | 8738703-71.jpg | 8738703.jpg
8738703EN-12 | Extra Large Three Light Downlight Outdoor Wall Lantern | The Sevier outdoor collection by Sea Gull Lighting brings timeless design to new heights with its traditional design details found in classic outdoor fixtures as well as an open bottom for easy maintenance. Made of durable cast aluminum, a multi-level crown, top finial and stepped-edge back plate complete the traditional look. Offered in Antique Bronze or Black finish, both with Clear glass, the collection includes a one-light outdoor pendant, one-light post lantern, a large one-light uplight outdoor wall lantern, a small one-light uplight outdoor wall lantern, a small one-light downlight outdoor wall lantern, and a large one-light downlight outdoor wall lantern. | OUTDOOR | Sevier | Outdoor Lighting | Black | 12 |  | Clear Glass | W:5" H:11.5625" |  |  | 3 Candelabra Torpedo 3.5w |  | 3 | Yes | [14 empty] | 0 | [12 empty] | 144.98 | 289.96 | 434.94 | W:12 1/2'' H:23 1/4'' E:11 1/2'' | 10.2 |  |  | 12.5 | 23.25 | Cap Nuts |  |  |  |  | 11.5 |  | No |  | No | [21 empty] | DP:1 1/8'' W:6 1/2'' H:7 3/4'' OB UP:4'' Irregular |  |  |  | 6.5 | Black/White |  |  | Hardwired | 0 | 0 | 0 | 1 | 1 | 0 | 0 | 0 | 0 | 0 | 0 | 785652073243 | 27.25 | 16 | 15.375 | 10.9 | 3.879 | 250 | Yes | [9 empty] | cETL Wet | SEVIER 3L XL LED LANTERN-12 | Extra Large Three Light Downlight Outdoor Wall Lantern |  | 8738703EN-12.jpg | 8738703EN.jpg
8738703EN-71 | Extra Large Three Light Downlight Outdoor Wall Lantern | The Sevier outdoor collection by Sea Gull Lighting brings timeless design to new heights with its traditional design details found in classic outdoor fixtures as well as an open bottom for easy maintenance. Made of durable cast aluminum, a multi-level crown, top finial and stepped-edge back plate complete the traditional look. Offered in Antique Bronze or Black finish, both with Clear glass, the collection includes a one-light outdoor pendant, one-light post lantern, a large one-light uplight outdoor wall lantern, a small one-light uplight outdoor wall lantern, a small one-light downlight outdoor wall lantern, and a large one-light downlight outdoor wall lantern. | OUTDOOR | Sevier | Outdoor Lighting | Antique Bronze | 71 |  | Clear Glass | W:5" H:11.5625" |  |  | 3 Candelabra Torpedo 3.5w |  | 3 | Yes | [14 empty] | 0 | [12 empty] | 162.98 | 325.96 | 488.94 | W:12 1/2'' H:23 1/4'' E:11 1/2'' | 10.2 |  |  | 12.5 | 23.25 | Cap Nuts |  |  |  |  | 11.5 |  | No |  | No | [21 empty] | DP:1 1/8'' W:6 1/2'' H:7 3/4'' OB UP:4'' Irregular |  |  |  | 6.5 | Black/White |  |  | Hardwired | 0 | 0 | 0 | 1 | 1 | 0 | 0 | 0 | 0 | 0 | 0 | 785652073250 | [16 empty] | cETL Wet | SEVIER 3L XL LED LANTERN-71 | Extra Large Three Light Downlight Outdoor Wall Lantern |  | 8738703EN-71.jpg | 8738703EN.jpg
8738751-12 | Extra Large One Light Downlight Outdoor Wall Lantern | The Sevier outdoor collection by Sea Gull Lighting brings timeless design to new heights with its traditional design details found in classic outdoor fixtures as well as an open bottom for easy maintenance. Made of durable cast aluminum, a multi-level crown, top finial and stepped-edge back plate complete the traditional look. Offered in Antique Bronze or Black finish, both with Clear glass, the collection includes a one-light outdoor pendant, one-light post lantern, a large one-light uplight outdoor wall lantern, a small one-light uplight outdoor wall lantern, a small one-light downlight outdoor wall lantern, and a large one-light downlight outdoor wall lantern. | OUTDOOR | Sevier | Outdoor Lighting | Black | 12 |  | Satin Etched Glass | W:5" H:11.5625" |  |  | 1 Medium A19 100w |  | 1 | No | [14 empty] | 0 | [12 empty] | 117.95 | 235.9 | 353.85 | W:12 1/2'' H:23 1/4'' E:11 1/2'' | 10.2 |  |  | 12.5 | 23.25 | Cap Nuts |  |  |  |  | 11.5 |  | No |  | No | [21 empty] | DP:1 1/8'' W:6 1/2'' H:7 3/4'' OB UP:4'' Irregular |  |  |  | 6.5 | Black/White |  |  | Hardwired | 0 | 0 | 0 | 0 | 1 | 0 | 0 | 1 | 0 | 0 | 0 | 785652078668 | 27.25 | 16 | 15.375 | 10.9 | 3.879 | 250 | Yes | [9 empty] | cETL Wet | SEVIER 1L XL LANTERN-12 | Extra Large One Light Downlight Outdoor Wall Lantern |  | 8738751-12.jpg | 8738751.jpg
8738751-71 | Extra Large One Light Downlight Outdoor Wall Lantern | The Sevier outdoor collection by Sea Gull Lighting brings timeless design to new heights with its traditional design details found in classic outdoor fixtures as well as an open bottom for easy maintenance. Made of durable cast aluminum, a multi-level crown, top finial and stepped-edge back plate complete the traditional look. Offered in Antique Bronze or Black finish, both with Clear glass, the collection includes a one-light outdoor pendant, one-light post lantern, a large one-light uplight outdoor wall lantern, a small one-light uplight outdoor wall lantern, a small one-light downlight outdoor wall lantern, and a large one-light downlight outdoor wall lantern. | OUTDOOR | Sevier | Outdoor Lighting | Antique Bronze | 71 |  | Satin Etched Glass | W:5" H:11.5625" |  |  | 1 Medium A19 100w |  | 1 | No | [14 empty] | 0 | [12 empty] | 117.95 | 235.9 | 353.85 | W:12 1/2'' H:23 1/4'' E:11 1/2'' | 10.2 |  |  | 12.5 | 23.25 | Cap Nuts |  |  |  |  | 11.5 |  | No |  | No | [21 empty] | DP:1 1/8'' W:6 1/2'' H:7 3/4'' OB UP:4'' Irregular |  |  |  | 6.5 | Black/White |  |  | Hardwired | 0 | 0 | 0 | 0 | 1 | 0 | 0 | 1 | 0 | 0 | 0 | 785652078675 | 27.25 | 16 | 15.375 | 10.9 | 3.879 | 250 | Yes | [9 empty] | cETL Wet | SEVIER 1L XL LANTERN-71 | Extra Large One Light Downlight Outdoor Wall Lantern |  | 8738751-71.jpg | 8738751.jpg
8738751EN3-12 | Extra Large One Light Downlight Outdoor Wall Lantern | The Sevier outdoor collection by Sea Gull Lighting brings timeless design to new heights with its traditional design details found in classic outdoor fixtures as well as an open bottom for easy maintenance. Made of durable cast aluminum, a multi-level crown, top finial and stepped-edge back plate complete the traditional look. Offered in Antique Bronze or Black finish, both with Clear glass, the collection includes a one-light outdoor pendant, one-light post lantern, a large one-light uplight outdoor wall lantern, a small one-light uplight outdoor wall lantern, a small one-light downlight outdoor wall lantern, and a large one-light downlight outdoor wall lantern. | OUTDOOR | Sevier | Outdoor Lighting | Black | 12 |  | Satin Etched Glass | W:5" H:11.5625" |  |  | 1 Medium A19 9.3w |  | 1 | Yes | [14 empty] | 0 | [12 empty] | 122.95 | 245.9 | 368.85 | W:12 1/2'' H:23 1/4'' E:11 1/2'' | 10.2 |  |  | 12.5 | 23.25 | Cap Nuts |  |  |  |  | 11.5 |  | No |  | No | [21 empty] | DP:1 1/8'' W:6 1/2'' H:7 3/4'' OB UP:4'' Irregular |  |  |  | 6.5 | Black/White |  |  | Hardwired | 0 | 0 | 0 | 1 | 1 | 0 | 0 | 0 | 0 | 0 | 0 | 785652082948 | 27.25 | 16 | 15.375 | 10.9 | 3.879 | 250 | Yes | [9 empty] | cETL Wet | SEVIER 1L XL LANTERN-12 | Extra Large One Light Downlight Outdoor Wall Lantern |  | 8738751EN3-12.jpg | 8738751EN3.jpg
8738751EN3-71 | Extra Large One Light Downlight Outdoor Wall Lantern | The Sevier outdoor collection by Sea Gull Lighting brings timeless design to new heights with its traditional design details found in classic outdoor fixtures as well as an open bottom for easy maintenance. Made of durable cast aluminum, a multi-level crown, top finial and stepped-edge back plate complete the traditional look. Offered in Antique Bronze or Black finish, both with Clear glass, the collection includes a one-light outdoor pendant, one-light post lantern, a large one-light uplight outdoor wall lantern, a small one-light uplight outdoor wall lantern, a small one-light downlight outdoor wall lantern, and a large one-light downlight outdoor wall lantern. | OUTDOOR | Sevier | Outdoor Lighting | Antique Bronze | 71 |  | Satin Etched Glass | W:5" H:11.5625" |  |  | 1 Medium A19 9.3w |  | 1 | Yes | [14 empty] | 0 | [12 empty] | 122.95 | 245.9 | 368.85 | W:12 1/2'' H:23 1/4'' E:11 1/2'' | 10.2 |  |  | 12.5 | 23.25 | Cap Nuts |  |  |  |  | 11.5 |  | No |  | No | [21 empty] | DP:1 1/8'' W:6 1/2'' H:7 3/4'' OB UP:4'' Irregular |  |  |  | 6.5 | Black/White |  |  | Hardwired | 0 | 0 | 0 | 1 | 1 | 0 | 0 | 0 | 0 | 0 | 0 | 785652082955 | 27.25 | 16 | 15.375 | 10.9 | 3.879 | 250 | Yes | [9 empty] | cETL Wet | SEVIER 1L XL LANTERN-71 | Extra Large One Light Downlight Outdoor Wall Lantern |  | 8738751EN3-71.jpg | 8738751EN3.jpg
8743193S-12 | Large LED Outdoor Wall Lantern |  | OUTDOOR | Rebay | Outdoor Lighting | Black | 12 | Aluminum |  |  |  | Etched / White Inside Glass |  |  | 1 | No | 1310 | 3000 | 90 | 15 | 120 | 19 - Integrated | LED - Array |  |  |  | LED | 15 | 15 | 50000 | 0 | [12 empty] | 134.5 | 269 | 403.5 | W:6 1/2'' H:19 1/2'' E:3 1/2'' |  |  |  | 6.5 | 19.5 | Screw(s) |  |  |  |  | 3.5 |  | No |  | No | [21 empty] | DP:7/8'' W:6 1/2'' H:19 1/2'' OB UP:9 3/4'' Rectangular |  |  |  | 6.5 | Black/White |  |  | Hardwired | 1 | 0 | 0 | 0 | 1 | 0 | 1 | 0 | 0 | 0 | 0 | 785652076923 | [16 empty] | cETL Wet | REBAY LED LG WALL-12 | Large LED Outdoor Wall Lantern |  | 8743193S-12.jpg | 8743193S.jpg
8743193S-71 | Large LED Outdoor Wall Lantern |  | OUTDOOR | Rebay | Outdoor Lighting | Antique Bronze | 71 | Aluminum |  |  |  | Etched / White Inside Glass |  |  | 1 | No | 1310 | 3000 | 90 | 15 | 120 | 19 - Integrated | LED - Array |  |  |  | LED | 15 | 15 | 50000 | 0 | [12 empty] | 134.5 | 269 | 403.5 | W:6 1/2'' H:19 1/2'' E:3 1/2'' |  |  |  | 6.5 | 19.5 | Screw(s) |  |  |  |  | 3.5 |  | No |  | No | [21 empty] | DP:7/8'' W:6 1/2'' H:19 1/2'' OB UP:9 3/4'' Rectangular |  |  |  | 6.5 | Black/White |  |  | Hardwired | 1 | 0 | 0 | 0 | 1 | 0 | 1 | 0 | 0 | 0 | 0 | 785652076930 | [16 empty] | cETL Wet | REBAY LED LG WALL-71 | Large LED Outdoor Wall Lantern |  | 8743193S-71.jpg | 8743193S.jpg
8747401-12 | Large One Light Outdoor Wall Lantern | The decorative, sturdy Gealan Collection is a versatile outdoor product line built to last. Echoing classic lampposts while using modern silhouettes and glass panels creates a smooth transitional style. Give outdoor settings a refreshing new look with beautifully framed lighting. Available in a variety of sizes for flexible options to match any exterior. Choose from Painted Brushed Nickel finish with Clear Ribbed glass or Black finish with Satin Etched glass. The proprietary StoneStrong material withstands all weather climes. StoneStrong material is rust-proof and built to last in any outside environment, including coastal, dry, and harsh winter or summer climates. StoneStrong is also backed by a robust warranty. | OUTDOOR | Gaelan | Outdoor Lighting | Black | 12 | StoneStrong | Satin Etched Glass | W:5.875" H:10" |  |  | 1 Medium A19 75w |  | 1 | No | [14 empty] | 0 | [12 empty] | 115.95 | 231.9 | 347.85 | W:8 1/2'' H:16 3/4'' E:8 3/4'' | 5.5 |  |  | 8.5 | 16.75 | Cap Nuts |  |  |  |  | 8.75 |  | No |  | No | [21 empty] | DP:13/16'' W:5 1/2'' H:9 1/4'' OB UP:8 3/8'' Rectangular |  |  |  | 6.5 | Black/White |  |  | Hardwired | 0 | 0 | 0 | 0 | 1 | 0 | 0 | 1 | 0 | 0 | 0 | 785652056376 | 22.75 | 13 | 11.5 | 7.1 | 1.968 | 250 | Yes | [9 empty] | cETL Wet | GAELAN 1L WALL LANTERN-12 | Large One Light Outdoor Wall Lantern |  | 8747401-12.png | 6247401.jpg
8747401EN3-12 | Large One Light Outdoor Wall Lantern | The decorative, sturdy Gealan Collection is a versatile outdoor product line built to last. Echoing classic lampposts while using modern silhouettes and glass panels creates a smooth transitional style. Give outdoor settings a refreshing new look with beautifully framed lighting. Available in a variety of sizes for flexible options to match any exterior. Choose from Painted Brushed Nickel finish with Clear Ribbed glass or Black finish with Satin Etched glass. The proprietary StoneStrong material withstands all weather climes. StoneStrong material is rust-proof and built to last in any outside environment, including coastal, dry, and harsh winter or summer climates. StoneStrong is also backed by a robust warranty. | OUTDOOR | Gaelan | Outdoor Lighting | Black | 12 | StoneStrong | Satin Etched Glass | W:5.875" H:10" |  |  | 1 Medium A19 9.3w |  | 1 | Yes | [14 empty] | 0 | [12 empty] | 124.98 | 249.96 | 374.94 | W:8 1/2'' H:16 3/4'' E:8 3/4'' | 5.5 |  |  | 8.5 | 16.75 | Cap Nuts |  |  |  |  | 8.75 |  | No |  | No | [21 empty] | DP:13/16'' W:5 1/2'' H:9 1/4'' OB UP:8 3/8'' Rectangular |  |  |  | 6.5 | Black/White |  |  | Hardwired | 0 | 0 | 0 | 1 | 1 | 0 | 0 | 0 | 0 | 0 | 0 | 785652056765 | 22.75 | 13 | 11.5 | 7.1 | 1.968 | 250 | Yes | [9 empty] | cETL Wet | GAELAN 1L WALL LANTERN-12 | Large One Light Outdoor Wall Lantern |  | 8747401EN3-12.png | 8747401EN3.jpg
8747431-753 | Large One Light Outdoor Wall Lantern | The decorative, sturdy Gealan Collection is a versatile outdoor product line built to last. Echoing classic lampposts while using modern silhouettes and glass panels creates a smooth transitional style. Give outdoor settings a refreshing new look with beautifully framed lighting. Available in a variety of sizes for flexible options to match any exterior. Choose from Painted Brushed Nickel finish with Clear Ribbed glass or Black finish with Satin Etched glass. The proprietary StoneStrong material withstands all weather climes. StoneStrong material is rust-proof and built to last in any outside environment, including coastal, dry, and harsh winter or summer climates. StoneStrong is also backed by a robust warranty. | OUTDOOR | Gaelan | Outdoor Lighting | Painted Brushed Nickel | 753 | StoneStrong | Clear Ribbed Glass | W:5.875" H:10" |  |  | 1 Medium A19 75w |  | 1 | No | [14 empty] | 0 | [12 empty] | 115.95 | 231.9 | 347.85 | W:8 1/2'' H:16 3/4'' E:8 3/4'' | 5.5 |  |  | 8.5 | 16.75 | Cap Nuts |  |  |  |  | 8.75 |  | No |  | No | [21 empty] | DP:13/16'' W:5 1/2'' H:9 1/4'' OB UP:8 3/8'' Rectangular |  |  |  | 6.5 | Black/White |  |  | Hardwired | 0 | 0 | 0 | 0 | 1 | 0 | 0 | 1 | 0 | 0 | 0 | 785652056383 | 22.5 | 13.25 | 11.5 | 7.3 | 1.984 | 250 | Yes | [9 empty] | cETL Wet | GAELAN 1L WALL LANTERN-753 | Large One Light Outdoor Wall Lantern |  | 8747431-753.png | 8747431.jpg
8747431EN3-753 | Large One Light Outdoor Wall Lantern | The decorative, sturdy Gealan Collection is a versatile outdoor product line built to last. Echoing classic lampposts while using modern silhouettes and glass panels creates a smooth transitional style. Give outdoor settings a refreshing new look with beautifully framed lighting. Available in a variety of sizes for flexible options to match any exterior. Choose from Painted Brushed Nickel finish with Clear Ribbed glass or Black finish with Satin Etched glass. The proprietary StoneStrong material withstands all weather climes. StoneStrong material is rust-proof and built to last in any outside environment, including coastal, dry, and harsh winter or summer climates. StoneStrong is also backed by a robust warranty. | OUTDOOR | Gaelan | Outdoor Lighting | Painted Brushed Nickel | 753 | StoneStrong | Clear Ribbed Glass | W:5.875" H:10" |  |  | 1 Medium A19 9.3w |  | 1 | Yes | [14 empty] | 0 | [12 empty] | 121.95 | 243.9 | 365.85 | W:8 1/2'' H:16 3/4'' E:8 3/4'' | 5.5 |  |  | 8.5 | 16.75 | Cap Nuts |  |  |  |  | 8.75 |  | No |  | No | [21 empty] | DP:13/16'' W:5 1/2'' H:9 1/4'' OB UP:8 3/8'' Rectangular |  |  |  | 6.5 | Black/White |  |  | Hardwired | 0 | 0 | 0 | 1 | 1 | 0 | 0 | 0 | 0 | 0 | 0 | 785652056772 | 22.5 | 13.5 | 11.5 | 6.9 | 2.021 | 250 | Yes | [9 empty] | cETL Wet | GAELAN 1L WALL LANTERN-753 | Large One Light Outdoor Wall Lantern |  | 8747431EN3-753.jpg | 8747431EN3.jpg
8747901-12 | Medium One Light Outdoor Wall Lantern | The transitional Crowell outdoor lighting collection by Sea Gull Lighting conveys Art Deco influences with its linear, vertical details and clean, overall design. Their large scale gives these light fixtures real presence without competing with the residential architecture they adorn. The lighting collection, offered in Antique Bronze finish with Crème Parchment glass or Black finish with Satin Etched glass, offers a one-light outdoor pendant, a two-light outdoor ceiling flush mount, a one-light outdoor post lantern, and small, medium and large one-light outdoor wall lanterns also available in Dark Sky versions. Incandescent, integrated LED and ENERGY STAR-qualified LED lamping are available. The advanced, integrated LED option has warm-on-dim technology that warms in color when dimmed, going from 2700K to 2200K and is California Title 24 compliant. | OUTDOOR | Crowell | Outdoor Lighting | Black | 12 | Aluminum | Satin Etched Glass | D:5.6875" H:10.5" |  |  | 1 Medium A19 100w |  | 1 | No | [14 empty] | 0 | [12 empty] | 141.98 | 283.96 | 425.94 | W:9'' H:14 7/8'' E:10 7/8'' | 5.1 |  |  | 9 | 14.875 | Cap Nuts |  |  |  |  | 10.875 |  | No |  | No | [21 empty] | DP:3/4'' W:4 1/2'' H:6 1/2'' OB UP:5'' OB DOWN:10'' Rectangular |  |  |  | 6 | Black/White |  |  | Hardwired | 0 | 0 | 0 | 0 | 1 | 0 | 0 | 1 | 0 | 0 | 0 | 785652107979 | 18 | 12.5 | 11.5 | 6.8 | 1.497 | 175 | Yes | [9 empty] | cETL Wet | CROWELL 1L LANTERN-12 | Medium One Light Outdoor Wall Lantern |  | 8747901-12.jpg | 8747901.jpg
8747901-71 | Medium One Light Outdoor Wall Lantern | The transitional Crowell outdoor lighting collection by Sea Gull Lighting conveys Art Deco influences with its linear, vertical details and clean, overall design. Their large scale gives these light fixtures real presence without competing with the residential architecture they adorn. The lighting collection, offered in Antique Bronze finish with Crème Parchment glass or Black finish with Satin Etched glass, offers a one-light outdoor pendant, a two-light outdoor ceiling flush mount, a one-light outdoor post lantern, and small, medium and large one-light outdoor wall lanterns also available in Dark Sky versions. Incandescent, integrated LED and ENERGY STAR-qualified LED lamping are available. The advanced, integrated LED option has warm-on-dim technology that warms in color when dimmed, going from 2700K to 2200K and is California Title 24 compliant. | OUTDOOR | Crowell | Outdoor Lighting | Antique Bronze | 71 | Aluminum | Creme Parchment Glass | D:5.6875" H:10.5" |  |  | 1 Medium A19 100w |  | 1 | No | [14 empty] | 0 | [12 empty] | 141.98 | 283.96 | 425.94 | W:9'' H:14 7/8'' E:10 7/8'' | 5.1 |  |  | 9 | 14.875 | Cap Nuts |  |  |  |  | 10.875 |  | No |  | No | [21 empty] | DP:3/4'' W:4 1/2'' H:6 1/2'' OB UP:5'' OB DOWN:10'' Rectangular |  |  |  | 6 | Black/White |  |  | Hardwired | 0 | 0 | 0 | 0 | 1 | 0 | 0 | 1 | 0 | 0 | 0 | 785652107986 | 18 | 12.5 | 11.25 | 6.4 | 1.465 | 175 | Yes | [9 empty] | cETL Wet | CROWELL 1L LANTERN-71 | Medium One Light Outdoor Wall Lantern |  | 8747901-71.jpg | 8747901.jpg
8747901DEN3-12 | Medium One Light Outdoor Wall Lantern | The transitional Crowell outdoor lighting collection by Sea Gull Lighting conveys Art Deco influences with its linear, vertical details and clean, overall design. Their large scale gives these light fixtures real presence without competing with the residential architecture they adorn. The lighting collection, offered in Antique Bronze finish with Crème Parchment glass or Black finish with Satin Etched glass, offers a one-light outdoor pendant, a two-light outdoor ceiling flush mount, a one-light outdoor post lantern, and small, medium and large one-light outdoor wall lanterns also available in Dark Sky versions. Incandescent, integrated LED and ENERGY STAR-qualified LED lamping are available. The advanced, integrated LED option has warm-on-dim technology that warms in color when dimmed, going from 2700K to 2200K and is California Title 24 compliant. | OUTDOOR | Crowell | Outdoor Lighting | Black | 12 | Aluminum | Satin Etched Glass | D:5.6875" H:10.5" |  |  | 1 Medium A19 9.3w |  | 1 | Yes | [14 empty] | 0 | [12 empty] | 157.98 | 315.96 | 473.94 | W:9'' H:14 7/8'' E:10 7/8'' | 5.1 |  |  | 9 | 14.875 | Cap Nuts |  |  |  |  | 10.875 |  | No |  | No | [21 empty] | DP:3/4'' W:4 1/2'' H:6 1/2'' OB UP:5'' OB DOWN:10'' Rectangular |  |  |  | 6 | Black/White |  |  | Hardwired | 0 | 0 | 0 | 1 | 1 | 0 | 0 | 0 | 0 | 0 | 0 | 785652065675 | 18 | 12.5 | 11.5 | 6.8 | 1.497 | 175 | Yes | [9 empty] | cETL Wet | CROWELL 1L LANTERN-12 | Medium One Light Outdoor Wall Lantern |  | 8747901DEN3-12.jpg | 8747901DEN.jpg
8747901DEN3-71 | Medium One Light Outdoor Wall Lantern | The transitional Crowell outdoor lighting collection by Sea Gull Lighting conveys Art Deco influences with its linear, vertical details and clean, overall design. Their large scale gives these light fixtures real presence without competing with the residential architecture they adorn. The lighting collection, offered in Antique Bronze finish with Crème Parchment glass or Black finish with Satin Etched glass, offers a one-light outdoor pendant, a two-light outdoor ceiling flush mount, a one-light outdoor post lantern, and small, medium and large one-light outdoor wall lanterns also available in Dark Sky versions. Incandescent, integrated LED and ENERGY STAR-qualified LED lamping are available. The advanced, integrated LED option has warm-on-dim technology that warms in color when dimmed, going from 2700K to 2200K and is California Title 24 compliant. | OUTDOOR | Crowell | Outdoor Lighting | Antique Bronze | 71 | Aluminum | White Aluminum | D:5.5" H:10.5" |  |  | 1 Medium A19 9.3w |  | 1 | Yes | [14 empty] | 0 | [12 empty] | 157.98 | 315.96 | 473.94 | W:9'' H:14 7/8'' E:10 7/8'' | 5.1 |  |  | 9 | 14.875 | Cap Nuts |  |  |  |  | 10.875 |  | No |  | No | [21 empty] | DP:3/4'' W:4 1/2'' H:6 1/2'' OB UP:5'' OB DOWN:10'' Rectangular |  |  |  | 6 | Black/White |  |  | Hardwired | 0 | 0 | 0 | 1 | 1 | 0 | 0 | 0 | 0 | 0 | 0 | 785652065682 | 18 | 12.5 | 11.25 | 6.4 | 1.465 | 175 | Yes | [9 empty] | cETL Wet | CROWELL 1L LANTERN-71 | Medium One Light Outdoor Wall Lantern |  | 8747901DEN3-71.jpg | 8747901DEN.jpg
8747901EN3-12 | Medium One Light Outdoor Wall Lantern | The transitional Crowell outdoor lighting collection by Sea Gull Lighting conveys Art Deco influences with its linear, vertical details and clean, overall design. Their large scale gives these light fixtures real presence without competing with the residential architecture they adorn. The lighting collection, offered in Antique Bronze finish with Crème Parchment glass or Black finish with Satin Etched glass, offers a one-light outdoor pendant, a two-light outdoor ceiling flush mount, a one-light outdoor post lantern, and small, medium and large one-light outdoor wall lanterns also available in Dark Sky versions. Incandescent, integrated LED and ENERGY STAR-qualified LED lamping are available. The advanced, integrated LED option has warm-on-dim technology that warms in color when dimmed, going from 2700K to 2200K and is California Title 24 compliant. | OUTDOOR | Crowell | Outdoor Lighting | Black | 12 | Aluminum | Satin Etched Glass | D:5.6875" H:10.5" |  |  | 1 Medium A19 9.3w |  | 1 | Yes | [14 empty] | 0 | [12 empty] | 144.98 | 289.96 | 434.94 | W:9'' H:14 7/8'' E:10 7/8'' | 5.1 |  |  | 9 | 14.875 | Cap Nuts |  |  |  |  | 10.875 |  | No |  | No | [21 empty] | DP:3/4'' W:4 1/2'' H:6 1/2'' OB UP:5'' OB DOWN:10'' Rectangular |  |  |  | 6 | Black/White |  |  | Hardwired | 0 | 0 | 0 | 1 | 1 | 0 | 0 | 0 | 0 | 0 | 0 | 785652045035 | 18 | 12.5 | 11.5 | 6.8 | 1.497 | 175 | Yes | [9 empty] | cETL Wet | CROWELL 1L LANTERN-12 | Medium One Light Outdoor Wall Lantern |  | 8747901EN3-12.jpg | 8747901.jpg
8747901EN3-71 | Medium One Light Outdoor Wall Lantern | The transitional Crowell outdoor lighting collection by Sea Gull Lighting conveys Art Deco influences with its linear, vertical details and clean, overall design. Their large scale gives these light fixtures real presence without competing with the residential architecture they adorn. The lighting collection, offered in Antique Bronze finish with Crème Parchment glass or Black finish with Satin Etched glass, offers a one-light outdoor pendant, a two-light outdoor ceiling flush mount, a one-light outdoor post lantern, and small, medium and large one-light outdoor wall lanterns also available in Dark Sky versions. Incandescent, integrated LED and ENERGY STAR-qualified LED lamping are available. The advanced, integrated LED option has warm-on-dim technology that warms in color when dimmed, going from 2700K to 2200K and is California Title 24 compliant. | OUTDOOR | Crowell | Outdoor Lighting | Antique Bronze | 71 | Aluminum | Creme Parchment Glass | D:5.6875" H:10.5" |  |  | 1 Medium A19 9.3w |  | 1 | Yes | [14 empty] | 0 | [12 empty] | 144.98 | 289.96 | 434.94 | W:9'' H:14 7/8'' E:10 7/8'' | 5.1 |  |  | 9 | 14.875 | Cap Nuts |  |  |  |  | 10.875 |  | No |  | No | [21 empty] | DP:3/4'' W:4 1/2'' H:6 1/2'' OB UP:5'' OB DOWN:10'' Rectangular |  |  |  | 6 | Black/White |  |  | Hardwired | 0 | 0 | 0 | 1 | 1 | 0 | 0 | 0 | 0 | 0 | 0 | 785652045066 | 18 | 12.5 | 11.25 | 6.4 | 1.465 | 175 | Yes | [9 empty] | cETL Wet | CROWELL 1L LANTERN-71 | Medium One Light Outdoor Wall Lantern |  | 8747901EN3-71.jpg | 8747901.jpg
8750-12 | One Light Outdoor Wall Lantern | Perfect for architectural enhancement and applications where less light is needed. Sea Gull Lighting outdoor wall fixtures are made to complement a wide range of architectural styles and crafted from high quality, durable materials to provide you sensible style that lasts. | OUTDOOR | Outdoor Wall | Outdoor Lighting | Black | 12 | Polycarbonate |  |  |  | Clear Glass | 1 Medium A19 60w |  | 1 | No | [14 empty] | 0 | [12 empty] | 12.48 | 24.96 | 37.44 | W:4 1/2'' H:6'' E:5 1/2'' | 1 |  |  | 4.5 | 6 | Center Lock-Up |  |  |  |  | 5.5 |  | No |  | No | [21 empty] | DP:5 1/2'' W:4 1/2'' H:4 3/4'' OB UP:2 1/4'' OB DOWN:3 3/4'' |  |  |  | 6.5 |  |  | N/A | Hardwired | 0 | 0 | 0 | 0 | 1 | 0 | 0 | 1 | 0 | 0 | 0 | 785652875021 | 8 | 5.75 | 5.25 | 1.58 | 0.14 | 93 | Yes | 12 | 10785652875028 | 23 | 9.75 | 17 | 19 | 2.206 | Yes |  | cETL Wet | 1L WALL LANTERN-12 | One Light Outdoor Wall Lantern |  | 8750-12.jpg | 8750.jpg
8750-15 | One Light Outdoor Wall Lantern | Perfect for architectural enhancement and applications where less light is needed. Sea Gull Lighting outdoor wall fixtures are made to complement a wide range of architectural styles and crafted from high quality, durable materials to provide you sensible style that lasts. | OUTDOOR | Outdoor Wall | Outdoor Lighting | White | 15 | Polycarbonate |  |  |  | Clear Glass | 1 Medium A19 60w |  | 1 | No | [14 empty] | 0 | [12 empty] | 12.48 | 24.96 | 37.44 | W:4 1/2'' H:6'' E:5 1/2'' |  |  |  | 4.5 | 6 | Center Lock-Up |  |  |  |  | 5.5 |  | No |  | No | [21 empty] | DP:5 1/2'' W:4 1/2'' H:4 3/4'' OB UP:2 1/4'' OB DOWN:3 3/4'' |  |  |  | 6.5 |  |  | N/A | Hardwired | 0 | 0 | 0 | 0 | 1 | 0 | 0 | 1 | 0 | 0 | 0 | 785652875052 | 9 | 5.75 | 5.25 | 1.56 | 0.157 | 100 | Yes | 12 | 10785652875059 | 23 | 9.75 | 17 | 18.8 | 2.206 | Yes |  | cETL Wet | 1L WALL LANTERN-15 | One Light Outdoor Wall Lantern |  | 8750-15.jpg | 8750.jpg
8750701-12 | Large One Light Outdoor Wall Lantern | Timeless neo-classical style meets high-tech performance in the Calder Collection. Using an ornate style that echoes colonial lanterns but constructed in proprietary StoneStrong exterior, Calder will withstand harsh outdoor conditions for years to come. StoneStrong material is rust-proof and built to last in any outside environment, including coastal, dry, and harsh winter climates. StoneStrong is also backed by a robust warranty. Add a vintage classical look with the advantages of modern technology as an attractive and practical addition to any exterior. Available in Black and Antique Bronze finishes. All fixtures are available as ENERGY STAR®-qualified and California Title 24 compliant. | OUTDOOR | Calder | Outdoor Lighting | Black | 12 | StoneStrong | Satin Etched Glass | D:7.5" H:8.625" |  |  | 1 Medium A19 75w |  | 1 | No | [14 empty] | 0 | [12 empty] | 114.98 | 229.96 | 344.94 | W:10'' H:16 1/2'' E:11 3/8'' | 5.1 |  |  | 10 | 16.5 | Cap Nuts |  |  |  |  | 11.375 |  | No |  | No | [21 empty] | DP:1'' W:5 7/8'' H:8 7/8'' OB UP:5 3/8'' Octagonal |  |  |  | 6 | Black/White |  |  | Hardwired | 0 | 0 | 0 | 0 | 1 | 0 | 0 | 1 | 0 | 0 | 0 | 785652056475 | 22 | 13 | 14.25 | 7.6 | 2.359 | 250 | Yes | [9 empty] | cETL Wet | CALDER 1L WALL LANTERN-12 | Large One Light Outdoor Wall Lantern |  | 8750701-12.png | 8750701.jpg
8750701-71 | Large One Light Outdoor Wall Lantern | Timeless neo-classical style meets high-tech performance in the Calder Collection. Using an ornate style that echoes colonial lanterns but constructed in proprietary StoneStrong exterior, Calder will withstand harsh outdoor conditions for years to come. StoneStrong material is rust-proof and built to last in any outside environment, including coastal, dry, and harsh winter climates. StoneStrong is also backed by a robust warranty. Add a vintage classical look with the advantages of modern technology as an attractive and practical addition to any exterior. Available in Black and Antique Bronze finishes. All fixtures are available as ENERGY STAR®-qualified and California Title 24 compliant. | OUTDOOR | Calder | Outdoor Lighting | Antique Bronze | 71 | StoneStrong | Satin Etched Glass | D:7.5" H:8.625" |  |  | 1 Medium A19 75w |  | 1 | No | [14 empty] | 0 | [12 empty] | 114.98 | 229.96 | 344.94 | W:10'' H:16 1/2'' E:11 3/8'' | 5.1 |  |  | 10 | 16.5 | Cap Nuts |  |  |  |  | 11.375 |  | No |  | No | [21 empty] | DP:1'' W:5 7/8'' H:8 7/8'' OB UP:5 3/8'' Octagonal |  |  |  | 6 | Black/White |  |  | Hardwired | 0 | 0 | 0 | 0 | 1 | 0 | 0 | 1 | 0 | 0 | 0 | 785652056482 | 22 | 13 | 14.25 | 7.6 | 2.359 | 250 | Yes | [9 empty] | cETL Wet | CALDER 1L WALL LANTERN-71 | Large One Light Outdoor Wall Lantern |  | 8750701-71.png | 8750701.jpg
8750701EN3-12 | Large One Light Outdoor Wall Lantern | Timeless neo-classical style meets high-tech performance in the Calder Collection. Using an ornate style that echoes colonial lanterns but constructed in proprietary StoneStrong exterior, Calder will withstand harsh outdoor conditions for years to come. StoneStrong material is rust-proof and built to last in any outside environment, including coastal, dry, and harsh winter climates. StoneStrong is also backed by a robust warranty. Add a vintage classical look with the advantages of modern technology as an attractive and practical addition to any exterior. Available in Black and Antique Bronze finishes. All fixtures are available as ENERGY STAR®-qualified and California Title 24 compliant. | OUTDOOR | Calder | Outdoor Lighting | Black | 12 | StoneStrong | Satin Etched Glass | D:7.5" H:8.625" |  |  | 1 Medium A19 9.3w |  | 1 | Yes | [14 empty] | 0 | [12 empty] | 119.98 | 239.96 | 359.94 | W:10'' H:16 1/2'' E:11 3/8'' | 5.1 |  |  | 10 | 16.5 | Cap Nuts |  |  |  |  | 11.375 |  | No |  | No | [21 empty] | DP:1'' W:5 7/8'' H:8 7/8'' OB UP:5 3/8'' Octagonal |  |  |  | 6 | Black/White |  |  | Hardwired | 0 | 0 | 0 | 1 | 1 | 0 | 0 | 0 | 0 | 0 | 0 | 785652056864 | 22 | 13 | 14.25 | 7.6 | 2.359 | 250 | Yes | [9 empty] | cETL Wet | CALDER 1L WALL LANTERN-12 | Large One Light Outdoor Wall Lantern |  | 8750701EN3-12.png | 8750701EN3.jpg
8750701EN3-71 | Large One Light Outdoor Wall Lantern | Timeless neo-classical style meets high-tech performance in the Calder Collection. Using an ornate style that echoes colonial lanterns but constructed in proprietary StoneStrong exterior, Calder will withstand harsh outdoor conditions for years to come. StoneStrong material is rust-proof and built to last in any outside environment, including coastal, dry, and harsh winter climates. StoneStrong is also backed by a robust warranty. Add a vintage classical look with the advantages of modern technology as an attractive and practical addition to any exterior. Available in Black and Antique Bronze finishes. All fixtures are available as ENERGY STAR®-qualified and California Title 24 compliant. | OUTDOOR | Calder | Outdoor Lighting | Antique Bronze | 71 | StoneStrong | Satin Etched Glass | D:7.5" H:8.625" |  |  | 1 Medium A19 9.3w |  | 1 | Yes | [14 empty] | 0 | [12 empty] | 119.98 | 239.96 | 359.94 | W:10'' H:16 1/2'' E:11 3/8'' | 5.1 |  |  | 10 | 16.5 | Cap Nuts |  |  |  |  | 11.375 |  | No |  | No | [21 empty] | DP:1'' W:5 7/8'' H:8 7/8'' OB UP:5 3/8'' Octagonal |  |  |  | 6 | Black/White |  |  | Hardwired | 0 | 0 | 0 | 1 | 1 | 0 | 0 | 0 | 0 | 0 | 0 | 785652056871 | 22 | 13 | 14.25 | 7.6 | 2.359 | 250 | Yes | [9 empty] | cETL Wet | CALDER 1L WALL LANTERN-71 | Large One Light Outdoor Wall Lantern |  | 8750701EN3-71.png | 8750701EN3.jpg
8752701-12 | Large One Light Outdoor Wall Lantern |  | OUTDOOR | Tomek | Outdoor Lighting | Black | 12 | Aluminum | Etched / White Inside Glass | L:7.375" W:0.125" H:12.4375" |  |  | 1 Medium A19 75w |  | 1 | No | [14 empty] | 0 | [12 empty] | 109.5 | 219 | 328.5 | W:10 1/2'' H:18'' E:12 3/8'' |  |  |  | 10.5 | 18 | Cap Nuts |  |  |  |  | 12.375 |  | No |  | No | [21 empty] | DP:1'' W:6'' H:10'' OB UP:3'' Rectangular |  |  |  | 6.5 | Black/White |  |  | Hardwired | 0 | 0 | 0 | 0 | 1 | 0 | 0 | 1 | 0 | 0 | 0 | 785652077081 | [16 empty] | cETL Wet | TOMEK 1L LG WALL-12 | Large One Light Outdoor Wall Lantern |  | 8752701-12.jpg | 8752701.jpg
8752701-71 | Large One Light Outdoor Wall Lantern |  | OUTDOOR | Tomek | Outdoor Lighting | Antique Bronze | 71 | Aluminum | Etched / White Inside Glass | L:7.375" W:0.125" H:12.4375" |  |  | 1 Medium A19 75w |  | 1 | No | [14 empty] | 0 | [12 empty] | 109.5 | 219 | 328.5 | W:10 1/2'' H:18'' E:12 3/8'' |  |  |  | 10.5 | 18 | Cap Nuts |  |  |  |  | 12.375 |  | No |  | No | [21 empty] | DP:1'' W:6'' H:10'' OB UP:3'' Rectangular |  |  |  | 6.5 | Black/White |  |  | Hardwired | 0 | 0 | 0 | 0 | 1 | 0 | 0 | 1 | 0 | 0 | 0 | 785652077098 | 21 | 14.5 | 13.25 | 10.1 | 2.335 | 175 | Yes | [9 empty] | cETL Wet | TOMEK 1L LG WALL-71 | Large One Light Outdoor Wall Lantern |  | 8752701-71.jpg | 8752701.jpg
8752701EN3-12 | Large One Light Outdoor Wall Lantern |  | OUTDOOR | Tomek | Outdoor Lighting | Black | 12 | Aluminum | Etched / White Inside Glass | L:7.375" W:0.125" H:12.4375" |  |  | 1 Medium A19 9.3w |  | 1 | Yes | [14 empty] | 0 | [12 empty] | 114.5 | 229 | 343.5 | W:10 1/2'' H:18'' E:12 3/8'' |  |  |  | 10.5 | 18 | Cap Nuts |  |  |  |  | 12.375 |  | No |  | No | [21 empty] | DP:1'' W:6'' H:10'' OB UP:3'' Rectangular |  |  |  | 6.5 | Black/White |  |  | Hardwired | 0 | 0 | 0 | 1 | 1 | 0 | 0 | 0 | 0 | 0 | 0 | 785652080661 | [16 empty] | cETL Wet | TOMEK 1L LG WALL-12 | Large One Light Outdoor Wall Lantern |  | 8752701EN3-12.jpg | 8752701EN3.jpg
8752701EN3-71 | Large One Light Outdoor Wall Lantern |  | OUTDOOR | Tomek | Outdoor Lighting | Antique Bronze | 71 | Aluminum | Etched / White Inside Glass | L:7.375" W:0.125" H:12.4375" |  |  | 1 Medium A19 9.3w |  | 1 | Yes | [14 empty] | 0 | [12 empty] | 114.5 | 229 | 343.5 | W:10 1/2'' H:18'' E:12 3/8'' |  |  |  | 10.5 | 18 | Cap Nuts |  |  |  |  | 12.375 |  | No |  | No | [21 empty] | DP:1'' W:6'' H:10'' OB UP:3'' Rectangular |  |  |  | 6.5 | Black/White |  |  | Hardwired | 0 | 0 | 0 | 1 | 1 | 0 | 0 | 0 | 0 | 0 | 0 | 785652080685 | [16 empty] | cETL Wet | TOMEK 1L LG WALL-71 | Large One Light Outdoor Wall Lantern |  | 8752701EN3-71.jpg | 8752701EN3.jpg
8753-15 | One Light Outdoor Wall Lantern | Perfect for architectural enhancement and applications where less light is needed. Sea Gull Lighting outdoor wall fixtures are made to complement a wide range of architectural styles and crafted from high quality, durable materials to provide you sensible style that lasts. | OUTDOOR | Outdoor Wall | Outdoor Lighting | White | 15 | Polycarbonate |  |  |  | White Glass | 1 Medium A19 60w |  | 1 | No | [14 empty] | 0 | [12 empty] | 12.48 | 24.96 | 37.44 | W:6'' H:7 1/4'' E:7'' | 1.1 |  |  | 6 | 7.25 | Center Lock-Up |  |  |  |  | 7 |  | No |  | No | [21 empty] | DP:5 1/2'' W:4 1/2'' H:4 3/4'' OB UP:2 1/4'' OB DOWN:5'' |  |  |  | 6.5 |  |  | N/A | Hardwired | 0 | 0 | 0 | 0 | 1 | 0 | 0 | 1 | 0 | 0 | 0 | 785652875359 | 9.5 | 7.75 | 6.75 | 1.4 | 0.288 | 175 | Yes | 12 | 10785652875356 | 19.5 | 21 | 13.25 | 18.4 | 3.14 | Yes |  | cETL Wet | 1L WALL LANTERN-15 | One Light Outdoor Wall Lantern |  | 8753-15.jpg | 8753.jpg
8753-34 | One Light Outdoor Wall Lantern | Perfect for architectural enhancement and applications where less light is needed. Sea Gull Lighting outdoor wall fixtures are made to complement a wide range of architectural styles and crafted from high quality, durable materials to provide you sensible style that lasts. | OUTDOOR | Outdoor Wall | Outdoor Lighting | Black / Smooth White | 1934-12-01 | Polycarbonate |  |  |  | White Glass | 1 Medium A19 60w |  | 1 | No | [14 empty] | 0 | [12 empty] | 12.48 | 24.96 | 37.44 | W:6'' H:7 1/4'' E:7'' | 1.1 |  |  | 6 | 7.25 | Center Lock-Up |  |  |  |  | 7 |  | No |  | No | [21 empty] | DP:5 1/2'' W:4 1/2'' H:4 3/4'' OB UP:2 1/4'' OB DOWN:5'' |  |  |  | 6.5 |  |  | N/A | Hardwired | 0 | 0 | 0 | 0 | 1 | 0 | 0 | 1 | 0 | 0 | 0 | 785652875335 | 10.25 | 7.25 | 7.25 | 1.5 | 0.312 | 60 | Yes | 12 | 10785652875332 | 24.25 | 15.5 | 21.25 | 204 | 4.622 | Yes |  | cETL Wet | 1L WALL LANTERN-34 | One Light Outdoor Wall Lantern |  | 8753-34 | 8753.jpg
8753EN3-15 | One Light Outdoor Wall Lantern | Perfect for architectural enhancement and applications where less light is needed. Sea Gull Lighting outdoor wall fixtures are made to complement a wide range of architectural styles and crafted from high quality, durable materials to provide you sensible style that lasts. | OUTDOOR | Outdoor Wall | Outdoor Lighting | White | 15 | Polycarbonate |  |  |  | Smooth White Glass | 1 Medium A19 9.3w |  | 1 | Yes | [14 empty] | 0 | [12 empty] | 17.48 | 34.96 | 52.44 | W:6'' H:7 1/4'' E:7'' | 1.1 |  |  | 6 | 7.25 | Center Lock-Up |  |  |  |  | 7 |  | No |  | No | [21 empty] | DP:5 1/2'' W:4 1/2'' H:4 3/4'' OB UP:2 1/4'' OB DOWN:5'' |  |  |  | 6.5 | Black/White |  | N/A | Hardwired | 0 | 0 | 0 | 1 | 1 | 0 | 0 | 0 | 0 | 0 | 0 | 785652044144 | 9.5 | 7.75 | 6.75 | 1.4 | 0.288 | 175 | Yes | 12 | 10785652044141 | 19.5 | 21 | 13.25 | 18.4 | 3.14 | Yes |  | cETL Wet | 1L WALL LANTERN-15 | One Light Outdoor Wall Lantern |  | 8753EN3-15.jpg | 8753.jpg
8753EN3-34 | One Light Outdoor Wall Lantern | Perfect for architectural enhancement and applications where less light is needed. Sea Gull Lighting outdoor wall fixtures are made to complement a wide range of architectural styles and crafted from high quality, durable materials to provide you sensible style that lasts. | OUTDOOR | Outdoor Wall | Outdoor Lighting | Black / Smooth White | 1934-12-01 | Polycarbonate |  |  |  | Smooth White Glass | 1 Medium A19 9.3w |  | 1 | Yes | [14 empty] | 0 | [12 empty] | 17.48 | 34.96 | 52.44 | W:6'' H:7 1/4'' E:7'' | 1.1 |  |  | 6 | 7.25 | Center Lock-Up |  |  |  |  | 7 |  | No |  | No | [21 empty] | DP:5 1/2'' W:4 1/2'' H:4 3/4'' OB UP:2 1/4'' OB DOWN:5'' |  |  |  | 6.5 | Black/White |  | N/A | Hardwired | 0 | 0 | 0 | 1 | 1 | 0 | 0 | 0 | 0 | 0 | 0 | 785652044151 | 9.5 | 6.75 | 6.75 | 1.5 | 0.25 | 125 | Yes | 12 | 10785652044158 | 20.75 | 14 | 20 | 19.2 | 3.362 | Yes |  | cETL Wet | 1L WALL LANTERN-34 | One Light Outdoor Wall Lantern |  | 8753EN3-34 | 8753.jpg
8765-12 | One Light Outdoor Wall Lantern | These outdoor lighting fixtures by Sea Gull Lighting are crafted from durable polycarbonate for enhanced weather resistance. Their clear beveled acrylic diffusers provide generous illumination that allows the incandescent light source to shine without diffusion. | OUTDOOR | Polycarbonate Outdoor | Outdoor Lighting | Black | 12 | Polycarbonate | Clear Beveled Acrylic |  |  |  | 1 Medium A19 100w |  | 1 | No | [14 empty] | 0 | [12 empty] | 45.98 | 91.96 | 137.94 | W:8'' H:25'' E:9'' | 1.7 |  |  | 8 | 25 | Cap Nuts |  |  |  |  | 9 |  | No |  | No | [21 empty] | W:4 1/4'' H:7 1/4'' OB UP:15 1/4'' |  |  |  | 6.5 |  |  | N/A | Hardwired | 0 | 0 | 0 | 0 | 1 | 0 | 0 | 1 | 0 | 0 | 0 | 785652876523 | 8.58 | 8.5 | 16.5 | 2.1 | 0.696 | 250 | Yes | [9 empty] | cETL Wet | POLYCARBONATE 1L LANTERN-12 | One Light Outdoor Wall Lantern |  | 8765-12.jpg | 8765.jpg
8765-15 | One Light Outdoor Wall Lantern | These outdoor lighting fixtures by Sea Gull Lighting are crafted from durable polycarbonate for enhanced weather resistance. Their clear beveled acrylic diffusers provide generous illumination that allows the incandescent light source to shine without diffusion. | OUTDOOR | Polycarbonate Outdoor | Outdoor Lighting | White | 15 | Polycarbonate | Clear Beveled Acrylic |  |  |  | 1 Medium A19 100w |  | 1 | No | [14 empty] | 0 | [12 empty] | 46.48 | 92.96 | 139.44 | W:8'' H:25'' E:9'' |  |  |  | 8 | 25 | Cap Nuts |  |  |  |  | 9 |  | No |  | No | [21 empty] | W:4 1/4'' H:7 1/4'' OB UP:15 1/4'' |  |  |  | 6.5 |  |  | N/A | Hardwired | 0 | 0 | 0 | 0 | 1 | 0 | 0 | 1 | 0 | 0 | 0 | 785652876554 | 8.78 | 8.18 | 16.38 | 2.9 | 0.681 | 175 | Yes | [9 empty] | cETL Wet | POLYCARBONATE 1L LANTERN-15 | One Light Outdoor Wall Lantern |  | 8765-15.jpg | 8765.jpg
8788-10 | One Light Outdoor Wall Lantern | With no pretentious airs about it, the Mulberry Hill outdoor lighting collection by Sea Gull Lighting is a series of simple and petite one-light outdoor wall lanterns offered in a range of finishes to complement any exterior, including White, Black, Pewter and Bronze. Both incandescent lamping and ENERGY STAR-qualified LED lamping are available. Several of these fixtures easily convert to LED by purchasing LED replacement lamps sold separately. | OUTDOOR | Mullberry Hill | Outdoor Lighting | Bronze | 10 | Die Cast Aluminum | Smooth White Glass | W:3" H:5" |  |  | 1 Medium A19 100w |  | 1 | No | [14 empty] | 0 | [12 empty] | 19.48 | 38.96 | 58.44 | W:5 3/4'' H:8 3/4'' E:4 1/2'' | 1.6 |  |  | 5.75 | 8.75 | Cap Nuts |  |  |  |  | 4.5 |  | No |  | No | [21 empty] | W:5 3/4'' H:8 3/4'' OB UP:5'' OB DOWN:3 3/4'' |  |  |  | 6.5 |  |  | N/A | Hardwired | 0 | 0 | 0 | 0 | 1 | 0 | 0 | 1 | 0 | 0 | 0 | 785652040184 | 11 | 6.75 | 5.5 | 1.8 | 0.236 | 125 | Yes | 6 | 10785652040181 | 18 | 13.75 | 11.75 | 12.1 | 1.683 | Yes | UL Wet | cUL Wet | MULBERRY HILL 1L LANTERN-10 | One Light Outdoor Wall Lantern |  | 8988BLE-10.jpg | 8988BLE.jpg
8788-12 | One Light Outdoor Wall Lantern | With no pretentious airs about it, the Mulberry Hill outdoor lighting collection by Sea Gull Lighting is a series of simple and petite one-light outdoor wall lanterns offered in a range of finishes to complement any exterior, including White, Black, Pewter and Bronze. Both incandescent lamping and ENERGY STAR-qualified LED lamping are available. Several of these fixtures easily convert to LED by purchasing LED replacement lamps sold separately. | OUTDOOR | Mullberry Hill | Outdoor Lighting | Black | 12 | Die Cast Aluminum | Smooth White Glass | W:3" H:5" |  |  | 1 Medium A19 100w |  | 1 | No | [14 empty] | 0 | [12 empty] | 19.48 | 38.96 | 58.44 | W:5 3/4'' H:8 3/4'' E:4 1/2'' | 1.6 |  |  | 5.75 | 8.75 | Cap Nuts |  |  |  |  | 4.5 |  | No |  | No | [21 empty] | W:5 3/4'' H:8 3/4'' OB UP:5'' OB DOWN:3 3/4'' |  |  |  | 6.5 |  |  | N/A | Hardwired | 0 | 0 | 0 | 0 | 1 | 0 | 0 | 1 | 0 | 0 | 0 | 785652040245 | 11 | 6.75 | 5.5 | 1.8 | 0.236 | 125 | Yes | 6 | 10785652040242 | 18 | 13.75 | 11.75 | 12.1 | 1.683 | Yes | UL Wet | cUL Wet | MULBERRY HILL 1L LANTERN-12 | One Light Outdoor Wall Lantern |  | 8988BLE-12.jpg | 8988BLE.jpg
8788-15 | One Light Outdoor Wall Lantern | With no pretentious airs about it, the Mulberry Hill outdoor lighting collection by Sea Gull Lighting is a series of simple and petite one-light outdoor wall lanterns offered in a range of finishes to complement any exterior, including White, Black, Pewter and Bronze. Both incandescent lamping and ENERGY STAR-qualified LED lamping are available. Several of these fixtures easily convert to LED by purchasing LED replacement lamps sold separately. | OUTDOOR | Mullberry Hill | Outdoor Lighting | White | 15 | Die Cast Aluminum | Smooth White Glass | W:3" H:5" |  |  | 1 Medium A19 100w |  | 1 | No | [14 empty] | 0 | [12 empty] | 19.48 | 38.96 | 58.44 | W:5 3/4'' H:8 3/4'' E:4 1/2'' | 1.6 |  |  | 5.75 | 8.75 | Cap Nuts |  |  |  |  | 4.5 |  | No |  | No | [21 empty] | W:5 3/4'' H:8 3/4'' OB UP:5'' OB DOWN:3 3/4'' |  |  |  | 6.5 |  |  | N/A | Hardwired | 0 | 0 | 0 | 0 | 1 | 0 | 0 | 1 | 0 | 0 | 0 | 785652040252 | 11 | 6.75 | 5.5 | 1.8 | 0.236 | 125 | Yes | 6 | 10785652040259 | 18 | 13.75 | 11.75 | 12.1 | 1.683 | Yes | UL Wet | cUL Wet | MULBERRY HILL 1L LANTERN-15 | One Light Outdoor Wall Lantern |  | 8988BLE-15.jpg | 8988BLE.jpg
8788-155 | One Light Outdoor Wall Lantern | With no pretentious airs about it, the Mulberry Hill outdoor lighting collection by Sea Gull Lighting is a series of simple and petite one-light outdoor wall lanterns offered in a range of finishes to complement any exterior, including White, Black, Pewter and Bronze. Both incandescent lamping and ENERGY STAR-qualified LED lamping are available. Several of these fixtures easily convert to LED by purchasing LED replacement lamps sold separately. | OUTDOOR | Mullberry Hill | Outdoor Lighting | Pewter | 155 | Die Cast Aluminum | Smooth White Glass | W:3" H:5" |  |  | 1 Medium A19 100w |  | 1 | No | [14 empty] | 0 | [12 empty] | 19.48 | 38.96 | 58.44 | W:5 3/4'' H:8 3/4'' E:4 1/2'' | 1.6 |  |  | 5.75 | 8.75 | Cap Nuts |  |  |  |  | 4.5 |  | No |  | No | [21 empty] | W:5 3/4'' H:8 3/4'' OB UP:5'' OB DOWN:3 3/4'' |  |  |  | 6.5 |  |  | N/A | Hardwired | 0 | 0 | 0 | 0 | 1 | 0 | 0 | 1 | 0 | 0 | 0 | 785652040269 | 11 | 6.75 | 5.5 | 1.8 | 0.236 | 125 | Yes | 6 | 10785652040266 | 18 | 13.75 | 11.75 | 12.1 | 1.683 | Yes | UL Wet | cUL Wet | MULBERRY HILL 1L LANTERN-155 | One Light Outdoor Wall Lantern |  | 8988BLE-155.jpg | 8988BLE.jpg
8790901-12 | Large One Light Outdoor Wall Lantern |  | OUTDOOR | Wilburn | Outdoor Lighting | Black | 12 | Aluminum |  |  |  | Satin Etched Glass | 1 Medium A19 75w |  | 1 | No | [14 empty] | 0 | [12 empty] | 79.5 | 159 | 238.5 | W:10'' H:20'' E:11 1/2'' |  |  |  | 10 | 20 | Cap Nuts |  |  |  |  | 11.5 |  | No |  | No | [21 empty] | DP:1'' W:6'' H:8'' OB UP:2 7/8'' Rectangular |  |  |  | 6.5 | Black/White |  |  | Hardwired | 0 | 0 | 0 | 0 | 1 | 0 | 0 | 1 | 0 | 0 | 0 | 785652076824 | [16 empty] | cETL Wet | WILBURN 1L LG WALL-12 | Large One Light Outdoor Wall Lantern |  | 8790901-12.jpg | 8790901.jpg
8790901-71 | Large One Light Outdoor Wall Lantern |  | OUTDOOR | Wilburn | Outdoor Lighting | Antique Bronze | 71 | Aluminum |  |  |  | Satin Etched Glass | 1 Medium A19 75w |  | 1 | No | [14 empty] | 0 | [12 empty] | 79.5 | 159 | 238.5 | W:10'' H:20'' E:11 1/2'' |  |  |  | 10 | 20 | Cap Nuts |  |  |  |  | 11.5 |  | No |  | No | [21 empty] | DP:1'' W:6'' H:8'' OB UP:2 7/8'' Rectangular |  |  |  | 6.5 | Black/White |  |  | Hardwired | 0 | 0 | 0 | 0 | 1 | 0 | 0 | 1 | 0 | 0 | 0 | 785652076831 | [16 empty] | cETL Wet | WILBURN 1L LG WALL-71 | Large One Light Outdoor Wall Lantern |  | 8790901-71.jpg | 8790901.jpg
8790901D-12 | Large One Light Outdoor Wall Lantern |  | OUTDOOR | Wilburn | Outdoor Lighting | Black | 12 | Aluminum | White Aluminum | D:7.625" H:16.125" |  | Satin Etched Glass | 1 Medium A19 75w |  | 1 | No | [14 empty] | 0 | [12 empty] | 114.5 | 229 | 343.5 | W:10'' H:20'' E:11 1/2'' |  |  |  | 10 | 20 | Cap Nuts |  |  |  |  | 11.5 |  | No |  | No | [21 empty] | DP:1'' W:6'' H:8'' OB UP:2 7/8'' Rectangular |  |  |  | 6.5 | Black/White |  |  | Hardwired | 0 | 0 | 0 | 0 | 1 | 0 | 0 | 1 | 0 | 0 | 0 | 785652085161 | [16 empty] | cETL Wet | WILBURN 1L LG WALL-12 | Large One Light Outdoor Wall Lantern |  | 8790901D-12.jpg | 8790901D.jpg
8790901D-71 | Large One Light Outdoor Wall Lantern |  | OUTDOOR | Wilburn | Outdoor Lighting | Antique Bronze | 71 | Aluminum | White Aluminum | D:7.625" H:16.125" |  | Satin Etched Glass | 1 Medium A19 75w |  | 1 | No | [14 empty] | 0 | [12 empty] | 114.5 | 229 | 343.5 | W:10'' H:20'' E:11 1/2'' |  |  |  | 10 | 20 | Cap Nuts |  |  |  |  | 11.5 |  | No |  | No | [21 empty] | DP:1'' W:6'' H:8'' OB UP:2 7/8'' Rectangular |  |  |  | 6.5 | Black/White |  |  | Hardwired | 0 | 0 | 0 | 0 | 1 | 0 | 0 | 1 | 0 | 0 | 0 | 785652085178 | [16 empty] | cETL Wet | WILBURN 1L LG WALL-71 | Large One Light Outdoor Wall Lantern |  | 8790901D-71.jpg | 8790901D.jpg
8790901DEN3-12 | Large One Light Outdoor Wall Lantern |  | OUTDOOR | Wilburn | Outdoor Lighting | Black | 12 | Aluminum | White Aluminum | D:7.625" H:16.125" |  | Satin Etched Glass | 1 Medium A19 9.3w |  | 1 | Yes | [14 empty] | 0 | [12 empty] | 119.5 | 239 | 358.5 | W:10'' H:20'' E:11 1/2'' |  |  |  | 10 | 20 | Cap Nuts |  |  |  |  | 11.5 |  | No |  | No | [21 empty] | DP:1'' W:6'' H:8'' OB UP:2 7/8'' Rectangular |  |  |  | 6.5 | Black/White |  |  | Hardwired | 0 | 0 | 0 | 1 | 1 | 0 | 0 | 0 | 0 | 0 | 0 | 785652085185 | [16 empty] | cETL Wet | WILBURN 1L LG WALL-12 | Large One Light Outdoor Wall Lantern |  | 8790901DEN3-12.jpg | 8790901DEN.jpg
8790901DEN3-71 | Large One Light Outdoor Wall Lantern |  | OUTDOOR | Wilburn | Outdoor Lighting | Antique Bronze | 71 | Aluminum | Satin Etched Aluminum | D:7.625" H:16.125" |  | Satin Etched Glass | 1 Medium A19 9.3w |  | 1 | Yes | [14 empty] | 0 | [12 empty] | 119.5 | 239 | 358.5 | W:10'' H:20'' E:11 1/2'' |  |  |  | 10 | 20 | Cap Nuts |  |  |  |  | 11.5 |  | No |  | No | [21 empty] | DP:1'' W:6'' H:8'' OB UP:2 7/8'' Rectangular |  |  |  | 6.5 | Black/White |  |  | Hardwired | 0 | 0 | 0 | 1 | 1 | 0 | 0 | 0 | 0 | 0 | 0 | 785652085192 | [16 empty] | cETL Wet | WILBURN 1L LG WALL-71 | Large One Light Outdoor Wall Lantern |  | 8790901DEN3-71.jpg | 8790901DEN.jpg
8790901EN3-12 | Large One Light Outdoor Wall Lantern |  | OUTDOOR | Wilburn | Outdoor Lighting | Black | 12 | Aluminum |  |  |  | Satin Etched Glass | 1 Medium A19 9.3w |  | 1 | Yes | [14 empty] | 0 | [12 empty] | 84.5 | 169 | 253.5 | W:10'' H:20'' E:11 1/2'' |  |  |  | 10 | 20 | Cap Nuts |  |  |  |  | 11.5 |  | No |  | No | [21 empty] | DP:1'' W:6'' H:8'' OB UP:2 7/8'' Rectangular |  |  |  | 6.5 | Black/White |  |  | Hardwired | 0 | 0 | 0 | 1 | 1 | 0 | 0 | 0 | 0 | 0 | 0 | 785652080524 | [16 empty] | cETL Wet | WILBURN 1L LG WALL-12 | Large One Light Outdoor Wall Lantern |  | 8790901EN3-12.jpg | 8790901EN3.jpg
8790901EN3-71 | Large One Light Outdoor Wall Lantern |  | OUTDOOR | Wilburn | Outdoor Lighting | Antique Bronze | 71 | Aluminum |  |  |  | Satin Etched Glass | 1 Medium A19 9.3w |  | 1 | Yes | [14 empty] | 0 | [12 empty] | 84.5 | 169 | 253.5 | W:10'' H:20'' E:11 1/2'' |  |  |  | 10 | 20 | Cap Nuts |  |  |  |  | 11.5 |  | No |  | No | [21 empty] | DP:1'' W:6'' H:8'' OB UP:2 7/8'' Rectangular |  |  |  | 6.5 | Black/White |  |  | Hardwired | 0 | 0 | 0 | 1 | 1 | 0 | 0 | 0 | 0 | 0 | 0 | 785652080531 | [16 empty] | cETL Wet | WILBURN 1L LG WALL-71 | Large One Light Outdoor Wall Lantern |  | 8790901EN3-71.jpg | 8790901EN3.jpg
88025-12 | One Light Outdoor Wall Lantern | A bit of Shaker minimalism mixed with Arts and Crafts styling defines the transitional Hunnington outdoor lighting collection by Sea Gull Lighting. Equally at home in the city or the country, this timeless style will enhance the appearance of a home’s entrance with its clean, crisp lines. Offered in Weathered Pewter or Black finishes, with either Etched Seeded glass or Clear Seeded glass, the assortment includes a one-light outdoor pendant, small and large one-light outdoor wall lanterns, a one-light out door post lantern and a two-light outdoor ceiling flush mount. Both incandescent lamping and ENERGY STAR-qualified LED lamping (for those fixtures with the Etched Seeded glass) are available for most of the fixtures, and some can easily convert to LED by purchasing LED replacement lamps sold separately (for those with the Clear Seeded glass). | OUTDOOR | Hunnington | Outdoor Lighting | Black | 12 | Aluminum | Clear Seeded Glass | L:3.25" W:3.25" H:6" |  |  | 1 Medium A19 60w |  | 1 | No | [14 empty] | 0 | [12 empty] | 69.48 | N/A | 208.44 | W:7'' H:11'' E:8 1/2'' | 3.2 |  |  | 7 | 11 | Cap Nuts |  |  |  |  | 8.5 |  | No |  | No | [21 empty] | DP:1'' W:4 3/4'' H:8'' OB UP:3 1/4'' OB DOWN:7 3/4'' Rectangular |  |  |  | 6.5 |  |  |  | Hardwired | 0 | 0 | 0 | 0 | 1 | 0 | 0 | 1 | 0 | 0 | 0 | 785652228414 | 10.8 | 10 | 13.75 | 4.4 | 0.859 | 175 | Yes | [9 empty] | cETL Wet | HUNNINGTON 1L LANTERN-12 | One Light Outdoor Wall Lantern |  | 88025-12.jpg | 88025.jpg
88025-57 | One Light Outdoor Wall Lantern | A bit of Shaker minimalism mixed with Arts and Crafts styling defines the transitional Hunnington outdoor lighting collection by Sea Gull Lighting. Equally at home in the city or the country, this timeless style will enhance the appearance of a home’s entrance with its clean, crisp lines. Offered in Weathered Pewter or Black finishes, with either Etched Seeded glass or Clear Seeded glass, the assortment includes a one-light outdoor pendant, small and large one-light outdoor wall lanterns, a one-light out door post lantern and a two-light outdoor ceiling flush mount. Both incandescent lamping and ENERGY STAR-qualified LED lamping (for those fixtures with the Etched Seeded glass) are available for most of the fixtures, and some can easily convert to LED by purchasing LED replacement lamps sold separately (for those with the Clear Seeded glass). | OUTDOOR | Hunnington | Outdoor Lighting | Weathered Pewter | 57 | Aluminum | Clear Seeded Glass | L:3.25" W:3.25" H:6" |  |  | 1 Medium A19 60w |  | 1 | No | [14 empty] | 0 | [12 empty] | 69.48 | N/A | 208.44 | W:7'' H:11'' E:8 1/2'' | 3.2 |  |  | 7 | 11 | Cap Nuts |  |  |  |  | 8.5 |  | No |  | No | [21 empty] | DP:1'' W:4 3/4'' H:8'' OB UP:3 1/4'' OB DOWN:7 3/4'' Rectangular |  |  |  | 6.5 |  |  |  | Hardwired | 0 | 0 | 0 | 0 | 1 | 0 | 0 | 1 | 0 | 0 | 0 | 785652224072 | 10.8 | 10 | 13.75 | 4.4 | 0.859 | 175 | Yes | [9 empty] | cETL Wet | HUNNINGTON 1L LANTERN-57 | One Light Outdoor Wall Lantern |  | 88025-57.jpg | 88025.jpg
88027-12 | One Light Outdoor Wall Lantern | A bit of Shaker minimalism mixed with Arts and Crafts styling defines the transitional Hunnington outdoor lighting collection by Sea Gull Lighting. Equally at home in the city or the country, this timeless style will enhance the appearance of a home’s entrance with its clean, crisp lines. Offered in Weathered Pewter or Black finishes, with either Etched Seeded glass or Clear Seeded glass, the assortment includes a one-light outdoor pendant, small and large one-light outdoor wall lanterns, a one-light out door post lantern and a two-light outdoor ceiling flush mount. Both incandescent lamping and ENERGY STAR-qualified LED lamping (for those fixtures with the Etched Seeded glass) are available for most of the fixtures, and some can easily convert to LED by purchasing LED replacement lamps sold separately (for those with the Clear Seeded glass). | OUTDOOR | Hunnington | Outdoor Lighting | Black | 12 | Aluminum | Clear Seeded Glass | L:4" W:4" H:8.75" |  |  | 1 Medium A19 100w |  | 1 | No | [14 empty] | 0 | [12 empty] | 97.48 | N/A | 292.44 | W:9'' H:14'' E:10 1/2'' | 5.1 |  |  | 9 | 14 | Cap Nuts |  |  |  |  | 10.5 |  | No |  | No | [21 empty] | DP:1'' W:4 3/4'' H:8'' OB UP:3 1/4'' OB DOWN:7 3/4'' Rectangular |  |  |  | 6.5 |  |  |  | Hardwired | 0 | 0 | 0 | 0 | 1 | 0 | 0 | 1 | 0 | 0 | 0 | 785652228438 | 13 | 12 | 17.25 | 7 | 1.557 | 175 | Yes | [9 empty] | cETL Wet | HUNNINGTON 1L LANTERN-12 | One Light Outdoor Wall Lantern |  | 88027-12.jpg | 88027.jpg
88027-57 | One Light Outdoor Wall Lantern | A bit of Shaker minimalism mixed with Arts and Crafts styling defines the transitional Hunnington outdoor lighting collection by Sea Gull Lighting. Equally at home in the city or the country, this timeless style will enhance the appearance of a home’s entrance with its clean, crisp lines. Offered in Weathered Pewter or Black finishes, with either Etched Seeded glass or Clear Seeded glass, the assortment includes a one-light outdoor pendant, small and large one-light outdoor wall lanterns, a one-light out door post lantern and a two-light outdoor ceiling flush mount. Both incandescent lamping and ENERGY STAR-qualified LED lamping (for those fixtures with the Etched Seeded glass) are available for most of the fixtures, and some can easily convert to LED by purchasing LED replacement lamps sold separately (for those with the Clear Seeded glass). | OUTDOOR | Hunnington | Outdoor Lighting | Weathered Pewter | 57 | Aluminum | Clear Seeded Glass | L:4" W:4" H:8.75" |  |  | 1 Medium A19 100w |  | 1 | No | [14 empty] | 0 | [12 empty] | 97.48 | N/A | 292.44 | W:9'' H:14'' E:10 1/2'' | 5.1 |  |  | 9 | 14 | Cap Nuts |  |  |  |  | 10.5 |  | No |  | No | [21 empty] | DP:1'' W:4 3/4'' H:8'' OB UP:3 1/4'' OB DOWN:7 3/4'' Rectangular |  |  |  | 6.5 |  |  |  | Hardwired | 0 | 0 | 0 | 0 | 1 | 0 | 0 | 1 | 0 | 0 | 0 | 785652224102 | 13 | 12 | 17.25 | 7 | 1.557 | 175 | Yes | [9 empty] | cETL Wet | HUNNINGTON 1L LANTERN-57 | One Light Outdoor Wall Lantern |  | 88027-57.jpg | 88027.jpg
88048-185 | Two Light Outdoor Ceiling Flush Mount | The Yorktown outdoor lighting collection by Sea Gull Lighting is crafted in cast aluminum for added durability to withstand harsh weather conditions. The softly curved tiers and subtle strapping create transitional styling which complements a wide range of residential architecture. Offered in with Black or Forged Iron finish with Swirled Marbleized glass, the assortment includes a one-light outdoor pendant, as small one-light outdoor wall lantern with open bottom, medium and large one-light outdoor wall lanterns, a one-light outdoor post lantern and a two-light outdoor ceiling flush mount. Both incandescent lamping and ENERGY STAR-qualified LED lamping are available, and most of the fixtures easily convert to LED by purchasing LED replacement lamps sold separately. | OUTDOOR | Yorktown | Outdoor Lighting | Forged Iron | 185 | Die Cast Aluminum |  |  |  | Swirled Marbleize Glass | 2 Medium A19 60w |  | 2 | No | [14 empty] | 0 | [12 empty] | 37.48 | 74.96 | 112.44 | D:13 1/4'' H:7 1/2'' | 4.9 | 13.25 |  |  | 7.5 | Key Slots | [6 empty] | No |  | No | [25 empty] | 6.5 |  |  | N/A | Hardwired | 0 | 0 | 0 | 0 | 1 | 0 | 0 | 1 | 0 | 0 | 0 | 785652880452 | 15 | 15 | 10 | 6.15 | 1.302 | 175 | Yes | [8 empty] | ETL Damp | cETL Damp | YORKTOWN 2L CEILING-185 | Two Light Outdoor Ceiling Flush Mount |  | 88048-185.jpg | 88048.jpg
88048EN3-185 | Two Light Outdoor Ceiling Flush Mount | The Yorktown outdoor lighting collection by Sea Gull Lighting is crafted in cast aluminum for added durability to withstand harsh weather conditions. The softly curved tiers and subtle strapping create transitional styling which complements a wide range of residential architecture. Offered in with Black or Forged Iron finish with Swirled Marbleized glass, the assortment includes a one-light outdoor pendant, as small one-light outdoor wall lantern with open bottom, medium and large one-light outdoor wall lanterns, a one-light outdoor post lantern and a two-light outdoor ceiling flush mount. Both incandescent lamping and ENERGY STAR-qualified LED lamping are available, and most of the fixtures easily convert to LED by purchasing LED replacement lamps sold separately. | OUTDOOR | Yorktown | Outdoor Lighting | Forged Iron | 185 | Die Cast Aluminum |  |  |  | Swirled Marbleize Glass | 2 Medium A19 9.3w |  | 2 | Yes | [14 empty] | 0 | [12 empty] | 41.48 | 82.96 | 124.44 | D:13 1/4'' H:7 1/2'' | 4.9 | 13.25 |  |  | 7.5 | Key Slots | [6 empty] | No |  | No | [25 empty] | 6.5 | Black/White |  | N/A | Hardwired | 0 | 0 | 0 | 1 | 1 | 0 | 0 | 0 | 0 | 0 | 0 | 785652053054 | 15 | 15 | 10 | 6.15 | 1.302 | 175 | Yes | [8 empty] | ETL Damp | cETL Damp | YORKTOWN 2L CEILING-185 | Two Light Outdoor Ceiling Flush Mount |  | 88048EN3-185.jpg | 88048.jpg
88048PEN3-12 | Two Light Outdoor Ceiling Flush Mount | The Yorktown outdoor lighting collection by Sea Gull Lighting is crafted in cast aluminum for added durability to withstand harsh weather conditions. The softly curved tiers and subtle strapping create transitional styling which complements a wide range of residential architecture. Offered in with Black or Forged Iron finish with Swirled Marbleized glass, the assortment includes a one-light outdoor pendant, as small one-light outdoor wall lantern with open bottom, medium and large one-light outdoor wall lanterns, a one-light outdoor post lantern and a two-light outdoor ceiling flush mount. Both incandescent lamping and ENERGY STAR-qualified LED lamping are available, and most of the fixtures easily convert to LED by purchasing LED replacement lamps sold separately. | OUTDOOR | Yorktown | Outdoor Lighting | Black | 12 | Die Cast Aluminum |  |  |  | Swirled Marbleize Glass | 2 Medium A19 9.3w |  | 2 | Yes | [14 empty] | 0 | [12 empty] | 69.48 | 138.96 | 208.44 | D:13 1/4'' H:7 1/2'' | 4.9 | 13.25 |  |  | 7.5 | Key Slots | [6 empty] | No |  | No | [25 empty] | 6.5 | Black/White |  | N/A | Hardwired | 0 | 0 | 0 | 1 | 1 | 1 | 0 | 0 | 0 | 0 | 0 | 785652048074 | 15 | 14.75 | 7.25 | 5.6 | 0.928 | 125 | Yes | [8 empty] | ETL Damp | cETL Damp | YORKTOWN 2L CEILING-12 | Two Light Outdoor Ceiling Flush Mount |  | 88048PEN3-12.jpg | 88048PEN3.jpg
88081-71 | One Light Outdoor Wall Lantern | Create a warm and inviting welcome day or night with the pagoda-inspired, transitional styling of the Hermitage outdoor lighting collection by Sea Gull Lighting offered in three, rich combinations -- Antique Bronze with Frosted glass (available with incandescent or ENERGY STAR-qualified LED lamping), Antique Bronze with Clear glass or Antique Brushed Nickel with Clear glass (some of which can easily convert to LED by purchasing LED replacement lamps sold separately). The assortment includes a small one-light outdoor wall lantern, a large one-light outdoor wall lantern, a three-light outdoor wall lantern, a three-light outdoor pendant and a three-light outdoor post lantern. | OUTDOOR | Hermitage | Outdoor Lighting | Antique Bronze | 71 | Aluminum | Clear Glass | D:5.25" |  |  | 1 Medium A19 100w |  | 1 | No | [14 empty] | 0 | [12 empty] | 90.98 | 181.96 | 272.94 | W:7'' H:13 1/2'' E:8 1/4'' | 3.6 |  |  | 7 | 13.5 | Cap Nuts |  |  |  |  | 8.25 |  | No |  | No | [21 empty] | DP:1 1/8'' W:4 1/2'' H:8'' OB UP:4 3/4'' OB DOWN:9'' |  |  |  | 6.5 |  |  | N/A | Hardwired | 0 | 0 | 0 | 0 | 1 | 0 | 0 | 1 | 0 | 0 | 0 | 785652088087 | 10 | 8.75 | 15.75 | 4.6 | 0.798 | 175 | Yes | [8 empty] | UL Wet | cUL Wet | HERMITAGE 1L LANTERN-71 | One Light Outdoor Wall Lantern |  | 88081-71.jpg | 88081.jpg
88081-965 | One Light Outdoor Wall Lantern | Create a warm and inviting welcome day or night with the pagoda-inspired, transitional styling of the Hermitage outdoor lighting collection by Sea Gull Lighting offered in three, rich combinations -- Antique Bronze with Frosted glass (available with incandescent or ENERGY STAR-qualified LED lamping), Antique Bronze with Clear glass or Antique Brushed Nickel with Clear glass (some of which can easily convert to LED by purchasing LED replacement lamps sold separately). The assortment includes a small one-light outdoor wall lantern, a large one-light outdoor wall lantern, a three-light outdoor wall lantern, a three-light outdoor pendant and a three-light outdoor post lantern. | OUTDOOR | Hermitage | Outdoor Lighting | Antique Brushed Nickel | 965 | Brass | Clear Glass | D:5.25" |  |  | 1 Medium A19 100w |  | 1 | No | [14 empty] | 0 | [12 empty] | 87.48 | 174.96 | 262.44 | W:7'' H:13 1/2'' E:8 1/4'' | 3.6 |  |  | 7 | 13.5 | Cap Nuts |  |  |  |  | 8.25 |  | No |  | No | [21 empty] | DP:1 1/8'' W:4 1/2'' H:8'' OB UP:4 3/4'' OB DOWN:9'' |  |  |  | 6.5 |  |  | N/A | Hardwired | 0 | 0 | 0 | 0 | 1 | 0 | 0 | 1 | 0 | 0 | 0 | 785652880841 | 18.25 | 9.5 | 11.25 | 4.5 | 1.129 | 175 | Yes | [8 empty] | UL Wet | cUL Wet | HERMITAGE 1L LANTERN-965 | One Light Outdoor Wall Lantern |  | 88081-965.jpg | 88081.jpg
88082-71 | One Light Outdoor Wall Lantern | Create a warm and inviting welcome day or night with the pagoda-inspired, transitional styling of the Hermitage outdoor lighting collection by Sea Gull Lighting offered in three, rich combinations -- Antique Bronze with Frosted glass (available with incandescent or ENERGY STAR-qualified LED lamping), Antique Bronze with Clear glass or Antique Brushed Nickel with Clear glass (some of which can easily convert to LED by purchasing LED replacement lamps sold separately). The assortment includes a small one-light outdoor wall lantern, a large one-light outdoor wall lantern, a three-light outdoor wall lantern, a three-light outdoor pendant and a three-light outdoor post lantern. | OUTDOOR | Hermitage | Outdoor Lighting | Antique Bronze | 71 | Aluminum | Clear Glass | D:6.75" |  |  | 1 Medium A19 100w |  | 1 | No | [14 empty] | 0 | [12 empty] | 142.48 | 284.96 | 427.44 | W:9'' H:15 1/4'' E:10 1/2'' | 5.57 |  |  | 9 | 15.25 | Cap Nuts |  |  |  |  | 10.5 |  | No |  | No | [21 empty] | DP:1 1/8'' W:4 1/2'' H:8'' OB UP:6'' OB DOWN:9 1/4'' |  |  |  | 6.5 |  |  | N/A | Hardwired | 0 | 0 | 0 | 0 | 1 | 0 | 0 | 1 | 0 | 0 | 0 | 785652999703 | 12.5 | 10.58 | 18 | 7.15 | 1.378 | 175 | Yes | [8 empty] | UL Wet | cUL Wet | HERMITAGE 1L LANTERN-71 | One Light Outdoor Wall Lantern |  | 88082-71.jpg | 88082.jpg
88082-965 | One Light Outdoor Wall Lantern | Create a warm and inviting welcome day or night with the pagoda-inspired, transitional styling of the Hermitage outdoor lighting collection by Sea Gull Lighting offered in three, rich combinations -- Antique Bronze with Frosted glass (available with incandescent or ENERGY STAR-qualified LED lamping), Antique Bronze with Clear glass or Antique Brushed Nickel with Clear glass (some of which can easily convert to LED by purchasing LED replacement lamps sold separately). The assortment includes a small one-light outdoor wall lantern, a large one-light outdoor wall lantern, a three-light outdoor wall lantern, a three-light outdoor pendant and a three-light outdoor post lantern. | OUTDOOR | Hermitage | Outdoor Lighting | Antique Brushed Nickel | 965 | Brass | Clear Glass | D:6.75" |  |  | 1 Medium A19 100w |  | 1 | No | [14 empty] | 0 | [12 empty] | 138.48 | 276.96 | 415.44 | W:9'' H:15 1/4'' E:10 1/2'' | 5.57 |  |  | 9 | 15.25 | Cap Nuts |  |  |  |  | 10.5 |  | No |  | No | [21 empty] | DP:1 1/8'' W:4 1/2'' H:8'' OB UP:6'' OB DOWN:9 1/4'' |  |  |  | 6.5 |  |  | N/A | Hardwired | 0 | 0 | 0 | 0 | 1 | 0 | 0 | 1 | 0 | 0 | 0 | 785652880858 | 12.5 | 11.75 | 18.5 | 6.35 | 1.572 | 175 | Yes | [8 empty] | UL Wet | cUL Wet | HERMITAGE 1L LANTERN-965 | One Light Outdoor Wall Lantern |  | 88082-965.jpg | 88082.jpg
88083-71 | Three Light Outdoor Wall Lantern | Create a warm and inviting welcome day or night with the pagoda-inspired, transitional styling of the Hermitage outdoor lighting collection by Sea Gull Lighting offered in three, rich combinations -- Antique Bronze with Frosted glass (available with incandescent or ENERGY STAR-qualified LED lamping), Antique Bronze with Clear glass or Antique Brushed Nickel with Clear glass (some of which can easily convert to LED by purchasing LED replacement lamps sold separately). The assortment includes a small one-light outdoor wall lantern, a large one-light outdoor wall lantern, a three-light outdoor wall lantern, a three-light outdoor pendant and a three-light outdoor post lantern. | OUTDOOR | Hermitage | Outdoor Lighting | Antique Bronze | 71 | Aluminum | Clear Glass | D:8.375" |  |  | 3 Candelabra Torpedo 40w |  | 3 | No | [14 empty] | 0 | [12 empty] | 224.98 | 449.96 | 674.94 | W:11'' H:20 3/4'' E:12 3/4'' | 8.8 |  |  | 11 | 20.75 | Cap Nuts |  |  |  |  | 12.75 |  | No |  | No | [21 empty] | DP:1 3/8'' W:5 1/2'' H:9 5/8'' OB UP:7 3/4'' OB DOWN:12'' |  |  |  | 6.5 |  |  | N/A | Hardwired | 0 | 0 | 0 | 0 | 1 | 0 | 0 | 1 | 0 | 0 | 0 | 785652999604 | 14 | 12.5 | 23 | 11 | 2.329 | 175 | Yes | [8 empty] | UL Wet | cUL Wet | HERMITAGE 3L LANTERN-71 | Three Light Outdoor Wall Lantern |  | 88083-71.jpg | 88083.jpg
88083-965 | Three Light Outdoor Wall Lantern | Create a warm and inviting welcome day or night with the pagoda-inspired, transitional styling of the Hermitage outdoor lighting collection by Sea Gull Lighting offered in three, rich combinations -- Antique Bronze with Frosted glass (available with incandescent or ENERGY STAR-qualified LED lamping), Antique Bronze with Clear glass or Antique Brushed Nickel with Clear glass (some of which can easily convert to LED by purchasing LED replacement lamps sold separately). The assortment includes a small one-light outdoor wall lantern, a large one-light outdoor wall lantern, a three-light outdoor wall lantern, a three-light outdoor pendant and a three-light outdoor post lantern. | OUTDOOR | Hermitage | Outdoor Lighting | Antique Brushed Nickel | 965 | Brass | Clear Glass | D:8.375" |  |  | 3 Candelabra Torpedo 40w |  | 3 | No | [14 empty] | 0 | [12 empty] | 216.48 | 432.96 | 649.44 | W:11'' H:20 3/4'' E:12 3/4'' | 8.8 |  |  | 11 | 20.75 | Cap Nuts |  |  |  |  | 12.75 |  | No |  | No | [21 empty] | DP:1 3/8'' W:5 1/2'' H:9 5/8'' OB UP:7 3/4'' OB DOWN:12'' |  |  |  | 6.5 |  |  | N/A | Hardwired | 0 | 0 | 0 | 0 | 1 | 0 | 0 | 1 | 0 | 0 | 0 | 785652880865 | 15 | 14 | 23 | 11.45 | 2.795 | 175 | Yes | [8 empty] | ETL Wet | cETL Wet | HERMITAGE 3L LANTERN-965 | Three Light Outdoor Wall Lantern |  | 88083-965.jpg | 88083.jpg
88083EN-71 | Three Light Outdoor Wall Lantern | Create a warm and inviting welcome day or night with the pagoda-inspired, transitional styling of the Hermitage outdoor lighting collection by Sea Gull Lighting offered in three, rich combinations -- Antique Bronze with Frosted glass (available with incandescent or ENERGY STAR-qualified LED lamping), Antique Bronze with Clear glass or Antique Brushed Nickel with Clear glass (some of which can easily convert to LED by purchasing LED replacement lamps sold separately). The assortment includes a small one-light outdoor wall lantern, a large one-light outdoor wall lantern, a three-light outdoor wall lantern, a three-light outdoor pendant and a three-light outdoor post lantern. | OUTDOOR | Hermitage | Outdoor Lighting | Antique Bronze | 71 | Aluminum | Clear Glass | D:8.375" |  |  | 3 Candelabra Torpedo 3.5w |  | 3 | Yes | [14 empty] | 0 | [12 empty] | 242.98 | 485.96 | 728.94 | W:11'' H:20 3/4'' E:12 3/4'' | 8.8 |  |  | 11 | 20.75 | Cap Nuts |  |  |  |  | 12.75 |  | No |  | No | [21 empty] | DP:1 3/8'' W:5 1/2'' H:9 5/8'' OB UP:7 3/4'' OB DOWN:12'' |  |  |  | 6.5 |  |  | N/A | Hardwired | 0 | 0 | 0 | 1 | 1 | 0 | 0 | 0 | 0 | 0 | 0 | 785652032615 | 23 | 12.5 | 14 | 11 | 2.329 | 175 | Yes | [8 empty] | UL Wet | cUL Wet | HERMITAGE 3L LANTERN-71 | Three Light Outdoor Wall Lantern |  | 88083EN-71.jpg | 88083.jpg
88083EN-965 | Three Light Outdoor Wall Lantern | Create a warm and inviting welcome day or night with the pagoda-inspired, transitional styling of the Hermitage outdoor lighting collection by Sea Gull Lighting offered in three, rich combinations -- Antique Bronze with Frosted glass (available with incandescent or ENERGY STAR-qualified LED lamping), Antique Bronze with Clear glass or Antique Brushed Nickel with Clear glass (some of which can easily convert to LED by purchasing LED replacement lamps sold separately). The assortment includes a small one-light outdoor wall lantern, a large one-light outdoor wall lantern, a three-light outdoor wall lantern, a three-light outdoor pendant and a three-light outdoor post lantern. | OUTDOOR | Hermitage | Outdoor Lighting | Antique Brushed Nickel | 965 | Brass | Clear Glass | D:8.375" |  |  | 3 Candelabra Torpedo 3.5w |  | 3 | Yes | [14 empty] | 0 | [12 empty] | 224.98 | 449.96 | 674.94 | W:11'' H:20 3/4'' E:12 3/4'' | 8.8 |  |  | 11 | 20.75 | Cap Nuts |  |  |  |  | 12.75 |  | No |  | No | [21 empty] | DP:1 3/8'' W:5 1/2'' H:9 5/8'' OB UP:7 3/4'' OB DOWN:12'' |  |  |  | 6.5 |  |  | N/A | Hardwired | 0 | 0 | 0 | 1 | 1 | 0 | 0 | 0 | 0 | 0 | 0 | 785652032646 | 23 | 14 | 15 | 11.45 | 2.795 | 175 | Yes | [8 empty] | ETL Wet | cETL Wet | HERMITAGE 3L LANTERN-965 | Three Light Outdoor Wall Lantern |  | 88083EN-965.jpg | 88083.jpg
88131-12 | One Light Outdoor Wall Lantern | There is real curb appeal in the design details of the Herrington outdoor lighting collection by Sea Gull Lighting. Traditional elements are updated with contemporary lines with a sense of Asian-inspired styling. In a classic Black finish, the assortment is offered in both Clear Seeded and Etched White glass and includes a small and large one-light outdoor wall lanterns, a one-light outdoor pendant, a one-light outdoor post lantern and a two-light outdoor ceiling flush mount. Herrington is available in incandescent and ENERGY STAR-qualified LED models (Etched White Glass fixtures only), and all fixtures can easily convert to LED by purchasing LED replacement lamps sold separately. | OUTDOOR | Herrington | Outdoor Lighting | Black | 12 | Aluminum | Clear Seeded Glass | L:3.25" W:4.9375" H:5.25" |  |  | 1 Medium A19 100w |  | 1 | No | [14 empty] | 0 | [12 empty] | 27.98 | N/A | 83.94 | W:6'' H:10'' E:9'' | 2.8 |  |  | 6 | 10 | Cap Nuts |  |  |  |  | 9 |  | No |  | No | [21 empty] | DP:13/16'' W:4 1/4'' H:6 5/16'' OB UP:3 1/4'' OB DOWN:6 3/4'' Rectangular |  |  |  | 6.5 |  |  |  | Hardwired | 0 | 0 | 0 | 0 | 1 | 0 | 0 | 1 | 0 | 0 | 0 | 785652813108 | 11 | 8 | 12 | 3.5 | 0.611 | 175 | Yes | [9 empty] | cETL Wet | HERRINGTON 1L LANTERN-12 | One Light Outdoor Wall Lantern |  | 88131-12.jpg | 88131.jpg
88132-12 | One Light Outdoor Wall Lantern | There is real curb appeal in the design details of the Herrington outdoor lighting collection by Sea Gull Lighting. Traditional elements are updated with contemporary lines with a sense of Asian-inspired styling. In a classic Black finish, the assortment is offered in both Clear Seeded and Etched White glass and includes a small and large one-light outdoor wall lanterns, a one-light outdoor pendant, a one-light outdoor post lantern and a two-light outdoor ceiling flush mount. Herrington is available in incandescent and ENERGY STAR-qualified LED models (Etched White Glass fixtures only), and all fixtures can easily convert to LED by purchasing LED replacement lamps sold separately. | OUTDOOR | Herrington | Outdoor Lighting | Black | 12 | Aluminum | Clear Seeded Glass | L:3.1875" W:5.15625" H:6.25" |  |  | 1 Medium A19 100w |  | 1 | No | [14 empty] | 0 | [12 empty] | 32.98 | N/A | 98.94 | W:7 1/4'' H:11 3/4'' E:9 1/2'' | 3.4 |  |  | 7.25 | 11.75 | Cap Nuts |  |  |  |  | 9.5 |  | No |  | No | [21 empty] | DP:13/16'' W:4 1/4'' H:6 5/16'' OB UP:3 1/4'' OB DOWN:8 1/2'' Rectangular |  |  |  | 6.5 |  |  |  | Hardwired | 0 | 0 | 0 | 0 | 1 | 0 | 0 | 1 | 0 | 0 | 0 | 785652813115 | 11.25 | 9 | 13.5 | 4.3 | 0.791 | 175 | Yes | [9 empty] | cETL Wet | HERRINGTON 1L LANTERN-12 | One Light Outdoor Wall Lantern |  | 88132-12.jpg | 88132.jpg
88190-802 | One Light Outdoor Wall Lantern | The Branford outdoor lighting collection from Sea Gull Lighting is a classic lantern-inspired design. Seeded Water glass reflects and shines a warm and inviting welcome, and its transitional styling complements a wide range of residential architecture. In the Obsidian Mist finish, the assortment includes a one-light outdoor wall lantern (which can easily convert to LED by purchasing LED replacement lamp sold separately) and small and large two-light outdoor wall lanterns. | OUTDOOR | Branford | Outdoor Lighting | Obsidian Mist | 802 | Cast Aluminum | Seeded Water Glass |  |  |  | 1 Medium A19 100w |  | 1 | No | [14 empty] | 0 | [12 empty] | 66.8 | 133.6 | 200.4 | W:6 3/4'' H:14'' E:6 3/4'' | 4.2 |  |  | 6.75 | 14 | Cap Nuts |  |  |  |  | 6.75 |  | No |  | No | [21 empty] | DP:5/8'' W:5 1/2'' H:7'' OB UP:6'' OB DOWN:8'' Rectangular |  |  |  | 6.5 |  |  | N/A | Hardwired | 0 | 0 | 0 | 0 | 1 | 0 | 0 | 1 | 0 | 0 | 0 | 785652881909 | 16.5 | 9.5 | 9.5 | 5.65 | 0.862 | 125 | Yes | [8 empty] | UL Wet | cUL Wet | BRANFORD 1L LANTERN-802 | One Light Outdoor Wall Lantern |  | 88190-802.jpg | 88190.jpg
8819301-12 | Extra Large One Light Outdoor Wall Lantern |  | OUTDOOR | Eddington | Outdoor Lighting | Black | 12 | Aluminum | Cased Opal Etched Glass | D:9.5" H:11.75" |  |  | 1 Medium A19 75w |  | 1 | No | [14 empty] | 0 | [12 empty] | 149.5 | 299 | 448.5 | W:12'' H:24'' E:14 3/4'' |  |  |  | 12 | 24 | Cap Nuts |  |  |  |  | 14.75 |  | No |  | No | [21 empty] | DP:1'' W:5'' H:9 7/8'' OB UP:12 7/8'' Rectangular |  |  |  | 6.5 | Black/White |  |  | Hardwired | 0 | 0 | 0 | 0 | 1 | 0 | 0 | 1 | 0 | 0 | 0 | 785652077203 | [16 empty] | cETL Wet | EDDINGTON 1L LANTERN-12 | Extra Large One Light Outdoor Wall Lantern |  | 8819301-12.jpg | 8819301.jpg
8819301-71 | Extra Large One Light Outdoor Wall Lantern |  | OUTDOOR | Eddington | Outdoor Lighting | Antique Bronze | 71 | Aluminum | Cased Opal Etched Glass | D:9.5" H:11.75" |  |  | 1 Medium A19 75w |  | 1 | No | [14 empty] | 0 | [12 empty] | 149.5 | 299 | 448.5 | W:12'' H:24'' E:14 3/4'' |  |  |  | 12 | 24 | Cap Nuts |  |  |  |  | 14.75 |  | No |  | No | [21 empty] | DP:1'' W:5'' H:9 7/8'' OB UP:12 7/8'' Rectangular |  |  |  | 6.5 | Black/White |  |  | Hardwired | 0 | 0 | 0 | 0 | 1 | 0 | 0 | 1 | 0 | 0 | 0 | 785652077210 | 25.5 | 17 | 14.25 | 10.8 | 3.575 | 250 | Yes | [9 empty] | cETL Wet | EDDINGTON 1L LANTERN-71 | Extra Large One Light Outdoor Wall Lantern |  | 8819301-71.jpg | 8819301.jpg
8819301EN3-12 | Extra Large One Light Outdoor Wall Lantern |  | OUTDOOR | Eddington | Outdoor Lighting | Black | 12 | Aluminum | Cased Opal Etched Glass | D:9.5" H:11.75" |  |  | 1 Medium A19 9.3w |  | 1 | Yes | [14 empty] | 0 | [12 empty] | 154.5 | 309 | 463.5 | W:12'' H:24'' E:14 3/4'' |  |  |  | 12 | 24 | Cap Nuts |  |  |  |  | 14.75 |  | No |  | No | [21 empty] | DP:1'' W:5'' H:9 7/8'' OB UP:12 7/8'' Rectangular |  |  |  | 6.5 | Black/White |  |  | Hardwired | 0 | 0 | 0 | 1 | 1 | 0 | 0 | 0 | 0 | 0 | 0 | 785652080791 | [16 empty] | cETL Wet | EDDINGTON 1L LANTERN-12 | Extra Large One Light Outdoor Wall Lantern |  | 8819301EN3-12.jpg | 8819301EN3.jpg
8819301EN3-71 | Extra Large One Light Outdoor Wall Lantern |  | OUTDOOR | Eddington | Outdoor Lighting | Antique Bronze | 71 | Aluminum | Cased Opal Etched Glass | D:9.5" H:11.75" |  |  | 1 Medium A19 9.3w |  | 1 | Yes | [14 empty] | 0 | [12 empty] | 154.5 | 309 | 463.5 | W:12'' H:24'' E:14 3/4'' |  |  |  | 12 | 24 | Cap Nuts |  |  |  |  | 14.75 |  | No |  | No | [21 empty] | DP:1'' W:5'' H:9 7/8'' OB UP:12 7/8'' Rectangular |  |  |  | 6.5 | Black/White |  |  | Hardwired | 0 | 0 | 0 | 1 | 1 | 0 | 0 | 0 | 0 | 0 | 0 | 785652080807 | [16 empty] | cETL Wet | EDDINGTON 1L LANTERN-71 | Extra Large One Light Outdoor Wall Lantern |  | 8819301EN3-71.jpg | 8819301EN3.jpg
8819401-12 | Large One Light Uplight Outdoor Wall Lantern |  | OUTDOOR | Eddington | Outdoor Lighting | Black | 12 | Aluminum | Cased Opal Etched Glass | D:7.625" H:8.5" |  |  | 1 Medium A19 75w |  | 1 | No | [14 empty] | 0 | [12 empty] | 109.5 | 219 | 328.5 | W:10'' H:19 7/8'' E:12 3/4'' |  |  |  | 10 | 19.875 | Cap Nuts |  |  |  |  | 12.75 |  | No |  | No | [21 empty] | DP:1'' W:5'' H:8'' OB UP:9'' Rectangular |  |  |  | 6.5 | Black/White |  |  | Hardwired | 0 | 0 | 0 | 0 | 1 | 0 | 0 | 1 | 0 | 0 | 0 | 785652077227 | 20.25 | 15 | 12.5 | 7.2 | 2.197 | 250 | Yes | [9 empty] | cETL Wet | EDDINGTON 1L UP LANTERN-12 | Large One Light Uplight Outdoor Wall Lantern |  | 8819401-12.jpg | 8819401.jpg
8819401-71 | Large One Light Uplight Outdoor Wall Lantern |  | OUTDOOR | Eddington | Outdoor Lighting | Antique Bronze | 71 | Aluminum | Cased Opal Etched Glass | D:7.625" H:8.5" |  |  | 1 Medium A19 75w |  | 1 | No | [14 empty] | 0 | [12 empty] | 109.5 | 219 | 328.5 | W:10'' H:19 7/8'' E:12 3/4'' |  |  |  | 10 | 19.875 | Cap Nuts |  |  |  |  | 12.75 |  | No |  | No | [21 empty] | DP:1'' W:5'' H:8'' OB UP:9'' Rectangular |  |  |  | 6.5 | Black/White |  |  | Hardwired | 0 | 0 | 0 | 0 | 1 | 0 | 0 | 1 | 0 | 0 | 0 | 785652077234 | [16 empty] | cETL Wet | EDDINGTON 1L UP LANTERN-71 | Large One Light Uplight Outdoor Wall Lantern |  | 8819401-71.jpg | 8819401.jpg
8819401EN3-12 | Large One Light Uplight Outdoor Wall Lantern |  | OUTDOOR | Eddington | Outdoor Lighting | Black | 12 | Aluminum | Cased Opal Etched Glass | D:7.625" H:8.5" |  |  | 1 Medium A19 9.3w |  | 1 | Yes | [14 empty] | 0 | [12 empty] | 114.5 | 229 | 343.5 | W:10'' H:19 7/8'' E:12 3/4'' |  |  |  | 10 | 19.875 | Cap Nuts |  |  |  |  | 12.75 |  | No |  | No | [21 empty] | DP:1'' W:5'' H:8'' OB UP:9'' Rectangular |  |  |  | 6.5 | Black/White |  |  | Hardwired | 0 | 0 | 0 | 1 | 1 | 0 | 0 | 0 | 0 | 0 | 0 | 785652080814 | [16 empty] | cETL Wet | EDDINGTON 1L UP LANTERN-12 | Large One Light Uplight Outdoor Wall Lantern |  | 8819401EN3-12.jpg | 8819401EN3.jpg
8819401EN3-71 | Large One Light Uplight Outdoor Wall Lantern |  | OUTDOOR | Eddington | Outdoor Lighting | Antique Bronze | 71 | Aluminum | Cased Opal Etched Glass | D:7.625" H:8.5" |  |  | 1 Medium A19 9.3w | 1 Medium A19 9.3w | 2 | Yes | [14 empty] | 0 | [12 empty] | 114.5 | 229 | 343.5 | W:10'' H:19 7/8'' E:12 3/4'' |  |  |  | 10 | 19.875 | Cap Nuts |  |  |  |  | 12.75 |  | No |  | No | [21 empty] | DP:1'' W:5'' H:8'' OB UP:9'' Rectangular |  |  |  | 6.5 | Black/White |  |  | Hardwired | 0 | 0 | 0 | 1 | 1 | 0 | 0 | 0 | 0 | 0 | 0 | 785652080821 | [16 empty] | cETL Wet | EDDINGTON 1L UP LANTERN-71 | Large One Light Uplight Outdoor Wall Lantern |  | 8819401EN3-71.jpg | 8819401EN3.jpg
88200-12 | One Light Outdoor Wall Lantern | The Wynfield collection by Sea Gull Lighting complements classical home designs with its soft curves and colonial accents. A Black Powdercoat finish over a durable cast aluminum body adds dependable quality to an enduring style. Either Frosted glass or Clear Beveled glass give the fixtures distinct appeal. The assortment includes small, medium and large one-light outdoor wall lanterns, a two-light outdoor wall lantern, a two-light, outdoor post lantern and a two-light outdoor ceiling flush mount. The fixtures with Frosted glass are also available in an ENERGY STAR-qualified LED version, and the one-light fixtures with Clear Beveled glass can easily convert to LED by purchasing LED replacement lamps sold separately. | OUTDOOR | Wynfield | Outdoor Lighting | Black | 12 | Die Cast Aluminum | Clear Beveled Glass |  |  |  | 1 Medium A19 100w |  | 1 | No | [14 empty] | 0 | [12 empty] | 43.98 | 87.96 | 131.94 | W:6 1/4'' H:19 3/4'' E:10'' | 4.6 |  |  | 6.25 | 19.75 | Cap Nuts |  |  |  |  | 10 |  | No |  | No | [21 empty] | DP:1'' W:5'' H:9'' OB UP:15 1/4'' |  |  |  | 6.5 |  |  | N/A | Hardwired | 0 | 0 | 0 | 0 | 1 | 0 | 0 | 1 | 0 | 0 | 0 | 785652882005 | 12 | 8.5 | 16 | 5.8 | 0.944 | 125 | Yes | [9 empty] | cETL Wet | WYNFIELD 1L LANTERN-12 | One Light Outdoor Wall Lantern |  | 88200-12.jpg | 88200.jpg
88201-12 | Two Light Outdoor Wall Lantern | The Wynfield collection by Sea Gull Lighting complements classical home designs with its soft curves and colonial accents. A Black Powdercoat finish over a durable cast aluminum body adds dependable quality to an enduring style. Either Frosted glass or Clear Beveled glass give the fixtures distinct appeal. The assortment includes small, medium and large one-light outdoor wall lanterns, a two-light outdoor wall lantern, a two-light, outdoor post lantern and a two-light outdoor ceiling flush mount. The fixtures with Frosted glass are also available in an ENERGY STAR-qualified LED version, and the one-light fixtures with Clear Beveled glass can easily convert to LED by purchasing LED replacement lamps sold separately. | OUTDOOR | Wynfield | Outdoor Lighting | Black | 12 | Glass | Clear Beveled Glass |  |  |  | 2 Candelabra Torpedo 60w |  | 2 | No | [14 empty] | 0 | [12 empty] | 72.98 | 145.96 | 218.94 | W:7 3/4'' H:23 1/2'' E:10 3/4'' | 7 |  |  | 7.75 | 23.5 | Cap Nuts |  |  |  |  | 10.75 |  | No |  | No | [21 empty] | DP:1'' W:5'' H:12'' OB UP:16'' |  |  |  | 6.5 |  |  | N/A | Hardwired | 0 | 0 | 0 | 0 | 1 | 0 | 0 | 1 | 0 | 0 | 0 | 785652882012 | 13.5 | 10.25 | 20.5 | 8.75 | 1.642 | 175 | Yes | [9 empty] | cETL Wet | WYNFIELD 2L LANTERN-12 | Two Light Outdoor Wall Lantern |  | 88201-12.jpg | 88201.jpg
88201EN-12 | Two Light Outdoor Wall Lantern | The Wynfield collection by Sea Gull Lighting complements classical home designs with its soft curves and colonial accents. A Black Powdercoat finish over a durable cast aluminum body adds dependable quality to an enduring style. Either Frosted glass or Clear Beveled glass give the fixtures distinct appeal. The assortment includes small, medium and large one-light outdoor wall lanterns, a two-light outdoor wall lantern, a two-light, outdoor post lantern and a two-light outdoor ceiling flush mount. The fixtures with Frosted glass are also available in an ENERGY STAR-qualified LED version, and the one-light fixtures with Clear Beveled glass can easily convert to LED by purchasing LED replacement lamps sold separately. | OUTDOOR | Wynfield | Outdoor Lighting | Black | 12 | Glass | Clear Beveled Glass |  |  |  | 2 Candelabra Torpedo 3.5w |  | 2 | Yes | [14 empty] | 0 | [12 empty] | 80.48 | 160.96 | 241.44 | W:7 3/4'' H:23 1/2'' E:10 3/4'' | 7 |  |  | 7.75 | 23.5 | Cap Nuts |  |  |  |  | 10.75 |  | No |  | No | [21 empty] | DP:1'' W:5'' H:12'' OB UP:16'' |  |  |  | 6.5 |  |  | N/A | Hardwired | 0 | 0 | 0 | 1 | 1 | 0 | 0 | 0 | 0 | 0 | 0 | 785652032776 | 20.5 | 10.25 | 13.5 | 8.75 | 1.642 | 175 | Yes | [9 empty] | cETL Wet | WYNFIELD 2L LANTERN-12 | Two Light Outdoor Wall Lantern |  | 88201EN-12.jpg | 88201.jpg
88203-12 | Small One Light Outdoor Wall Lantern | The Wynfield collection by Sea Gull Lighting complements classical home designs with its soft curves and colonial accents. A Black Powdercoat finish over a durable cast aluminum body adds dependable quality to an enduring style. Either Frosted glass or Clear Beveled glass give the fixtures distinct appeal. The assortment includes small, medium and large one-light outdoor wall lanterns, a two-light outdoor wall lantern, a two-light, outdoor post lantern and a two-light outdoor ceiling flush mount. The fixtures with Frosted glass are also available in an ENERGY STAR-qualified LED version, and the one-light fixtures with Clear Beveled glass can easily convert to LED by purchasing LED replacement lamps sold separately. | OUTDOOR | Wynfield | Outdoor Lighting | Black | 12 | Die Cast Aluminum | Clear Beveled Glass |  |  |  | 1 Medium A19 75w |  | 1 | No | [14 empty] | 0 | [12 empty] | 39.5 | 79 | 118.5 | W:5'' H:11 1/4'' E:8'' |  |  |  | 5 | 11.25 | Cap Nuts |  |  |  |  | 8 |  | No |  | No | [21 empty] | DP:7/8'' W:5'' H:7 1/2'' OB UP:4 5/16'' |  |  |  | 6.5 | Black/White |  |  | Hardwired | 0 | 0 | 0 | 0 | 1 | 0 | 0 | 1 | 0 | 0 | 0 | 785652078484 | [16 empty] | cETL Wet | WYNFIELD 1L LANTERN-12 | Small One Light Outdoor Wall Lantern |  | 88203-12.jpg | 88203.jpg
8822-12 | One Light Outdoor Wall Lantern | The traditional design accents and pleasant proportions of the Brentwood outdoor lighting collection from Sea Gull Lighting make it a versatile selection for any home. Offered in either a Black Powdercoat or White Powdercoat finish, and either Clear or White Glass. The assortment offered in both finishes includes a small one-light outdoor wall lantern, a medium one-uplight outdoor wall lantern, a medium one-downlight outdoor wall lantern, a large one-light wall lantern, a one-light outdoor pendant and a one-light outdoor post lantern. In the Black Powdercoat finish only, a two-light outdoor ceiling flush mount is also available. Most of these fixtures easily convert to LED by purchasing LED replacement lamps sold separately. | OUTDOOR | Brentwood | Outdoor Lighting | Black | 12 | Die Cast Aluminum | Clear Glass | W:2.1875" H:5.75" |  |  | 1 Medium A19 60w |  | 1 | No | [14 empty] | 0 | [12 empty] | 28.98 | 57.96 | 86.94 | W:7'' H:10 1/4'' E:7'' | 2.5 |  |  | 7 | 10.25 | Center Lock-Up |  |  |  |  | 7 |  | No |  | No | [21 empty] | DP:3/8'' W:4 3/8'' H:5 3/16'' OB UP:6'' OB DOWN:4 1/4'' |  |  |  | 6.5 | Black/White |  |  | Hardwired | 0 | 0 | 0 | 0 | 1 | 0 | 0 | 1 | 0 | 0 | 0 | 785652882227 | 9.75 | 8.75 | 11.5 | 3.4 | 0.568 | 125 | Yes | 3 | 10785652882224 | 27 | 10.25 | 12.25 | 11.9 | 1.962 | Yes | UL Wet | cUL Wet | BRENTWOOD 1L LANTERN-12 | One Light Outdoor Wall Lantern |  | 8822-12.jpg | 8822.jpg
8823-12 | One Light Outdoor Wall Lantern | The traditional design accents and pleasant proportions of the Brentwood outdoor lighting collection from Sea Gull Lighting make it a versatile selection for any home. Offered in either a Black Powdercoat or White Powdercoat finish, and either Clear or White Glass. The assortment offered in both finishes includes a small one-light outdoor wall lantern, a medium one-uplight outdoor wall lantern, a medium one-downlight outdoor wall lantern, a large one-light wall lantern, a one-light outdoor pendant and a one-light outdoor post lantern. In the Black Powdercoat finish only, a two-light outdoor ceiling flush mount is also available. Most of these fixtures easily convert to LED by purchasing LED replacement lamps sold separately. | OUTDOOR | Brentwood | Outdoor Lighting | Black | 12 | Die Cast Aluminum | Clear Glass | W:3.625" H:7.6875" |  |  | 1 Medium A19 100w |  | 1 | No | [14 empty] | 0 | [12 empty] | 52.48 | 104.96 | 157.44 | W:10 1/4'' H:28'' E:10 3/4'' | 6.4 |  |  | 10.25 | 28 | Center Lock-Up |  |  |  |  | 10.75 |  | No |  | No | [21 empty] | DP:3/4'' W:4 1/4'' H:6 7/16'' OB UP:15'' OB DOWN:13'' |  |  |  | 6.5 | Black/White |  |  | Hardwired | 0 | 0 | 0 | 0 | 1 | 0 | 0 | 1 | 0 | 0 | 0 | 785652882326 | 13 | 11.75 | 15 | 7.95 | 1.326 | 125 | Yes | [8 empty] | UL Wet | cUL Wet | BRENTWOOD 1L LANTERN-12 | One Light Outdoor Wall Lantern |  | 8823-12.jpg | 8823.jpg
88240-12 | One Light Outdoor Wall Lantern | The Cape May outdoor lighting collection by Sea Gull Lighting is a regal, traditionally styled lantern collection. Design elements include leaf ornamentation on the back plate and finial arms as well as the beautiful combination of the Burled Iron finish and Etched Hammered glass with Light Amber Tint to offer a warm glow. The assortment includes a small one-light outdoor wall lantern (available in a Dark Sky version too), a medium one-light outdoor wall lantern, a large one-light outdoor wall lantern, an extra-large one-light outdoor wall lantern, a one-light outdoor post lantern, a one-light outdoor pendant and a one-light ceiling flush mount. Both incandescent and LED ENERGY STAR-qualified lamping available, and most of these fixtures easily convert to LED. | OUTDOOR | Cape May | Outdoor Lighting | Black | 12 | Aluminum |  |  |  | Etched / White Inside Glass | 1 Medium A19 100w |  | 1 | No | [14 empty] | 0 | [12 empty] | 57.45 | 114.9 | 172.35 | W:7'' H:10 1/2'' E:8'' | 2.7 |  |  | 7 | 10.5 | Cap Nuts |  |  |  |  | 8 |  | No |  | No | [21 empty] | DP:1'' W:4 1/2'' H:7 1/16'' OB UP:3'' |  |  |  | 6.5 | Black/White |  |  | Hardwired | 0 | 0 | 0 | 0 | 1 | 0 | 0 | 1 | 0 | 0 | 0 | 785652079009 | 12.75 | 9.75 | 9.75 | 3.4 | 0.701 | 175 | Yes | [9 empty] | cETL Wet | CAPE MAY 1L LANTERN-12 | One Light Outdoor Wall Lantern |  | 88240-12.jpg | 88240.jpg
88240-780 | One Light Outdoor Wall Lantern | The Cape May outdoor lighting collection by Sea Gull Lighting is a regal, traditionally styled lantern collection. Design elements include leaf ornamentation on the back plate and finial arms as well as the beautiful combination of the Burled Iron finish and Etched Hammered glass with Light Amber Tint to offer a warm glow. The assortment includes a small one-light outdoor wall lantern (available in a Dark Sky version too), a medium one-light outdoor wall lantern, a large one-light outdoor wall lantern, an extra-large one-light outdoor wall lantern, a one-light outdoor post lantern, a one-light outdoor pendant and a one-light ceiling flush mount. Both incandescent and LED ENERGY STAR-qualified lamping available, and most of these fixtures easily convert to LED. | OUTDOOR | Cape May | Outdoor Lighting | Burled Iron | 780 | Aluminum |  |  |  | Etched Hammered with Light Amber Glass | 1 Medium A19 100w |  | 1 | No | [14 empty] | 0 | [12 empty] | 59.98 | 119.96 | 179.94 | W:7'' H:10 1/2'' E:8'' | 2.7 |  |  | 7 | 10.5 | Cap Nuts |  |  |  |  | 8 |  | No |  | No | [21 empty] | DP:1'' W:4 1/2'' H:7 1/16'' OB UP:3'' |  |  |  | 6.5 |  |  | N/A | Hardwired | 0 | 0 | 0 | 0 | 1 | 0 | 0 | 1 | 0 | 0 | 0 | 785652882401 | 13.5 | 10.5 | 9.75 | 3.4 | 0.8 | 175 | Yes | [9 empty] | cETL Wet | CAPE MAY 1L LANTERN-780 | One Light Outdoor Wall Lantern |  | 88240-780.jpg | 88240.jpg
8824091S-780 | SMALL LED OUTDOOR WALL LANTERN | The Cape May outdoor lighting collection by Sea Gull Lighting is a regal, traditionally styled lantern collection. Design elements include leaf ornamentation on the back plate and finial arms as well as the beautiful combination of the Burled Iron finish and Etched Hammered glass with Light Amber Tint to offer a warm glow. The assortment includes a small one-light outdoor wall lantern (available in a Dark Sky version too), a medium one-light outdoor wall lantern, a large one-light outdoor wall lantern, an extra-large one-light outdoor wall lantern, a one-light outdoor post lantern, a one-light outdoor pendant and a one-light ceiling flush mount. Both incandescent and LED ENERGY STAR-qualified lamping available, and most of these fixtures easily convert to LED. | OUTDOOR | Cape May | Outdoor Lighting | Burled Iron | 780 | Aluminum |  |  |  | Etched Hammered with Light Amber Glass |  |  | 1 | No | 1000 | 2700 | 90 | 14 | 120 | 19 - Integrated | MODS - Modules |  | 5 | 100 | LED | 14 | 14 | 50000 | 0 | [12 empty] | 68 | 136 | 204 | W:7'' H:10 1/2'' E:8'' | 2.7 |  |  | 7 | 10.5 | Cap Nuts |  |  |  |  | 8 |  | No |  | No | [21 empty] | DP:1'' W:4 1/2'' H:7 1/16'' OB UP:3'' |  |  |  | 6.5 |  |  | N/A | Hardwired | 0 | 0 | 0 | 0 | 1 | 0 | 0 | 0 | 0 | 0 | 0 | 785652278099 | 12.75 | 10 | 9.25 | 3.3 | 0.683 | 175 | Yes | [8 empty] | UL Wet | cUL Wet | CAPE MAY LED LANTERN-780 | SMALL LED OUTDOOR WALL LANTERN |  | 88240-780.jpg | 88240.jpg
88240D-780 | One Light Outdoor Wall Lantern | The Cape May outdoor lighting collection by Sea Gull Lighting is a regal, traditionally styled lantern collection. Design elements include leaf ornamentation on the back plate and finial arms as well as the beautiful combination of the Burled Iron finish and Etched Hammered glass with Light Amber Tint to offer a warm glow. The assortment includes a small one-light outdoor wall lantern (available in a Dark Sky version too), a medium one-light outdoor wall lantern, a large one-light outdoor wall lantern, an extra-large one-light outdoor wall lantern, a one-light outdoor post lantern, a one-light outdoor pendant and a one-light ceiling flush mount. Both incandescent and LED ENERGY STAR-qualified lamping available, and most of these fixtures easily convert to LED. | OUTDOOR | Cape May | Outdoor Lighting | Burled Iron | 780 | Aluminum | White Aluminum |  |  | Etched Hammered with Light Amber Glass | 1 Medium A19 100w |  | 1 | No | [14 empty] | 0 | [12 empty] | 70.48 | 140.96 | 211.44 | W:7'' H:10 1/2'' E:8'' | 2.7 |  |  | 7 | 10.5 | Cap Nuts |  |  |  |  | 8 |  | No |  | No | [21 empty] | DP:13/16'' W:4 1/2'' H:7 1/16'' OB UP:3'' |  |  |  | 6.5 |  |  | N/A | Hardwired | 0 | 0 | 0 | 0 | 1 | 0 | 0 | 1 | 0 | 0 | 0 | 785652882432 | 10 | 9.5 | 13 | 3.35 | 0.715 | 175 | Yes | [9 empty] | cETL Wet | CAPE MAY 1L LANTERN-780 | One Light Outdoor Wall Lantern |  | 88240D-780.jpg | 88240D.jpg
88240DEN3-780 | One Light Outdoor Wall Lantern | The Cape May outdoor lighting collection by Sea Gull Lighting is a regal, traditionally styled lantern collection. Design elements include leaf ornamentation on the back plate and finial arms as well as the beautiful combination of the Burled Iron finish and Etched Hammered glass with Light Amber Tint to offer a warm glow. The assortment includes a small one-light outdoor wall lantern (available in a Dark Sky version too), a medium one-light outdoor wall lantern, a large one-light outdoor wall lantern, an extra-large one-light outdoor wall lantern, a one-light outdoor post lantern, a one-light outdoor pendant and a one-light ceiling flush mount. Both incandescent and LED ENERGY STAR-qualified lamping available, and most of these fixtures easily convert to LED. | OUTDOOR | Cape May | Outdoor Lighting | Burled Iron | 780 | Aluminum | White Aluminum |  |  | Etched Hammered with Light Amber Glass | 1 Medium A19 9.3w |  | 1 | Yes | [14 empty] | 0 | [12 empty] | 74.98 | 149.96 | 224.94 | W:7'' H:10 1/2'' E:8'' | 2.7 |  |  | 7 | 10.5 | Cap Nuts |  |  |  |  | 8 |  | No |  | No | [21 empty] | DP:13/16'' W:4 1/2'' H:7 1/16'' OB UP:3'' |  |  |  | 6.5 | Black/White |  |  | Hardwired | 0 | 0 | 0 | 1 | 1 | 0 | 0 | 0 | 0 | 0 | 0 | 785652053085 | 10 | 9.5 | 13 | 3.35 | 0.715 | 175 | Yes | [9 empty] | cETL Wet | CAPE MAY 1L LANTERN-780 | One Light Outdoor Wall Lantern |  | 88240DEN3-780.jpg | 88240D.jpg
88240EN3-12 | One Light Outdoor Wall Lantern | The Cape May outdoor lighting collection by Sea Gull Lighting is a regal, traditionally styled lantern collection. Design elements include leaf ornamentation on the back plate and finial arms as well as the beautiful combination of the Burled Iron finish and Etched Hammered glass with Light Amber Tint to offer a warm glow. The assortment includes a small one-light outdoor wall lantern (available in a Dark Sky version too), a medium one-light outdoor wall lantern, a large one-light outdoor wall lantern, an extra-large one-light outdoor wall lantern, a one-light outdoor post lantern, a one-light outdoor pendant and a one-light ceiling flush mount. Both incandescent and LED ENERGY STAR-qualified lamping available, and most of these fixtures easily convert to LED. | OUTDOOR | Cape May | Outdoor Lighting | Black | 12 | Aluminum |  |  |  | Etched / White Inside Glass | 1 Medium A19 9.3w |  | 1 | Yes | [14 empty] | 0 | [12 empty] | 62.45 | 124.9 | 187.35 | W:7'' H:10 1/2'' E:8'' | 2.7 |  |  | 7 | 10.5 | Cap Nuts |  |  |  |  | 8 |  | No |  | No | [21 empty] | DP:1'' W:4 1/2'' H:7 1/16'' OB UP:3'' |  |  |  | 6.5 | Black/White |  |  | Hardwired | 0 | 0 | 0 | 1 | 1 | 0 | 0 | 0 | 0 | 0 | 0 | 785652083143 | 13.5 | 10.5 | 9.75 | 3.4 | 0.8 | 175 | Yes | [9 empty] | cETL Wet | CAPE MAY 1L LANTERN-12 | One Light Outdoor Wall Lantern |  | 88240EN3-12.jpg | 88240EN3.jpg
88240EN3-780 | One Light Outdoor Wall Lantern | The Cape May outdoor lighting collection by Sea Gull Lighting is a regal, traditionally styled lantern collection. Design elements include leaf ornamentation on the back plate and finial arms as well as the beautiful combination of the Burled Iron finish and Etched Hammered glass with Light Amber Tint to offer a warm glow. The assortment includes a small one-light outdoor wall lantern (available in a Dark Sky version too), a medium one-light outdoor wall lantern, a large one-light outdoor wall lantern, an extra-large one-light outdoor wall lantern, a one-light outdoor post lantern, a one-light outdoor pendant and a one-light ceiling flush mount. Both incandescent and LED ENERGY STAR-qualified lamping available, and most of these fixtures easily convert to LED. | OUTDOOR | Cape May | Outdoor Lighting | Burled Iron | 780 | Aluminum |  |  |  | Etched Hammered with Light Amber Glass | 1 Medium A19 9.3w |  | 1 | Yes | [14 empty] | 0 | [12 empty] | 64.98 | 129.96 | 194.94 | W:7'' H:10 1/2'' E:8'' | 2.7 |  |  | 7 | 10.5 | Cap Nuts |  |  |  |  | 8 |  | No |  | No | [21 empty] | DP:1'' W:4 1/2'' H:7 1/16'' OB UP:3'' |  |  |  | 6.5 | Black/White |  |  | Hardwired | 0 | 0 | 0 | 1 | 1 | 0 | 0 | 0 | 0 | 0 | 0 | 785652044687 | 13.5 | 10.5 | 9.75 | 3.4 | 0.8 | 175 | Yes | [9 empty] | cETL Wet | CAPE MAY 1L LANTERN-780 | One Light Outdoor Wall Lantern |  | 88240EN3-780.jpg | 88240.jpg
88241-12 | One Light Outdoor Wall Lantern | The Cape May outdoor lighting collection by Sea Gull Lighting is a regal, traditionally styled lantern collection. Design elements include leaf ornamentation on the back plate and finial arms as well as the beautiful combination of the Burled Iron finish and Etched Hammered glass with Light Amber Tint to offer a warm glow. The assortment includes a small one-light outdoor wall lantern (available in a Dark Sky version too), a medium one-light outdoor wall lantern, a large one-light outdoor wall lantern, an extra-large one-light outdoor wall lantern, a one-light outdoor post lantern, a one-light outdoor pendant and a one-light ceiling flush mount. Both incandescent and LED ENERGY STAR-qualified lamping available, and most of these fixtures easily convert to LED. | OUTDOOR | Cape May | Outdoor Lighting | Black | 12 | Aluminum |  |  |  | Etched / White Inside Glass | 1 Medium A19 100w |  | 1 | No | [14 empty] | 0 | [12 empty] | 84.45 | 168.9 | 253.35 | W:9'' H:15 1/2'' E:10'' | 3.6 |  |  | 9 | 15.5 | Cap Nuts |  |  |  |  | 10 |  | No |  | No | [21 empty] | DP:1'' W:4 1/2'' H:7 1/16'' OB UP:4 1/2'' |  |  |  | 6.5 | Black/White |  |  | Hardwired | 0 | 0 | 0 | 0 | 1 | 0 | 0 | 1 | 0 | 0 | 0 | 785652079016 | 17 | 11.75 | 12 | 5.1 | 1.387 | 250 | Yes | [9 empty] | cETL Wet | CAPE MAY 1L LANTERN-12 | One Light Outdoor Wall Lantern |  | 88241-12.jpg | 88241.jpg
8824-12 | One Light Outdoor Wall Lantern | The traditional design accents and pleasant proportions of the Brentwood outdoor lighting collection from Sea Gull Lighting make it a versatile selection for any home. Offered in either a Black Powdercoat or White Powdercoat finish, and either Clear or White Glass. The assortment offered in both finishes includes a small one-light outdoor wall lantern, a medium one-uplight outdoor wall lantern, a medium one-downlight outdoor wall lantern, a large one-light wall lantern, a one-light outdoor pendant and a one-light outdoor post lantern. In the Black Powdercoat finish only, a two-light outdoor ceiling flush mount is also available. Most of these fixtures easily convert to LED by purchasing LED replacement lamps sold separately. | OUTDOOR | Brentwood | Outdoor Lighting | Black | 12 | Die Cast Aluminum | Clear Glass | W:3.625" H:7.6875" |  |  | 1 Medium A19 100w |  | 1 | No | [14 empty] | 0 | [12 empty] | 49.98 | 99.96 | 149.94 | W:10 1/4'' H:19 3/4'' E:10 3/4'' | 4.2 |  |  | 10.25 | 19.75 | Center Lock-Up |  |  |  |  | 10.75 |  | No |  | No | [21 empty] | DP:3/4'' W:4 1/4'' H:6 7/16'' OB UP:15'' OB DOWN:4 3/4'' |  |  |  | 6.5 | Black/White |  |  | Hardwired | 0 | 0 | 0 | 0 | 1 | 0 | 0 | 1 | 0 | 0 | 0 | 785652882425 | 12 | 13 | 14.5 | 8 | 1.309 | 125 | Yes | [8 empty] | UL Wet | cUL Wet | BRENTWOOD 1L LANTERN-12 | One Light Outdoor Wall Lantern |  | 8824-12.jpg | 8824.jpg
88241-780 | One Light Outdoor Wall Lantern | The Cape May outdoor lighting collection by Sea Gull Lighting is a regal, traditionally styled lantern collection. Design elements include leaf ornamentation on the back plate and finial arms as well as the beautiful combination of the Burled Iron finish and Etched Hammered glass with Light Amber Tint to offer a warm glow. The assortment includes a small one-light outdoor wall lantern (available in a Dark Sky version too), a medium one-light outdoor wall lantern, a large one-light outdoor wall lantern, an extra-large one-light outdoor wall lantern, a one-light outdoor post lantern, a one-light outdoor pendant and a one-light ceiling flush mount. Both incandescent and LED ENERGY STAR-qualified lamping available, and most of these fixtures easily convert to LED. | OUTDOOR | Cape May | Outdoor Lighting | Burled Iron | 780 | Aluminum |  |  |  | Etched Hammered with Light Amber Glass | 1 Medium A19 100w |  | 1 | No | [14 empty] | 0 | [12 empty] | 87.98 | 175.96 | 263.94 | W:9'' H:15 1/2'' E:10'' | 3.6 |  |  | 9 | 15.5 | Cap Nuts |  |  |  |  | 10 |  | No |  | No | [21 empty] | DP:1'' W:4 1/2'' H:7 1/16'' OB UP:4 1/2'' |  |  |  | 6.5 |  |  | N/A | Hardwired | 0 | 0 | 0 | 0 | 1 | 0 | 0 | 1 | 0 | 0 | 0 | 785652882487 | 12.5 | 11.25 | 17 | 5.55 | 1.383 | 175 | Yes | [9 empty] | cETL Wet | CAPE MAY 1L LANTERN-780 | One Light Outdoor Wall Lantern |  | 88241-780.jpg | 88241.jpg
8824191S-780 | MEDIUM LED OUTDOOR WALL LANTERN | The Cape May outdoor lighting collection by Sea Gull Lighting is a regal, traditionally styled lantern collection. Design elements include leaf ornamentation on the back plate and finial arms as well as the beautiful combination of the Burled Iron finish and Etched Hammered glass with Light Amber Tint to offer a warm glow. The assortment includes a small one-light outdoor wall lantern (available in a Dark Sky version too), a medium one-light outdoor wall lantern, a large one-light outdoor wall lantern, an extra-large one-light outdoor wall lantern, a one-light outdoor post lantern, a one-light outdoor pendant and a one-light ceiling flush mount. Both incandescent and LED ENERGY STAR-qualified lamping available, and most of these fixtures easily convert to LED. | OUTDOOR | Cape May | Outdoor Lighting | Burled Iron | 780 | Aluminum |  |  |  | Etched Hammered with Light Amber Glass |  |  | 1 | No | 1000 | 2700 | 90 | 14 | 120 | 19 - Integrated | MODS - Modules |  | 5 | 100 | LED | 14 | 14 | 50000 | 0 | [12 empty] | 102 | 204 | 306 | W:9'' H:15 1/2'' E:10'' | 3.6 |  |  | 9 | 15.5 | Cap Nuts |  |  |  |  | 10 |  | No |  | No | [21 empty] | DP:1'' W:4 1/2'' H:7 1/16'' OB UP:4 1/2'' |  |  |  | 6.5 |  |  | N/A | Hardwired | 0 | 0 | 0 | 0 | 1 | 0 | 0 | 0 | 0 | 0 | 0 | 785652278105 | 17 | 12.25 | 11.5 | 5.7 | 1.386 | 175 | Yes | [8 empty] | UL Wet | cUL Wet | CAPE MAY LED LANTERN-780 | MEDIUM LED OUTDOOR WALL LANTERN |  | 88241-780.jpg | 88241.jpg
88241EN3-12 | One Light Outdoor Wall Lantern | The Cape May outdoor lighting collection by Sea Gull Lighting is a regal, traditionally styled lantern collection. Design elements include leaf ornamentation on the back plate and finial arms as well as the beautiful combination of the Burled Iron finish and Etched Hammered glass with Light Amber Tint to offer a warm glow. The assortment includes a small one-light outdoor wall lantern (available in a Dark Sky version too), a medium one-light outdoor wall lantern, a large one-light outdoor wall lantern, an extra-large one-light outdoor wall lantern, a one-light outdoor post lantern, a one-light outdoor pendant and a one-light ceiling flush mount. Both incandescent and LED ENERGY STAR-qualified lamping available, and most of these fixtures easily convert to LED. | OUTDOOR | Cape May | Outdoor Lighting | Black | 12 | Aluminum |  |  |  | Etched / White Inside Glass | 1 Medium A19 9.3w |  | 1 | Yes | [14 empty] | 0 | [12 empty] | 87.45 | 174.9 | 262.35 | W:9'' H:15 1/2'' E:10'' | 3.6 |  |  | 9 | 15.5 | Cap Nuts |  |  |  |  | 10 |  | No |  | No | [21 empty] | DP:1'' W:4 1/2'' H:7 1/16'' OB UP:4 1/2'' |  |  |  | 6.5 | Black/White |  |  | Hardwired | 0 | 0 | 0 | 1 | 1 | 0 | 0 | 0 | 0 | 0 | 0 | 785652083150 | 17 | 11.25 | 12.5 | 5.5 | 1.383 | 175 | Yes | [9 empty] | cETL Wet | CAPE MAY 1L LANTERN-12 | One Light Outdoor Wall Lantern |  | 88241EN3-12.jpg | 88241EN3.jpg
88241EN3-780 | One Light Outdoor Wall Lantern | The Cape May outdoor lighting collection by Sea Gull Lighting is a regal, traditionally styled lantern collection. Design elements include leaf ornamentation on the back plate and finial arms as well as the beautiful combination of the Burled Iron finish and Etched Hammered glass with Light Amber Tint to offer a warm glow. The assortment includes a small one-light outdoor wall lantern (available in a Dark Sky version too), a medium one-light outdoor wall lantern, a large one-light outdoor wall lantern, an extra-large one-light outdoor wall lantern, a one-light outdoor post lantern, a one-light outdoor pendant and a one-light ceiling flush mount. Both incandescent and LED ENERGY STAR-qualified lamping available, and most of these fixtures easily convert to LED. | OUTDOOR | Cape May | Outdoor Lighting | Burled Iron | 780 | Aluminum |  |  |  | Etched Hammered with Light Amber Glass | 1 Medium A19 9.3w |  | 1 | Yes | [14 empty] | 0 | [12 empty] | 90.98 | 181.96 | 272.94 | W:9'' H:15 1/2'' E:10'' | 3.6 |  |  | 9 | 15.5 | Cap Nuts |  |  |  |  | 10 |  | No |  | No | [21 empty] | DP:1'' W:4 1/2'' H:7 1/16'' OB UP:4 1/2'' |  |  |  | 6.5 | Black/White |  |  | Hardwired | 0 | 0 | 0 | 1 | 1 | 0 | 0 | 0 | 0 | 0 | 0 | 785652044694 | 17 | 11.25 | 12.5 | 5.5 | 1.383 | 175 | Yes | [9 empty] | cETL Wet | CAPE MAY 1L LANTERN-780 | One Light Outdoor Wall Lantern |  | 88241EN3-780.jpg | 88241.jpg
88242-12 | One Light Outdoor Wall Lantern | The Cape May outdoor lighting collection by Sea Gull Lighting is a regal, traditionally styled lantern collection. Design elements include leaf ornamentation on the back plate and finial arms as well as the beautiful combination of the Burled Iron finish and Etched Hammered glass with Light Amber Tint to offer a warm glow. The assortment includes a small one-light outdoor wall lantern (available in a Dark Sky version too), a medium one-light outdoor wall lantern, a large one-light outdoor wall lantern, an extra-large one-light outdoor wall lantern, a one-light outdoor post lantern, a one-light outdoor pendant and a one-light ceiling flush mount. Both incandescent and LED ENERGY STAR-qualified lamping available, and most of these fixtures easily convert to LED. | OUTDOOR | Cape May | Outdoor Lighting | Black | 12 | Aluminum |  |  |  | Etched / White Inside Glass | 1 Medium A19 100w |  | 1 | No | [14 empty] | 0 | [12 empty] | 184.45 | 368.9 | 553.35 | W:11'' H:26 1/4'' E:13 3/4'' | 7.5 |  |  | 11 | 26.25 | Cap Nuts |  |  |  |  | 13.75 |  | No |  | No | [21 empty] | DP:1'' W:4 1/2'' H:18 1/8'' OB UP:9 1/4'' |  |  |  | 6.5 | Black/White |  |  | Hardwired | 0 | 0 | 0 | 0 | 1 | 0 | 0 | 1 | 0 | 0 | 0 | 785652079023 | 27 | 15.75 | 13.25 | 11 | 3.261 | 250 | Yes | [9 empty] | cETL Wet | CAPE MAY 1L LANTERN-12 | One Light Outdoor Wall Lantern |  | 88242-12.jpg | 88242.jpg
88242-780 | One Light Outdoor Wall Lantern | The Cape May outdoor lighting collection by Sea Gull Lighting is a regal, traditionally styled lantern collection. Design elements include leaf ornamentation on the back plate and finial arms as well as the beautiful combination of the Burled Iron finish and Etched Hammered glass with Light Amber Tint to offer a warm glow. The assortment includes a small one-light outdoor wall lantern (available in a Dark Sky version too), a medium one-light outdoor wall lantern, a large one-light outdoor wall lantern, an extra-large one-light outdoor wall lantern, a one-light outdoor post lantern, a one-light outdoor pendant and a one-light ceiling flush mount. Both incandescent and LED ENERGY STAR-qualified lamping available, and most of these fixtures easily convert to LED. | OUTDOOR | Cape May | Outdoor Lighting | Burled Iron | 780 | Aluminum |  |  |  | Etched Hammered with Light Amber Glass | 1 Medium A19 100w |  | 1 | No | [14 empty] | 0 | [12 empty] | 191.98 | 383.96 | 575.94 | W:11'' H:26 1/4'' E:13 3/4'' | 7.5 |  |  | 11 | 26.25 | Cap Nuts |  |  |  |  | 13.75 |  | No |  | No | [21 empty] | DP:1'' W:4 1/2'' H:18 1/8'' OB UP:9 1/4'' |  |  |  | 6.5 |  |  | N/A | Hardwired | 0 | 0 | 0 | 0 | 1 | 0 | 0 | 1 | 0 | 0 | 0 | 785652242786 | 15.75 | 13.5 | 27 | 11.6 | 3.322 | 250 | Yes | [9 empty] | cETL Wet | CAPE MAY 1L LANTERN-780 | One Light Outdoor Wall Lantern |  | 88242-780.jpg | 88242.jpg
88242EN3-12 | One Light Outdoor Wall Lantern | The Cape May outdoor lighting collection by Sea Gull Lighting is a regal, traditionally styled lantern collection. Design elements include leaf ornamentation on the back plate and finial arms as well as the beautiful combination of the Burled Iron finish and Etched Hammered glass with Light Amber Tint to offer a warm glow. The assortment includes a small one-light outdoor wall lantern (available in a Dark Sky version too), a medium one-light outdoor wall lantern, a large one-light outdoor wall lantern, an extra-large one-light outdoor wall lantern, a one-light outdoor post lantern, a one-light outdoor pendant and a one-light ceiling flush mount. Both incandescent and LED ENERGY STAR-qualified lamping available, and most of these fixtures easily convert to LED. | OUTDOOR | Cape May | Outdoor Lighting | Black | 12 | Aluminum |  |  |  | Etched / White Inside Glass | 1 Medium A19 9.3w |  | 1 | Yes | [14 empty] | 0 | [12 empty] | 188.45 | 376.9 | 565.35 | W:11'' H:26 1/4'' E:13 3/4'' | 7.5 |  |  | 11 | 26.25 | Cap Nuts |  |  |  |  | 13.75 |  | No |  | No | [21 empty] | DP:1'' W:4 1/2'' H:18 1/8'' OB UP:9 1/4'' |  |  |  | 6.5 | Black/White |  |  | Hardwired | 0 | 0 | 0 | 1 | 1 | 0 | 0 | 0 | 0 | 0 | 0 | 785652083167 | 15.75 | 13.5 | 27 | 11.6 | 3.322 | 250 | Yes | [9 empty] | cETL Wet | CAPE MAY 1L LANTERN-12 | One Light Outdoor Wall Lantern |  | 88242EN3-12.jpg | 88242EN3.jpg
88242EN3-780 | One Light Outdoor Wall Lantern | The Cape May outdoor lighting collection by Sea Gull Lighting is a regal, traditionally styled lantern collection. Design elements include leaf ornamentation on the back plate and finial arms as well as the beautiful combination of the Burled Iron finish and Etched Hammered glass with Light Amber Tint to offer a warm glow. The assortment includes a small one-light outdoor wall lantern (available in a Dark Sky version too), a medium one-light outdoor wall lantern, a large one-light outdoor wall lantern, an extra-large one-light outdoor wall lantern, a one-light outdoor post lantern, a one-light outdoor pendant and a one-light ceiling flush mount. Both incandescent and LED ENERGY STAR-qualified lamping available, and most of these fixtures easily convert to LED. | OUTDOOR | Cape May | Outdoor Lighting | Burled Iron | 780 | Aluminum |  |  |  | Etched Hammered with Light Amber Glass | 1 Medium A19 9.3w |  | 1 | Yes | [14 empty] | 0 | [12 empty] | 194.98 | 389.96 | 584.94 | W:11'' H:26 1/4'' E:13 3/4'' | 7.5 |  |  | 11 | 26.25 | Cap Nuts |  |  |  |  | 13.75 |  | No |  | No | [21 empty] | DP:1'' W:4 1/2'' H:18 1/8'' OB UP:9 1/4'' |  |  |  | 6.5 | Black/White |  |  | Hardwired | 0 | 0 | 0 | 1 | 1 | 0 | 0 | 0 | 0 | 0 | 0 | 785652044700 | 15.75 | 13.5 | 27 | 11.6 | 3.322 | 250 | Yes | [9 empty] | cETL Wet | CAPE MAY 1L LANTERN-780 | One Light Outdoor Wall Lantern |  | 88242EN3-780.jpg | 88242EN3.jpg
88243-12 | One Light Outdoor Wall Lantern | The Cape May outdoor lighting collection by Sea Gull Lighting is a regal, traditionally styled lantern collection. Design elements include leaf ornamentation on the back plate and finial arms as well as the beautiful combination of the Burled Iron finish and Etched Hammered glass with Light Amber Tint to offer a warm glow. The assortment includes a small one-light outdoor wall lantern (available in a Dark Sky version too), a medium one-light outdoor wall lantern, a large one-light outdoor wall lantern, an extra-large one-light outdoor wall lantern, a one-light outdoor post lantern, a one-light outdoor pendant and a one-light ceiling flush mount. Both incandescent and LED ENERGY STAR-qualified lamping available, and most of these fixtures easily convert to LED. | OUTDOOR | Cape May | Outdoor Lighting | Black | 12 | Aluminum |  |  |  | Etched / White Inside Glass | 1 Medium A19 100w |  | 1 | No | [14 empty] | 0 | [12 empty] | 236.95 | 473.9 | 710.85 | W:13'' H:29 3/4'' E:16'' | 11.9 |  |  | 13 | 29.75 | Cap Nuts |  |  |  |  | 16 |  | No |  | No | [21 empty] | DP:1'' W:4 1/2'' H:18 1/8'' OB UP:11 1/4'' |  |  |  | 6.5 | Black/White |  |  | Hardwired | 0 | 0 | 0 | 0 | 1 | 0 | 0 | 1 | 0 | 0 | 0 | 785652079030 | 31 | 18 | 15.25 | 14.9 | 4.924 | 250 | Yes | [9 empty] | cETL Wet | CAPE MAY 1L LANTERN-12 | One Light Outdoor Wall Lantern |  | 88243-12.jpg | 88243.jpg
88243-780 | One Light Outdoor Wall Lantern | The Cape May outdoor lighting collection by Sea Gull Lighting is a regal, traditionally styled lantern collection. Design elements include leaf ornamentation on the back plate and finial arms as well as the beautiful combination of the Burled Iron finish and Etched Hammered glass with Light Amber Tint to offer a warm glow. The assortment includes a small one-light outdoor wall lantern (available in a Dark Sky version too), a medium one-light outdoor wall lantern, a large one-light outdoor wall lantern, an extra-large one-light outdoor wall lantern, a one-light outdoor post lantern, a one-light outdoor pendant and a one-light ceiling flush mount. Both incandescent and LED ENERGY STAR-qualified lamping available, and most of these fixtures easily convert to LED. | OUTDOOR | Cape May | Outdoor Lighting | Burled Iron | 780 | Aluminum |  |  |  | Etched Hammered with Light Amber Glass | 1 Medium A19 100w |  | 1 | No | [14 empty] | 0 | [12 empty] | 249.98 | 499.96 | 749.94 | W:13'' H:29 3/4'' E:16'' | 11.9 |  |  | 13 | 29.75 | Cap Nuts |  |  |  |  | 16 |  | No |  | No | [21 empty] | DP:1'' W:4 1/2'' H:18 1/8'' OB UP:11 1/4'' |  |  |  | 6.5 |  |  | N/A | Hardwired | 0 | 0 | 0 | 0 | 1 | 0 | 0 | 1 | 0 | 0 | 0 | 785652882494 | 17.5 | 15.5 | 31.75 | 15 | 4.984 | 250 | Yes | [9 empty] | cETL Wet | CAPE MAY 1L LANTERN-780 | One Light Outdoor Wall Lantern |  | 88243-780.jpg | 88243.jpg
88243EN3-12 | One Light Outdoor Wall Lantern | The Cape May outdoor lighting collection by Sea Gull Lighting is a regal, traditionally styled lantern collection. Design elements include leaf ornamentation on the back plate and finial arms as well as the beautiful combination of the Burled Iron finish and Etched Hammered glass with Light Amber Tint to offer a warm glow. The assortment includes a small one-light outdoor wall lantern (available in a Dark Sky version too), a medium one-light outdoor wall lantern, a large one-light outdoor wall lantern, an extra-large one-light outdoor wall lantern, a one-light outdoor post lantern, a one-light outdoor pendant and a one-light ceiling flush mount. Both incandescent and LED ENERGY STAR-qualified lamping available, and most of these fixtures easily convert to LED. | OUTDOOR | Cape May | Outdoor Lighting | Black | 12 | Aluminum |  |  |  | Etched / White Inside Glass | 1 Medium A19 9.3w |  | 1 | Yes | [14 empty] | 0 | [12 empty] | 241.45 | 482.9 | 724.35 | W:13'' H:29 3/4'' E:16'' | 11.9 |  |  | 13 | 29.75 | Cap Nuts |  |  |  |  | 16 |  | No |  | No | [21 empty] | DP:1'' W:4 1/2'' H:18 1/8'' OB UP:11 1/4'' |  |  |  | 6.5 | Black/White |  |  | Hardwired | 0 | 0 | 0 | 1 | 1 | 0 | 0 | 0 | 0 | 0 | 0 | 785652083174 | 31.75 | 15.5 | 17.5 | 15 | 4.984 | 250 | Yes | [9 empty] | cETL Wet | CAPE MAY 1L LANTERN-12 | One Light Outdoor Wall Lantern |  | 88243EN3-12.jpg | 89343EN3.jpg
88243EN3-780 | One Light Outdoor Wall Lantern | The Cape May outdoor lighting collection by Sea Gull Lighting is a regal, traditionally styled lantern collection. Design elements include leaf ornamentation on the back plate and finial arms as well as the beautiful combination of the Burled Iron finish and Etched Hammered glass with Light Amber Tint to offer a warm glow. The assortment includes a small one-light outdoor wall lantern (available in a Dark Sky version too), a medium one-light outdoor wall lantern, a large one-light outdoor wall lantern, an extra-large one-light outdoor wall lantern, a one-light outdoor post lantern, a one-light outdoor pendant and a one-light ceiling flush mount. Both incandescent and LED ENERGY STAR-qualified lamping available, and most of these fixtures easily convert to LED. | OUTDOOR | Cape May | Outdoor Lighting | Burled Iron | 780 | Aluminum |  |  |  | Etched Hammered with Light Amber Glass | 1 Medium A19 9.3w |  | 1 | Yes | [14 empty] | 0 | [12 empty] | 249.98 | 499.96 | 749.94 | W:13'' H:29 3/4'' E:16'' | 11.9 |  |  | 13 | 29.75 | Cap Nuts |  |  |  |  | 16 |  | No |  | No | [21 empty] | DP:1'' W:4 1/2'' H:18 1/8'' OB UP:11 1/4'' |  |  |  | 6.5 | Black/White |  |  | Hardwired | 0 | 0 | 0 | 1 | 1 | 0 | 0 | 0 | 0 | 0 | 0 | 785652053092 | 31.75 | 15.5 | 17.5 | 15 | 4.984 | 250 | Yes | [9 empty] | cETL Wet | CAPE MAY 1L LANTERN-780 | One Light Outdoor Wall Lantern |  | 88243EN3-780.jpg | 89343.jpg
88244-12 | One Light Outdoor Wall Lantern | The Cape May outdoor lighting collection by Sea Gull Lighting is a regal, traditionally styled lantern collection. Design elements include leaf ornamentation on the back plate and finial arms as well as the beautiful combination of the Burled Iron finish and Etched Hammered glass with Light Amber Tint to offer a warm glow. The assortment includes a small one-light outdoor wall lantern (available in a Dark Sky version too), a medium one-light outdoor wall lantern, a large one-light outdoor wall lantern, an extra-large one-light outdoor wall lantern, a one-light outdoor post lantern, a one-light outdoor pendant and a one-light ceiling flush mount. Both incandescent and LED ENERGY STAR-qualified lamping available, and most of these fixtures easily convert to LED. | OUTDOOR | Cape May | Outdoor Lighting | Black | 12 | Aluminum |  |  |  | Etched / White Inside Glass | 1 Medium A19 75w |  | 1 | No | [14 empty] | 0 | [12 empty] | 144.5 | 289 | 433.5 | W:13'' H:20 1/4'' E:14'' |  |  |  | 13 | 20.25 | Cap Nuts |  |  |  |  | 14 |  | No |  | No | [21 empty] | DP:1'' W:4 1/2'' H:10'' OB UP:4 3/8'' Rectangular |  |  |  | 6.5 |  |  | N/A | Hardwired | 0 | 0 | 0 | 0 | 1 | 0 | 0 | 1 | 0 | 0 | 0 | 785652079054 | [16 empty] | cETL Wet | CAPE MAY 1L LANTERN-12 | One Light Outdoor Wall Lantern |  | 88244-12.jpg | 88244.jpg
88244-780 | One Light Outdoor Wall Lantern | The Cape May outdoor lighting collection by Sea Gull Lighting is a regal, traditionally styled lantern collection. Design elements include leaf ornamentation on the back plate and finial arms as well as the beautiful combination of the Burled Iron finish and Etched Hammered glass with Light Amber Tint to offer a warm glow. The assortment includes a small one-light outdoor wall lantern (available in a Dark Sky version too), a medium one-light outdoor wall lantern, a large one-light outdoor wall lantern, an extra-large one-light outdoor wall lantern, a one-light outdoor post lantern, a one-light outdoor pendant and a one-light ceiling flush mount. Both incandescent and LED ENERGY STAR-qualified lamping available, and most of these fixtures easily convert to LED. | OUTDOOR | Cape May | Outdoor Lighting | Burled Iron | 780 | Aluminum |  |  |  | Etched Hammered with Light Amber Glass | 1 Medium A19 75w |  | 1 | No | [14 empty] | 0 | [12 empty] | 144.5 | 289 | 433.5 | W:13'' H:20 1/4'' E:14'' |  |  |  | 13 | 20.25 | Cap Nuts |  |  |  |  | 14 |  | No |  | No | [21 empty] | DP:1'' W:4 1/2'' H:10'' OB UP:4 3/8'' Rectangular |  |  |  | 6.5 |  |  | N/A | Hardwired | 0 | 0 | 0 | 0 | 1 | 0 | 0 | 1 | 0 | 0 | 0 | 785652079061 | [16 empty] | cETL Wet | CAPE MAY 1L LANTERN-780 | One Light Outdoor Wall Lantern |  | 88244-780.jpg | 88244.jpg
88244EN3-12 | One Light Outdoor Wall Lantern | The Cape May outdoor lighting collection by Sea Gull Lighting is a regal, traditionally styled lantern collection. Design elements include leaf ornamentation on the back plate and finial arms as well as the beautiful combination of the Burled Iron finish and Etched Hammered glass with Light Amber Tint to offer a warm glow. The assortment includes a small one-light outdoor wall lantern (available in a Dark Sky version too), a medium one-light outdoor wall lantern, a large one-light outdoor wall lantern, an extra-large one-light outdoor wall lantern, a one-light outdoor post lantern, a one-light outdoor pendant and a one-light ceiling flush mount. Both incandescent and LED ENERGY STAR-qualified lamping available, and most of these fixtures easily convert to LED. | OUTDOOR | Cape May | Outdoor Lighting | Black | 12 | Aluminum |  |  |  | Etched / White Inside Glass | 1 Medium A19 9.3w |  | 1 | Yes | [14 empty] | 0 | [12 empty] | 149.5 | 299 | 448.5 | W:13'' H:20 1/4'' E:14'' |  |  |  | 13 | 20.25 | Cap Nuts |  |  |  |  | 14 |  | No |  | No | [21 empty] | DP:1'' W:4 1/2'' H:10'' OB UP:4 3/8'' Rectangular |  |  |  | 6.5 |  |  | N/A | Hardwired | 0 | 0 | 0 | 1 | 1 | 0 | 0 | 0 | 0 | 0 | 0 | 785652083181 | [16 empty] | cETL Wet | CAPE MAY 1L LANTERN-12 | One Light Outdoor Wall Lantern |  | 88244EN3-12.jpg | 88244EN3.jpg
88244EN3-780 | One Light Outdoor Wall Lantern | The Cape May outdoor lighting collection by Sea Gull Lighting is a regal, traditionally styled lantern collection. Design elements include leaf ornamentation on the back plate and finial arms as well as the beautiful combination of the Burled Iron finish and Etched Hammered glass with Light Amber Tint to offer a warm glow. The assortment includes a small one-light outdoor wall lantern (available in a Dark Sky version too), a medium one-light outdoor wall lantern, a large one-light outdoor wall lantern, an extra-large one-light outdoor wall lantern, a one-light outdoor post lantern, a one-light outdoor pendant and a one-light ceiling flush mount. Both incandescent and LED ENERGY STAR-qualified lamping available, and most of these fixtures easily convert to LED. | OUTDOOR | Cape May | Outdoor Lighting | Heirloom Bronze | 782 | Aluminum |  |  |  | Etched Hammered with Light Amber Glass | 1 Medium A19 9.3w |  | 1 | Yes | [14 empty] | 0 | [12 empty] | 149.5 | 299 | 448.5 | W:13'' H:20 1/4'' E:14'' |  |  |  | 13 | 20.25 | Cap Nuts |  |  |  |  | 14 |  | No |  | No | [21 empty] | DP:1'' W:4 1/2'' H:10'' OB UP:4 3/8'' Rectangular |  |  |  | 6.5 |  |  | N/A | Hardwired | 0 | 0 | 0 | 1 | 1 | 0 | 0 | 0 | 0 | 0 | 0 | 785652083198 | [16 empty] | cETL Wet | CAPE MAY 1L LANTERN-780 | One Light Outdoor Wall Lantern |  | 88244EN3-780.jpg | 88244EN3.jpg
8825-12 | One Light Outdoor Wall Lantern | The traditional design accents and pleasant proportions of the Brentwood outdoor lighting collection from Sea Gull Lighting make it a versatile selection for any home. Offered in either a Black Powdercoat or White Powdercoat finish, and either Clear or White Glass. The assortment offered in both finishes includes a small one-light outdoor wall lantern, a medium one-uplight outdoor wall lantern, a medium one-downlight outdoor wall lantern, a large one-light wall lantern, a one-light outdoor pendant and a one-light outdoor post lantern. In the Black Powdercoat finish only, a two-light outdoor ceiling flush mount is also available. Most of these fixtures easily convert to LED by purchasing LED replacement lamps sold separately. | OUTDOOR | Brentwood | Outdoor Lighting | Black | 12 | Die Cast Aluminum | Clear Glass | W:3.625" H:7.6875" |  |  | 1 Medium A19 100w |  | 1 | No | [14 empty] | 0 | [12 empty] | 47.98 | 95.96 | 143.94 | W:10 1/4'' H:18'' E:10 3/4'' | 4.2 |  |  | 10.25 | 18 | Center Lock-Up |  |  |  |  | 10.75 |  | No |  | No | [21 empty] | DP:3/4'' W:4 1/4'' H:6 7/16'' OB UP:4 3/4'' OB DOWN:13 1/4'' |  |  |  | 6.5 | Black/White |  |  | Hardwired | 0 | 0 | 0 | 0 | 1 | 0 | 0 | 1 | 0 | 0 | 0 | 785652882524 | 12.75 | 12.25 | 15.5 | 6.3 | 1.401 | 175 | Yes | [8 empty] | UL Wet | cUL Wet | BRENTWOOD 1L LANTERN-12 | One Light Outdoor Wall Lantern |  | 8825-12.jpg | 8825.jpg
8829301-12 | Extra Large One Light Outdoor Wall Lantern | High tech construction meets classical style in the Galvyn Collection. Traditional hexagonal tapered lanterns and etched glass panels quietly diffuse light over state of the art StoneStrong composite material built to withstand outdoor elements for years. StoneStrong material is rust-proof and built to last in any outside environment, including coastal, dry, and harsh winter or summer climates. StoneStrong is also backed by a robust warranty. Choose from a variety of sizes and silhouettes to adapt a broad range of outdoor settings. Available in Black and Antique Bronze finishes. Add an exterior fixture with an elegantly classic look that will last a long time thanks to modern engineering. | OUTDOOR | Galvyn | Outdoor Lighting | Black | 12 | StoneStrong | Satin Etched Glass | W:4.625" H:10.375" |  |  | 1 Medium A19 75w |  | 1 | No | [14 empty] | 0 | [12 empty] | 134.95 | 269.9 | 404.85 | W:12 5/8'' H:22 5/8'' E:12 3/4'' | 7 |  |  | 12.625 | 22.625 | Cap Nuts |  |  |  |  | 12.75 |  | No |  | No | [21 empty] | DP:1 3/8'' W:5 5/8'' H:12 3/4'' OB UP:3 7/8'' Irregular |  |  |  | 6.5 | Black/White |  |  | Hardwired | 0 | 0 | 0 | 0 | 1 | 0 | 0 | 1 | 0 | 0 | 0 | 785652056659 | 27.25 | 16.25 | 16.25 | 10.3 | 4.164 | 250 | Yes | [9 empty] | cETL Wet | GALVYN 1L WALL LANTERN-12 | Extra Large One Light Outdoor Wall Lantern |  | 8829301-12.png | 8829301.jpg
8829301-71 | Extra Large One Light Outdoor Wall Lantern | High tech construction meets classical style in the Galvyn Collection. Traditional hexagonal tapered lanterns and etched glass panels quietly diffuse light over state of the art StoneStrong composite material built to withstand outdoor elements for years. StoneStrong material is rust-proof and built to last in any outside environment, including coastal, dry, and harsh winter or summer climates. StoneStrong is also backed by a robust warranty. Choose from a variety of sizes and silhouettes to adapt a broad range of outdoor settings. Available in Black and Antique Bronze finishes. Add an exterior fixture with an elegantly classic look that will last a long time thanks to modern engineering. | OUTDOOR | Galvyn | Outdoor Lighting | Antique Bronze | 71 | StoneStrong | Satin Etched Glass | W:4.625" H:10.375" |  |  | 1 Medium A19 75w |  | 1 | No | [14 empty] | 0 | [12 empty] | 134.95 | 269.9 | 404.85 | W:12 5/8'' H:22 5/8'' E:12 3/4'' | 7 |  |  | 12.625 | 22.625 | Cap Nuts |  |  |  |  | 12.75 |  | No |  | No | [21 empty] | DP:1 3/8'' W:5 5/8'' H:12 3/4'' OB UP:3 7/8'' Irregular |  |  |  | 6.5 | Black/White |  |  | Hardwired | 0 | 0 | 0 | 0 | 1 | 0 | 0 | 1 | 0 | 0 | 0 | 785652056666 | 27.25 | 16.25 | 16.25 | 10.3 | 4.164 | 250 | Yes | [9 empty] | cETL Wet | GALVYN 1L WALL LANTERN-71 | Extra Large One Light Outdoor Wall Lantern |  | 8829301-71.png | 8829301.jpg
8829301EN3-12 | Extra Large One Light Outdoor Wall Lantern | High tech construction meets classical style in the Galvyn Collection. Traditional hexagonal tapered lanterns and etched glass panels quietly diffuse light over state of the art StoneStrong composite material built to withstand outdoor elements for years. StoneStrong material is rust-proof and built to last in any outside environment, including coastal, dry, and harsh winter or summer climates. StoneStrong is also backed by a robust warranty. Choose from a variety of sizes and silhouettes to adapt a broad range of outdoor settings. Available in Black and Antique Bronze finishes. Add an exterior fixture with an elegantly classic look that will last a long time thanks to modern engineering. | OUTDOOR | Galvyn | Outdoor Lighting | Black | 12 | StoneStrong | Satin Etched Glass | W:4.625" H:10.375" |  |  | 1 Medium A19 9.3w |  | 1 | Yes | [14 empty] | 0 | [12 empty] | 140.95 | 281.9 | 422.85 | W:12 5/8'' H:22 5/8'' E:12 3/4'' | 7 |  |  | 12.625 | 22.625 | Cap Nuts |  |  |  |  | 12.75 |  | No |  | No | [21 empty] | DP:1 3/8'' W:5 5/8'' H:12 3/4'' OB UP:3 7/8'' Irregular |  |  |  | 6.5 | Black/White |  |  | Hardwired | 0 | 0 | 0 | 1 | 1 | 0 | 0 | 0 | 0 | 0 | 0 | 785652057045 | 27.25 | 16.25 | 16.25 | 10.3 | 4.164 | 250 | Yes | [9 empty] | cETL Wet | GALVYN 1L WALL LANTERN-12 | Extra Large One Light Outdoor Wall Lantern |  | 8829301EN3-12.png | 8829301EN3.jpg
8829301EN3-71 | Extra Large One Light Outdoor Wall Lantern | High tech construction meets classical style in the Galvyn Collection. Traditional hexagonal tapered lanterns and etched glass panels quietly diffuse light over state of the art StoneStrong composite material built to withstand outdoor elements for years. StoneStrong material is rust-proof and built to last in any outside environment, including coastal, dry, and harsh winter or summer climates. StoneStrong is also backed by a robust warranty. Choose from a variety of sizes and silhouettes to adapt a broad range of outdoor settings. Available in Black and Antique Bronze finishes. Add an exterior fixture with an elegantly classic look that will last a long time thanks to modern engineering. | OUTDOOR | Galvyn | Outdoor Lighting | Antique Bronze | 71 | StoneStrong | Satin Etched Glass | W:4.625" H:10.375" |  |  | 1 Medium A19 9.3w |  | 1 | Yes | [14 empty] | 0 | [12 empty] | 140.95 | 281.9 | 422.85 | W:12 5/8'' H:22 5/8'' E:12 3/4'' | 7 |  |  | 12.625 | 22.625 | Cap Nuts |  |  |  |  | 12.75 |  | No |  | No | [21 empty] | DP:1 3/8'' W:5 5/8'' H:12 3/4'' OB UP:3 7/8'' Irregular |  |  |  | 6.5 | Black/White |  |  | Hardwired | 0 | 0 | 0 | 1 | 1 | 0 | 0 | 0 | 0 | 0 | 0 | 785652057052 | 27.25 | 16.25 | 16.25 | 10.3 | 4.164 | 250 | Yes | [9 empty] | cETL Wet | GALVYN 1L WALL LANTERN-71 | Extra Large One Light Outdoor Wall Lantern |  | 8829301EN3-71.png | 8829301EN3.jpg
8831702-10 | Large Two Light Outdoor Wall Lantern |  | OUTDOOR | Pohl | Outdoor Lighting | Bronze | 10 | Aluminum | Bronze Aluminum | L:5" W:5" H:0.875" |  | Tempered Glass Glass | 2 Medium BR30 65w |  | 2 | No | [14 empty] | 0 | [12 empty] | 79.5 | 159 | 238.5 | W:5'' H:18 1/2'' E:7 3/4'' |  |  |  | 5 | 18.5 | Screw(s) |  |  |  |  | 7.75 |  | No |  | No | [21 empty] | DP:2 3/4'' W:5'' H:7'' OB UP:9 1/4'' Rectangular |  |  |  | 6.5 | Black/White |  |  | Hardwired | 0 | 0 | 0 | 0 | 1 | 0 | 0 | 1 | 0 | 0 | 0 | 785652077364 | 21 | 10.5 | 7.5 | 6.7 | 0.957 | 125 | Yes | 4 | 10785652077361 | [7 empty] | cETL Wet | POHL 2L LG WALL-10 | Large Two Light Outdoor Wall Lantern |  | 8831702-10.jpg | 8831702.jpg
8831702-12 | Large Two Light Outdoor Wall Lantern |  | OUTDOOR | Pohl | Outdoor Lighting | Black | 12 | Aluminum | Black Aluminum | L:5" W:5" H:0.875" |  | Tempered Glass Glass | 2 Medium BR30 65w |  | 2 | No | [14 empty] | 0 | [12 empty] | 79.5 | 159 | 238.5 | W:5'' H:18 1/2'' E:7 3/4'' |  |  |  | 5 | 18.5 | Screw(s) |  |  |  |  | 7.75 |  | No |  | No | [21 empty] | DP:2 3/4'' W:5'' H:7'' OB UP:9 1/4'' Rectangular |  |  |  | 6.5 | Black/White |  |  | Hardwired | 0 | 0 | 0 | 0 | 1 | 0 | 0 | 1 | 0 | 0 | 0 | 785652077371 | [7 empty] | 4 | 10785652077378 | [7 empty] | cETL Wet | POHL 2L LG WALL-12 | Large Two Light Outdoor Wall Lantern |  | 8831702-12.jpg | 8831702.jpg
8831702-753 | Large Two Light Outdoor Wall Lantern |  | OUTDOOR | Pohl | Outdoor Lighting | Painted Brushed Nickel | 753 | Aluminum | Painted Brushed Nickel Aluminum | L:5" W:5" H:0.875" |  | Tempered Glass Glass | 2 Medium BR30 65w |  | 2 | No | [14 empty] | 0 | [12 empty] | 79.5 | 159 | 238.5 | W:5'' H:18 1/2'' E:7 3/4'' |  |  |  | 5 | 18.5 | Screw(s) |  |  |  |  | 7.75 |  | No |  | No | [21 empty] | DP:2 3/4'' W:5'' H:7'' OB UP:9 1/4'' Rectangular |  |  |  | 6.5 | Black/White |  |  | Hardwired | 0 | 0 | 0 | 0 | 1 | 0 | 0 | 1 | 0 | 0 | 0 | 785652077395 | 21 | 10.5 | 7.5 | 6.7 | 0.957 | 125 | Yes | 4 | 10785652077392 | [7 empty] | cETL Wet | POHL 2L LG WALL-753 | Large Two Light Outdoor Wall Lantern |  | 8831702-753.jpg | 8831702.jpg
8831702EN3-10 | Large Two Light Outdoor Wall Lantern |  | OUTDOOR | Pohl | Outdoor Lighting | Bronze | 10 | Aluminum | Bronze Aluminum | L:5" W:5" H:0.875" |  | Tempered Glass Glass | 2 Medium A19 9.3w |  | 2 | Yes | [14 empty] | 0 | [12 empty] | 89.5 | 179 | 268.5 | W:5'' H:18 1/2'' E:7 3/4'' |  |  |  | 5 | 18.5 | Screw(s) |  |  |  |  | 7.75 |  | No |  | No | [21 empty] | DP:2 3/4'' W:5'' H:7'' OB UP:9 1/4'' Rectangular |  |  |  | 6.5 | Black/White |  |  | Hardwired | 0 | 0 | 0 | 1 | 1 | 0 | 0 | 0 | 0 | 0 | 0 | 785652080920 | [16 empty] | cETL Wet | POHL 2L LG WALL-10 | Large Two Light Outdoor Wall Lantern |  | 8831702EN3-10.jpg | 8831702EN3.jpg
8831702EN3-12 | Large Two Light Outdoor Wall Lantern |  | OUTDOOR | Pohl | Outdoor Lighting | Black | 12 | Aluminum | Black Aluminum | L:5" W:5" H:0.875" |  | Tempered Glass Glass | 2 Medium A19 9.3w |  | 2 | Yes | [14 empty] | 0 | [12 empty] | 89.5 | 179 | 268.5 | W:5'' H:18 1/2'' E:7 3/4'' |  |  |  | 5 | 18.5 | Screw(s) |  |  |  |  | 7.75 |  | No |  | No | [21 empty] | DP:2 3/4'' W:5'' H:7'' OB UP:9 1/4'' Rectangular |  |  |  | 6.5 | Black/White |  |  | Hardwired | 0 | 0 | 0 | 1 | 1 | 0 | 0 | 0 | 0 | 0 | 0 | 785652080937 | [16 empty] | cETL Wet | POHL 2L LG WALL-12 | Large Two Light Outdoor Wall Lantern |  | 8831702EN3-12.jpg | 8831702EN3.jpg
8831702EN3-753 | Large Two Light Outdoor Wall Lantern |  | OUTDOOR | Pohl | Outdoor Lighting | Painted Brushed Nickel | 753 | Aluminum | Painted Brushed Nickel Aluminum | L:5" W:5" H:0.875" |  | Tempered Glass Glass | 2 Medium A19 9.3w |  | 2 | Yes | [14 empty] | 0 | [12 empty] | 89.5 | 179 | 268.5 | W:5'' H:18 1/2'' E:7 3/4'' |  |  |  | 5 | 18.5 | Screw(s) |  |  |  |  | 7.75 |  | No |  | No | [21 empty] | DP:2 3/4'' W:5'' H:7'' OB UP:9 1/4'' Rectangular |  |  |  | 6.5 | Black/White |  |  | Hardwired | 0 | 0 | 0 | 1 | 1 | 0 | 0 | 0 | 0 | 0 | 0 | 785652080944 | [16 empty] | cETL Wet | POHL 2L LG WALL-753 | Large Two Light Outdoor Wall Lantern |  | 8831702EN3-753.jpg | 8831702EN3.jpg
8837401-12 | Extra Large One Light Outdoor Wall Lantern | The classic Barn Lights are hand crafted in aluminum and coated in a Galvanized or Blacksmith finish. Ideal for large or heavily trafficked outdoor areas that need plenty of downward directed light. The oversized Barn Lights make great accents to any commercial lighting plan or residential garage entry, shed, or patio. To customize your look, a 6" extender is included with every fixture. Also available as Dark Sky with four size options to choose from. | OUTDOOR | Barn Light | Outdoor Lighting | Black | 12 | Aluminum |  |  |  |  | 1 Medium A19 75w |  | 1 | No | [14 empty] | 0 | [12 empty] | 99.98 | 199.96 | 299.94 | D:15'' W:16'' H:15'' E:24'' - 30'' | 4.07 | 15 |  | 16 | 15 | Cap Nuts |  |  |  |  | 24 - 30 |  | No |  | No | [21 empty] | D:5'' DP:1 1/4'' OB UP:5 7/8'' OB DOWN:9 1/8'' Round |  |  |  | 6.5 | Black/White |  |  | Hardwired | 0 | 0 | 0 | 0 | 1 | 0 | 0 | 1 | 0 | 0 | 0 | 785652069444 | 22.78 | 18.25 | 17.78 | 6.7 | 4.278 | 300 | Yes | [9 empty] | cETL Wet | BARN LIGHT 1L XL LANTERN-12 | Extra Large One Light Outdoor Wall Lantern |  | 8837401-12.jpg | 8837401.jpg
8837401-12/T | Extra Large One Light Outdoor Turtle Friendly Wall Lantern | The classic Barn Lights are hand crafted in aluminum and coated in a Galvanized or Blacksmith finish. Ideal for large or heavily trafficked outdoor areas that need plenty of downward directed light. The oversized Barn Lights make great accents to any commercial lighting plan or residential garage entry, shed, or patio. To customize your look, a 6" extender is included with every fixture. Also available as Dark Sky with four size options to choose from. | OUTDOOR | Barn Light | Outdoor Lighting | Black | 12 | Aluminum |  |  |  |  | 1 Medium PAR20 7w |  | 1 | Yes | [14 empty] | 0 | [12 empty] | 130.48 | 260.96 | 391.44 | D:15'' W:16'' H:15'' E:24'' - 30'' | 4.07 | 15 |  | 16 | 15 | Cap Nuts |  |  |  |  | 24 - 30 |  | No |  | No | [21 empty] | D:5'' DP:1 1/4'' OB UP:5 7/8'' OB DOWN:9 1/8'' Round |  |  |  | 6.5 | Black/White |  |  | Hardwired | 0 | 0 | 0 | 0 | 1 | 0 | 0 | 0 | 0 | 0 | 0 | 785652074356 | 23 | 18.25 | 18 | 6.7 | 4.372 | 300 | Yes | [9 empty] | cETL Wet | BARN LIGHT 1L XL LANTERN-12 | Extra Large One Light Outdoor Turtle Friendly Wall Lantern |  | 8837401-12_T.jpg | 8837401.jpg
8837401-57 | Extra Large One Light Outdoor Wall Lantern | The classic Barn Lights are hand crafted in aluminum and coated in a Galvanized or Blacksmith finish. Ideal for large or heavily trafficked outdoor areas that need plenty of downward directed light. The oversized Barn Lights make great accents to any commercial lighting plan or residential garage entry, shed, or patio. To customize your look, a 6" extender is included with every fixture. Also available as Dark Sky with four size options to choose from. | OUTDOOR | Barn Light | Outdoor Lighting | Weathered Pewter | 57 | Aluminum |  |  |  |  | 1 Medium A19 75w |  | 1 | No | [14 empty] | 0 | [12 empty] | 99.98 | 199.96 | 299.94 | D:15'' W:16'' H:15'' E:24'' - 30'' | 4.07 | 15 |  | 16 | 15 | Cap Nuts |  |  |  |  | 24 - 30 |  | No |  | No | [21 empty] | D:5'' DP:1 1/4'' OB UP:5 7/8'' OB DOWN:9 1/8'' Round |  |  |  | 6.5 | Black/White |  |  | Hardwired | 0 | 0 | 0 | 0 | 1 | 0 | 0 | 1 | 0 | 0 | 0 | 785652069451 | 22.75 | 18.25 | 17.75 | 6.5 | 4.265 | 300 | Yes | [9 empty] | cETL Wet | BARN LIGHT 1L XL LANTERN-57 | Extra Large One Light Outdoor Wall Lantern |  | 8837401-57.jpg | 8837401.jpg
8837401-57/T | Extra Large One Light Outdoor Turtle Friendly Wall Lantern | The classic Barn Lights are hand crafted in aluminum and coated in a Galvanized or Blacksmith finish. Ideal for large or heavily trafficked outdoor areas that need plenty of downward directed light. The oversized Barn Lights make great accents to any commercial lighting plan or residential garage entry, shed, or patio. To customize your look, a 6" extender is included with every fixture. Also available as Dark Sky with four size options to choose from. | OUTDOOR | Barn Light | Outdoor Lighting | Weathered Pewter | 57 | Aluminum |  |  |  |  | 1 Medium PAR20 7w |  | 1 | Yes | [14 empty] | 0 | [12 empty] | 130.48 | 260.96 | 391.44 | D:15'' W:16'' H:15'' E:24'' - 30'' | 4.07 | 15 |  | 16 | 15 | Cap Nuts |  |  |  |  | 24 - 30 |  | D:5'' DP:1 1/4'' OB UP:5 7/8'' OB DOWN:9 1/8'' Round |  |  |  | 6.5 | Black/White |  |  | Hardwired | 0 | 0 | 0 | 0 | 1 | 0 | 0 | 0 | 0 | 0 | 0 | 785652074363 | 22.75 | 18.25 | 17.75 | 6.5 | 4.265 | 300 | Yes | [9 empty] | cETL Wet | BARN LIGHT 1L XL LANTERN-57 | Extra Large One Light Outdoor Turtle Friendly Wall Lantern |  | 8837401-57_T.jpg | 8837401.jpg
8837401-71 | Extra Large One Light Outdoor Wall Lantern | The classic Barn Lights are hand crafted in aluminum and coated in a Galvanized or Blacksmith finish. Ideal for large or heavily trafficked outdoor areas that need plenty of downward directed light. The oversized Barn Lights make great accents to any commercial lighting plan or residential garage entry, shed, or patio. To customize your look, a 6" extender is included with every fixture. Also available as Dark Sky with four size options to choose from. | OUTDOOR | Barn Light | Outdoor Lighting | Antique Bronze | 71 | Aluminum |  |  |  |  | 1 Medium A19 75w |  | 1 | No | [14 empty] | 0 | [12 empty] | 99.98 | 199.96 | 299.94 | D:15'' W:16'' H:15'' E:24'' - 30'' | 4.07 | 15 |  | 16 | 15 | Cap Nuts |  |  |  |  | 24 - 30 |  | D:5'' DP:1 1/4'' OB UP:5 7/8'' OB DOWN:9 1/8'' Round |  |  |  | 6.5 | Black/White |  |  | Hardwired | 0 | 0 | 0 | 0 | 1 | 0 | 0 | 1 | 0 | 0 | 0 | 785652069475 | 23 | 18.5 | 17.25 | 6.7 | 4.248 | 300 | Yes | [9 empty] | cETL Wet | BARN LIGHT 1L XL LANTERN-71 | Extra Large One Light Outdoor Wall Lantern |  | 8837401-71.jpeg | 8837401.jpg
8837401-71/T | Extra Large One Light Outdoor Turtle Friendly Wall Lantern | The classic Barn Lights are hand crafted in aluminum and coated in a Galvanized or Blacksmith finish. Ideal for large or heavily trafficked outdoor areas that need plenty of downward directed light. The oversized Barn Lights make great accents to any commercial lighting plan or residential garage entry, shed, or patio. To customize your look, a 6" extender is included with every fixture. Also available as Dark Sky with four size options to choose from. | OUTDOOR | Barn Light | Outdoor Lighting | Antique Bronze | 71 | Aluminum |  |  |  |  | 1 Medium PAR20 7w |  | 1 | Yes | [14 empty] | 0 | [12 empty] | 130.48 | 260.96 | 391.44 | D:15'' W:16'' H:15'' E:24'' - 30'' | 4.07 | 15 |  | 16 | 15 | Cap Nuts |  |  |  |  | 24 - 30 |  | D:5'' DP:1 1/4'' OB UP:5 7/8'' OB DOWN:9 1/8'' Round |  |  |  | 6.5 | Black/White |  |  | Hardwired | 0 | 0 | 0 | 0 | 1 | 0 | 0 | 0 | 0 | 0 | 0 | 785652086212 | 22.75 | 18.25 | 17.75 | 6.5 | 4.265 | 300 | Yes | [9 empty] | cETL Wet | BARN LIGHT 1L XL LANTERN-71 | Extra Large One Light Outdoor Turtle Friendly Wall Lantern |  | 8837401-71/T.jpg | 8837401.jpg
8837401EN3-12 | Extra Large One Light Outdoor Wall Lantern | The classic Barn Lights are hand crafted in aluminum and coated in a Galvanized or Blacksmith finish. Ideal for large or heavily trafficked outdoor areas that need plenty of downward directed light. The oversized Barn Lights make great accents to any commercial lighting plan or residential garage entry, shed, or patio. To customize your look, a 6" extender is included with every fixture. Also available as Dark Sky with four size options to choose from. | OUTDOOR | Barn Light | Outdoor Lighting | Black | 12 | Aluminum |  |  |  |  | 1 Medium A19 9.3w |  | 1 | Yes | [14 empty] | 0 | [12 empty] | 106.48 | 212.96 | 319.44 | D:15'' W:16'' H:15'' E:24'' - 30'' | 4.07 | 15 |  | 16 | 15 | Cap Nuts |  |  |  |  | 24 - 30 |  | No |  | No | [21 empty] | D:5'' DP:1 1/4'' OB UP:5 7/8'' OB DOWN:9 1/8'' Round |  |  |  | 6.5 | Black/White |  |  | Hardwired | 0 | 0 | 0 | 1 | 1 | 0 | 0 | 0 | 0 | 0 | 0 | 785652071270 | 22.78 | 18.25 | 17.78 | 6.7 | 4.278 | 300 | Yes | [9 empty] | cETL Wet | BARN LIGHT 1L LED XL LANTRN-12 | Extra Large One Light Outdoor Wall Lantern |  | 8837401EN3-12.jpg | 8837401EN3.jpg
8837401EN3-57 | Extra Large One Light Outdoor Wall Lantern | The classic Barn Lights are hand crafted in aluminum and coated in a Galvanized or Blacksmith finish. Ideal for large or heavily trafficked outdoor areas that need plenty of downward directed light. The oversized Barn Lights make great accents to any commercial lighting plan or residential garage entry, shed, or patio. To customize your look, a 6" extender is included with every fixture. Also available as Dark Sky with four size options to choose from. | OUTDOOR | Barn Light | Outdoor Lighting | Weathered Pewter | 57 | Aluminum |  |  |  |  | 1 Medium A19 9.3w |  | 1 | Yes | [14 empty] | 0 | [12 empty] | 106.48 | 212.96 | 319.44 | D:15'' W:16'' H:15'' E:24'' - 30'' | 4.07 | 15 |  | 16 | 15 | Cap Nuts |  |  |  |  | 24 - 30 |  | No |  | No | [21 empty] | D:5'' DP:1 1/4'' OB UP:5 7/8'' OB DOWN:9 1/8'' Round |  |  |  | 6.5 | Black/White |  |  | Hardwired | 0 | 0 | 0 | 1 | 1 | 0 | 0 | 0 | 0 | 0 | 0 | 785652071287 | 22.75 | 18.25 | 17.75 | 6.5 | 4.265 | 300 | Yes | [9 empty] | cETL Wet | BARN LIGHT 1L LED XL LANTRN-57 | Extra Large One Light Outdoor Wall Lantern |  | 8837401EN3-57.jpg | 8837401EN3.jpg
8837401EN3-71 | Extra Large One Light Outdoor Wall Lantern | The classic Barn Lights are hand crafted in aluminum and coated in a Galvanized or Blacksmith finish. Ideal for large or heavily trafficked outdoor areas that need plenty of downward directed light. The oversized Barn Lights make great accents to any commercial lighting plan or residential garage entry, shed, or patio. To customize your look, a 6" extender is included with every fixture. Also available as Dark Sky with four size options to choose from. | OUTDOOR | Barn Light | Outdoor Lighting | Antique Bronze | 71 | Aluminum |  |  |  |  | 1 Medium A19 9.3w |  | 1 | Yes | [14 empty] | 0 | [12 empty] | 101.45 | 202.9 | 304.35 | D:15'' W:16'' H:15'' E:24'' - 30'' | 4.07 | 15 |  | 16 | 15 | Cap Nuts |  |  |  |  | 24 - 30 |  | No |  | No | [21 empty] | D:5'' DP:1 1/4'' OB UP:5 7/8'' OB DOWN:9 1/8'' Round |  |  |  | 6.5 | Black/White |  |  | Hardwired | 0 | 0 | 0 | 1 | 1 | 0 | 0 | 0 | 0 | 0 | 0 | 785652071294 | [16 empty] | cETL Wet | BARN LIGHT 1L LED XL LANTRN-71 | Extra Large One Light Outdoor Wall Lantern |  | 8837401EN3-71.jpeg | 8837401EN3.jpg
8838701-12 | Medium One Light Uplight Outdoor Wall Lantern | The Sevier outdoor collection by Sea Gull Lighting brings timeless design to new heights with its traditional design details found in classic outdoor fixtures as well as an open bottom for easy maintenance. Made of durable cast aluminum, a multi-level crown, top finial and stepped-edge back plate complete the traditional look. Offered in Antique Bronze or Black finish, both with Clear glass, the collection includes a one-light outdoor pendant, one-light post lantern, a large one-light uplight outdoor wall lantern, a small one-light uplight outdoor wall lantern, a small one-light downlight outdoor wall lantern, and a large one-light downlight outdoor wall lantern. | OUTDOOR | Sevier | Outdoor Lighting | Black | 12 |  | Clear Glass | L:3.125" W:0.125" H:7.125" |  |  | 1 Medium A19 100w |  | 1 | No | [14 empty] | 0 | [12 empty] | 59.5 | 119 | 178.5 | W:8 1/8'' H:19 3/8'' E:8 1/2'' |  |  |  | 8.125 | 19.375 | Cap Nuts |  |  |  |  | 8.5 |  | No |  | No | [21 empty] | DP:1'' W:5 1/4'' H:6 1/2'' OB UP:16 1/8'' |  |  |  | 6.5 | Black/White |  |  | Hardwired | 0 | 0 | 0 | 0 | 1 | 0 | 0 | 1 | 0 | 0 | 0 | 785652078583 | [16 empty] | cETL Wet | SEVIER 1L LANTERN-12 | Medium One Light Uplight Outdoor Wall Lantern |  | 8838701-12.jpg | 8838701.jpg
8838701-71 | Medium One Light Uplight Outdoor Wall Lantern | The Sevier outdoor collection by Sea Gull Lighting brings timeless design to new heights with its traditional design details found in classic outdoor fixtures as well as an open bottom for easy maintenance. Made of durable cast aluminum, a multi-level crown, top finial and stepped-edge back plate complete the traditional look. Offered in Antique Bronze or Black finish, both with Clear glass, the collection includes a one-light outdoor pendant, one-light post lantern, a large one-light uplight outdoor wall lantern, a small one-light uplight outdoor wall lantern, a small one-light downlight outdoor wall lantern, and a large one-light downlight outdoor wall lantern. | OUTDOOR | Sevier | Outdoor Lighting | Antique Bronze | 71 |  | Clear Glass | L:3.125" W:0.125" H:7.125" |  |  | 1 Medium A19 100w |  | 1 | No | [14 empty] | 0 | [12 empty] | 59.5 | 119 | 178.5 | W:8 1/8'' H:19 3/8'' E:8 1/2'' |  |  |  | 8.125 | 19.375 | Cap Nuts |  |  |  |  | 8.5 |  | No |  | No | [21 empty] | DP:1'' W:5 1/4'' H:6 1/2'' OB UP:16 1/8'' |  |  |  | 6.5 | Black/White |  |  | Hardwired | 0 | 0 | 0 | 0 | 1 | 0 | 0 | 1 | 0 | 0 | 0 | 785652078590 | [16 empty] | cETL Wet | SEVIER 1L LANTERN-71 | Medium One Light Uplight Outdoor Wall Lantern |  | 8838701-71.jpg | 8838701.jpg
8838751-12 | Medium One Light Uplight Outdoor Wall Lantern | The Sevier outdoor collection by Sea Gull Lighting brings timeless design to new heights with its traditional design details found in classic outdoor fixtures as well as an open bottom for easy maintenance. Made of durable cast aluminum, a multi-level crown, top finial and stepped-edge back plate complete the traditional look. Offered in Antique Bronze or Black finish, both with Clear glass, the collection includes a one-light outdoor pendant, one-light post lantern, a large one-light uplight outdoor wall lantern, a small one-light uplight outdoor wall lantern, a small one-light downlight outdoor wall lantern, and a large one-light downlight outdoor wall lantern. | OUTDOOR | Sevier | Outdoor Lighting | Black | 12 |  | Satin Etched Glass | L:3.125" W:0.125" H:7.125" |  |  | 1 Medium A19 100w |  | 1 | No | [14 empty] | 0 | [12 empty] | 59.5 | 119 | 178.5 | W:8 1/8'' H:19 3/8'' E:8 1/2'' |  |  |  | 8.125 | 19.375 | Cap Nuts |  |  |  |  | 8.5 |  | No |  | No | [21 empty] | DP:1'' W:5 1/4'' H:6 1/2'' OB UP:16 1/8'' |  |  |  | 6.5 | Black/White |  |  | Hardwired | 0 | 0 | 0 | 0 | 1 | 0 | 0 | 1 | 0 | 0 | 0 | 785652078606 | [16 empty] | cETL Wet | SEVIER 1L LANTERN-12 | Medium One Light Uplight Outdoor Wall Lantern |  | 8838751-12.jpg | 8838751.jpg
8838751-71 | Medium One Light Uplight Outdoor Wall Lantern | The Sevier outdoor collection by Sea Gull Lighting brings timeless design to new heights with its traditional design details found in classic outdoor fixtures as well as an open bottom for easy maintenance. Made of durable cast aluminum, a multi-level crown, top finial and stepped-edge back plate complete the traditional look. Offered in Antique Bronze or Black finish, both with Clear glass, the collection includes a one-light outdoor pendant, one-light post lantern, a large one-light uplight outdoor wall lantern, a small one-light uplight outdoor wall lantern, a small one-light downlight outdoor wall lantern, and a large one-light downlight outdoor wall lantern. | OUTDOOR | Sevier | Outdoor Lighting | Antique Bronze | 71 |  | Satin Etched Glass | L:3.125" W:0.125" H:7.125" |  |  | 1 Medium A19 100w |  | 1 | No | [14 empty] | 0 | [12 empty] | 59.5 | 119 | 178.5 | W:8 1/8'' H:19 3/8'' E:8 1/2'' |  |  |  | 8.125 | 19.375 | Cap Nuts |  |  |  |  | 8.5 |  | No |  | No | [21 empty] | DP:1'' W:5 1/4'' H:6 1/2'' OB UP:16 1/8'' |  |  |  | 6.5 | Black/White |  |  | Hardwired | 0 | 0 | 0 | 0 | 1 | 0 | 0 | 1 | 0 | 0 | 0 | 785652078613 | [16 empty] | cETL Wet | SEVIER 1L LANTERN-71 | Medium One Light Uplight Outdoor Wall Lantern |  | 8838751-71.jpg | 8838751.jpg
8838751EN3-12 | Medium One Light Uplight Outdoor Wall Lantern | The Sevier outdoor collection by Sea Gull Lighting brings timeless design to new heights with its traditional design details found in classic outdoor fixtures as well as an open bottom for easy maintenance. Made of durable cast aluminum, a multi-level crown, top finial and stepped-edge back plate complete the traditional look. Offered in Antique Bronze or Black finish, both with Clear glass, the collection includes a one-light outdoor pendant, one-light post lantern, a large one-light uplight outdoor wall lantern, a small one-light uplight outdoor wall lantern, a small one-light downlight outdoor wall lantern, and a large one-light downlight outdoor wall lantern. | OUTDOOR | Sevier | Outdoor Lighting | Black | 12 |  | Satin Etched Glass | L:3.125" W:0.125" H:7.125" |  |  | 1 Medium A19 9.3w |  | 1 | Yes | [14 empty] | 0 | [12 empty] | 64.5 | 129 | 193.5 | W:8 1/8'' H:19 3/8'' E:8 1/2'' |  |  |  | 8.125 | 19.375 | Cap Nuts |  |  |  |  | 8.5 |  | No |  | No | [21 empty] | DP:1'' W:5 1/4'' H:6 1/2'' OB UP:16 1/8'' |  |  |  | 6.5 | Black/White |  |  | Hardwired | 0 | 0 | 0 | 1 | 1 | 0 | 0 | 0 | 0 | 0 | 0 | 785652082900 | [16 empty] | cETL Wet | SEVIER 1L LANTERN-12 | Medium One Light Uplight Outdoor Wall Lantern |  | 8838751EN3-12.jpg | 8838751EN3.jpg
8838751EN3-71 | Medium One Light Uplight Outdoor Wall Lantern | The Sevier outdoor collection by Sea Gull Lighting brings timeless design to new heights with its traditional design details found in classic outdoor fixtures as well as an open bottom for easy maintenance. Made of durable cast aluminum, a multi-level crown, top finial and stepped-edge back plate complete the traditional look. Offered in Antique Bronze or Black finish, both with Clear glass, the collection includes a one-light outdoor pendant, one-light post lantern, a large one-light uplight outdoor wall lantern, a small one-light uplight outdoor wall lantern, a small one-light downlight outdoor wall lantern, and a large one-light downlight outdoor wall lantern. | OUTDOOR | Sevier | Outdoor Lighting | Antique Bronze | 71 |  | Satin Etched Glass | L:3.125" W:0.125" H:7.125" |  |  | 1 Medium A19 9.3w |  | 1 | Yes | [14 empty] | 0 | [12 empty] | 64.5 | 129 | 193.5 | W:8 1/8'' H:19 3/8'' E:8 1/2'' |  |  |  | 8.125 | 19.375 | Cap Nuts |  |  |  |  | 8.5 |  | No |  | No | [21 empty] | DP:1'' W:5 1/4'' H:6 1/2'' OB UP:16 1/8'' |  |  |  | 6.5 | Black/White |  |  | Hardwired | 0 | 0 | 0 | 1 | 1 | 0 | 0 | 0 | 0 | 0 | 0 | 785652082917 | [16 empty] | cETL Wet | SEVIER 1L LANTERN-71 | Medium One Light Uplight Outdoor Wall Lantern |  | 8838751EN3-71.jpg | 8838751EN3.jpg
8847901-12 | Large One Light Outdoor Wall Lantern | The transitional Crowell outdoor lighting collection by Sea Gull Lighting conveys Art Deco influences with its linear, vertical details and clean, overall design. Their large scale gives these light fixtures real presence without competing with the residential architecture they adorn. The lighting collection, offered in Antique Bronze finish with Crème Parchment glass or Black finish with Satin Etched glass, offers a one-light outdoor pendant, a two-light outdoor ceiling flush mount, a one-light outdoor post lantern, and small, medium and large one-light outdoor wall lanterns also available in Dark Sky versions. Incandescent, integrated LED and ENERGY STAR-qualified LED lamping are available. The advanced, integrated LED option has warm-on-dim technology that warms in color when dimmed, going from 2700K to 2200K and is California Title 24 compliant. | OUTDOOR | Crowell | Outdoor Lighting | Black | 12 | Aluminum | Satin Etched Glass | D:6.8125" H:13.75" |  |  | 1 Medium A19 100w |  | 1 | No | [14 empty] | 0 | [12 empty] | 224.98 | 449.96 | 674.94 | W:12'' H:19 9/16'' E:14'' | 8.1 |  |  | 12 | 19.5625 | Cap Nuts |  |  |  |  | 14 |  | No |  | No | [21 empty] | DP:3/4'' W:5'' H:9'' OB UP:6'' OB DOWN:13 5/8'' Rectangular |  |  |  | 6 | Black/White |  |  | Hardwired | 0 | 0 | 0 | 0 | 1 | 0 | 0 | 1 | 0 | 0 | 0 | 785652108013 | 20.5 | 16.5 | 14.5 | 10.8 | 2.838 | 250 | Yes | [9 empty] | cETL Wet | CROWELL 1L LANTERN-12 | Large One Light Outdoor Wall Lantern |  | 8847901-12.jpg | 8847901.jpg
8847901-71 | Large One Light Outdoor Wall Lantern | The transitional Crowell outdoor lighting collection by Sea Gull Lighting conveys Art Deco influences with its linear, vertical details and clean, overall design. Their large scale gives these light fixtures real presence without competing with the residential architecture they adorn. The lighting collection, offered in Antique Bronze finish with Crème Parchment glass or Black finish with Satin Etched glass, offers a one-light outdoor pendant, a two-light outdoor ceiling flush mount, a one-light outdoor post lantern, and small, medium and large one-light outdoor wall lanterns also available in Dark Sky versions. Incandescent, integrated LED and ENERGY STAR-qualified LED lamping are available. The advanced, integrated LED option has warm-on-dim technology that warms in color when dimmed, going from 2700K to 2200K and is California Title 24 compliant. | OUTDOOR | Crowell | Outdoor Lighting | Antique Bronze | 71 | Aluminum | Creme Parchment Glass | D:6.8125" H:13.75" |  |  | 1 Medium A19 100w |  | 1 | No | [14 empty] | 0 | [12 empty] | 224.98 | 449.96 | 674.94 | W:12'' H:19 9/16'' E:14'' | 8.1 |  |  | 12 | 19.5625 | Cap Nuts |  |  |  |  | 14 |  | No |  | No | [21 empty] | DP:3/4'' W:5'' H:9'' OB UP:6'' OB DOWN:13 5/8'' Rectangular |  |  |  | 6 | Black/White |  |  | Hardwired | 0 | 0 | 0 | 0 | 1 | 0 | 0 | 1 | 0 | 0 | 0 | 785652108020 | 20.5 | 16.5 | 14.5 | 10.8 | 2.838 | 250 | Yes | [9 empty] | cETL Wet | CROWELL 1L LANTERN-71 | Large One Light Outdoor Wall Lantern |  | 8847901-71.jpg | 8847901.jpg
8847901DEN3-12 | Large One Light Outdoor Wall Lantern | The transitional Crowell outdoor lighting collection by Sea Gull Lighting conveys Art Deco influences with its linear, vertical details and clean, overall design. Their large scale gives these light fixtures real presence without competing with the residential architecture they adorn. The lighting collection, offered in Antique Bronze finish with Crème Parchment glass or Black finish with Satin Etched glass, offers a one-light outdoor pendant, a two-light outdoor ceiling flush mount, a one-light outdoor post lantern, and small, medium and large one-light outdoor wall lanterns also available in Dark Sky versions. Incandescent, integrated LED and ENERGY STAR-qualified LED lamping are available. The advanced, integrated LED option has warm-on-dim technology that warms in color when dimmed, going from 2700K to 2200K and is California Title 24 compliant. | OUTDOOR | Crowell | Outdoor Lighting | Black | 12 | Aluminum | Satin Etched Glass | D:6.8125" H:13.75" |  |  | 1 Medium A19 9.3w |  | 1 | Yes | [14 empty] | 0 | [12 empty] | 242.98 | 485.96 | 728.94 | W:12'' H:19 9/16'' E:14'' | 8.1 |  |  | 12 | 19.5625 | Cap Nuts |  |  |  |  | 14 |  | No |  | No | [21 empty] | DP:3/4'' W:5'' H:9'' OB UP:6'' OB DOWN:13 5/8'' Rectangular |  |  |  | 6 | Black/White |  |  | Hardwired | 0 | 0 | 0 | 1 | 1 | 0 | 0 | 0 | 0 | 0 | 0 | 785652065699 | 20.5 | 16.5 | 14.5 | 10.8 | 2.838 | 250 | Yes | [9 empty] | cETL Wet | CROWELL 1L LANTERN-12 | Large One Light Outdoor Wall Lantern |  | 8847901DEN3-12.jpg | 8847901DEN.jpg
8847901DEN3-71 | Large One Light Outdoor Wall Lantern | The transitional Crowell outdoor lighting collection by Sea Gull Lighting conveys Art Deco influences with its linear, vertical details and clean, overall design. Their large scale gives these light fixtures real presence without competing with the residential architecture they adorn. The lighting collection, offered in Antique Bronze finish with Crème Parchment glass or Black finish with Satin Etched glass, offers a one-light outdoor pendant, a two-light outdoor ceiling flush mount, a one-light outdoor post lantern, and small, medium and large one-light outdoor wall lanterns also available in Dark Sky versions. Incandescent, integrated LED and ENERGY STAR-qualified LED lamping are available. The advanced, integrated LED option has warm-on-dim technology that warms in color when dimmed, going from 2700K to 2200K and is California Title 24 compliant. | OUTDOOR | Crowell | Outdoor Lighting | Antique Bronze | 71 | Aluminum | White Aluminum | D:6.625" H:13.75" |  |  | 1 Medium A19 9.3w |  | 1 | Yes | [14 empty] | 0 | [12 empty] | 242.98 | 485.96 | 728.94 | W:12'' H:19 9/16'' E:14'' | 8.1 |  |  | 12 | 19.5625 | Cap Nuts |  |  |  |  | 14 |  | No |  | No | [21 empty] | DP:3/4'' W:5'' H:9'' OB UP:6'' OB DOWN:13 5/8'' Rectangular |  |  |  | 6 | Black/White |  |  | Hardwired | 0 | 0 | 0 | 1 | 1 | 0 | 0 | 0 | 0 | 0 | 0 | 785652065705 | 20.5 | 16.5 | 14.5 | 10.8 | 2.838 | 250 | Yes | [9 empty] | cETL Wet | CROWELL 1L LANTERN-71 | Large One Light Outdoor Wall Lantern |  | 8847901DEN3-71.jpg | 8847901DEN.jpg
8847901EN3-12 | Large One Light Outdoor Wall Lantern | The transitional Crowell outdoor lighting collection by Sea Gull Lighting conveys Art Deco influences with its linear, vertical details and clean, overall design. Their large scale gives these light fixtures real presence without competing with the residential architecture they adorn. The lighting collection, offered in Antique Bronze finish with Crème Parchment glass or Black finish with Satin Etched glass, offers a one-light outdoor pendant, a two-light outdoor ceiling flush mount, a one-light outdoor post lantern, and small, medium and large one-light outdoor wall lanterns also available in Dark Sky versions. Incandescent, integrated LED and ENERGY STAR-qualified LED lamping are available. The advanced, integrated LED option has warm-on-dim technology that warms in color when dimmed, going from 2700K to 2200K and is California Title 24 compliant. | OUTDOOR | Crowell | Outdoor Lighting | Black | 12 | Aluminum | Satin Etched Glass | D:6.8125" H:13.75" |  |  | 1 Medium A19 9.3w |  | 1 | Yes | [14 empty] | 0 | [12 empty] | 224.98 | 449.96 | 674.94 | W:12'' H:19 9/16'' E:14'' | 8.1 |  |  | 12 | 19.5625 | Cap Nuts |  |  |  |  | 14 |  | No |  | No | [21 empty] | DP:3/4'' W:5'' H:9'' OB UP:6'' OB DOWN:13 5/8'' Rectangular |  |  |  | 6 | Black/White |  |  | Hardwired | 0 | 0 | 0 | 1 | 1 | 0 | 0 | 0 | 0 | 0 | 0 | 785652045042 | 20.5 | 16.5 | 14.5 | 10.8 | 2.838 | 250 | Yes | [9 empty] | cETL Wet | CROWELL 1L LANTERN-12 | Large One Light Outdoor Wall Lantern |  | 8847901EN3-12.jpg | 8847901.jpg
8847901EN3-71 | Large One Light Outdoor Wall Lantern | The transitional Crowell outdoor lighting collection by Sea Gull Lighting conveys Art Deco influences with its linear, vertical details and clean, overall design. Their large scale gives these light fixtures real presence without competing with the residential architecture they adorn. The lighting collection, offered in Antique Bronze finish with Crème Parchment glass or Black finish with Satin Etched glass, offers a one-light outdoor pendant, a two-light outdoor ceiling flush mount, a one-light outdoor post lantern, and small, medium and large one-light outdoor wall lanterns also available in Dark Sky versions. Incandescent, integrated LED and ENERGY STAR-qualified LED lamping are available. The advanced, integrated LED option has warm-on-dim technology that warms in color when dimmed, going from 2700K to 2200K and is California Title 24 compliant. | OUTDOOR | Crowell | Outdoor Lighting | Antique Bronze | 71 | Aluminum | Creme Parchment Glass | D:6.8125" H:13.75" |  |  | 1 Medium A19 9.3w |  | 1 | Yes | [14 empty] | 0 | [12 empty] | 224.98 | 449.96 | 674.94 | W:12'' H:19 9/16'' E:14'' | 8.1 |  |  | 12 | 19.5625 | Cap Nuts |  |  |  |  | 14 |  | No |  | No | [21 empty] | DP:3/4'' W:5'' H:9'' OB UP:6'' OB DOWN:13 5/8'' Rectangular |  |  |  | 6 | Black/White |  |  | Hardwired | 0 | 0 | 0 | 1 | 1 | 0 | 0 | 0 | 0 | 0 | 0 | 785652045073 | 20.5 | 16.5 | 14.5 | 10.8 | 2.838 | 250 | Yes | [9 empty] | cETL Wet | CROWELL 1L LANTERN-71 | Large One Light Outdoor Wall Lantern |  | 8847901EN3-71.jpg | 8847901.jpg
88660-185 | One Light Outdoor Wall Lantern | The Winnetka outdoor lighting collection by Sea Gull Lighting has a clean design which lends itself to a modern-mission style. The geometric, cylinder design has subtle ornamentation, while still offering impressive style. The outdoor lighting collection is offered in a Forged Iron finish with Satin Etched glass. Both incandescent lamping and ENERGY STAR-qualified LED lamping are available. Most of these fixtures easily convert to LED by purchasing LED replacement lamps sold separately. | OUTDOOR | Winnetka Outdoor | Outdoor Lighting | Forged Iron | 185 | Aluminum | Satin Etched Glass | D:5.5" |  |  | 1 Medium A19 100w |  | 1 | No | [14 empty] | 0 | [12 empty] | 52.95 | 105.9 | 158.85 | W:6'' H:10 1/4'' E:7 1/2'' | 2.6 |  |  | 6 | 10.25 | Cap Nuts |  |  |  |  | 7.5 |  | No |  | No | [21 empty] | D:5'' DP:1/8'' OB UP:2 1/2'' OB DOWN:7 1/4'' |  |  |  | 6.5 |  |  | N/A | Hardwired | 0 | 0 | 0 | 0 | 1 | 0 | 0 | 1 | 0 | 0 | 0 | 785652086069 | 9 | 8.5 | 14 | 3.3 | 0.62 | 175 | Yes | [9 empty] | cETL Wet | WINNETKA 1L LANTERN-185 | One Light Outdoor Wall Lantern |  | 88660-185.jpg | 88660.jpg
88661-185 | One Light Outdoor Wall Lantern | The Winnetka outdoor lighting collection by Sea Gull Lighting has a clean design which lends itself to a modern-mission style. The geometric, cylinder design has subtle ornamentation, while still offering impressive style. The outdoor lighting collection is offered in a Forged Iron finish with Satin Etched glass. Both incandescent lamping and ENERGY STAR-qualified LED lamping are available. Most of these fixtures easily convert to LED by purchasing LED replacement lamps sold separately. | OUTDOOR | Winnetka Outdoor | Outdoor Lighting | Forged Iron | 185 | Aluminum | Satin Etched Glass | D:7" |  |  | 1 Medium A19 100w |  | 1 | No | [14 empty] | 0 | [12 empty] | 81.95 | 163.9 | 245.85 | W:8'' H:12 1/4'' E:9 1/2'' | 4.5 |  |  | 8 | 12.25 | Cap Nuts |  |  |  |  | 9.5 |  | No |  | No | [21 empty] | D:5 1/2'' DP:5/8'' OB UP:2 3/4'' OB DOWN:9 1/2'' |  |  |  | 6.5 |  |  | N/A | Hardwired | 0 | 0 | 0 | 0 | 1 | 0 | 0 | 1 | 0 | 0 | 0 | 785652086076 | 11.25 | 10.5 | 15.75 | 5.6 | 1.077 | 175 | Yes | [9 empty] | cETL Wet | WINNETKA 1L LANTERN-185 | One Light Outdoor Wall Lantern |  | 88661-185.jpg | 88661.jpg
88661EN3-185 | One Light Outdoor Wall Lantern | The Winnetka outdoor lighting collection by Sea Gull Lighting has a clean design which lends itself to a modern-mission style. The geometric, cylinder design has subtle ornamentation, while still offering impressive style. The outdoor lighting collection is offered in a Forged Iron finish with Satin Etched glass. Both incandescent lamping and ENERGY STAR-qualified LED lamping are available. Most of these fixtures easily convert to LED by purchasing LED replacement lamps sold separately. | OUTDOOR | Winnetka Outdoor | Outdoor Lighting | Forged Iron | 185 | Aluminum | Satin Etched Glass | D:7" |  |  | 1 Medium A19 9.3w |  | 1 | Yes | [14 empty] | 0 | [12 empty] | 85.45 | 170.9 | 256.35 | W:8'' H:12 1/4'' E:9 1/2'' | 4.5 |  |  | 8 | 12.25 | Cap Nuts |  |  |  |  | 9.5 |  | No |  | No | [21 empty] | D:5 1/2'' DP:5/8'' OB UP:2 3/4'' OB DOWN:9 1/2'' |  |  |  | 6.5 | Black/White |  | N/A | Hardwired | 0 | 0 | 0 | 1 | 1 | 0 | 0 | 0 | 0 | 0 | 0 | 785652053115 | 11.25 | 10.5 | 15.75 | 5.6 | 1.077 | 175 | Yes | [9 empty] | cETL Wet | WINNETKA 1L LANTERN-185 | One Light Outdoor Wall Lantern |  | 88661EN3-185.jpg | 88661.jpg
88662-185 | One Light Outdoor Wall Lantern | The Winnetka outdoor lighting collection by Sea Gull Lighting has a clean design which lends itself to a modern-mission style. The geometric, cylinder design has subtle ornamentation, while still offering impressive style. The outdoor lighting collection is offered in a Forged Iron finish with Satin Etched glass. Both incandescent lamping and ENERGY STAR-qualified LED lamping are available. Most of these fixtures easily convert to LED by purchasing LED replacement lamps sold separately. | OUTDOOR | Winnetka Outdoor | Outdoor Lighting | Forged Iron | 185 | Aluminum | Satin Etched Glass | D:8.75" |  |  | 1 Medium A19 100w |  | 1 | No | [14 empty] | 0 | [12 empty] | 115.95 | 231.9 | 347.85 | W:10'' H:14 1/2'' E:12'' | 5.8 |  |  | 10 | 14.5 | Cap Nuts |  |  |  |  | 12 |  | No |  | No | [21 empty] | D:6 1/2'' DP:5/8'' OB UP:3 1/4'' OB DOWN:11 1/4'' |  |  |  | 6.5 |  |  | N/A | Hardwired | 0 | 0 | 0 | 0 | 1 | 0 | 0 | 1 | 0 | 0 | 0 | 785652086083 | 14 | 12.5 | 19.25 | 7.2 | 1.95 | 250 | Yes | [9 empty] | cETL Wet | WINNETKA 1L LANTERN-185 | One Light Outdoor Wall Lantern |  | 88662-185.jpg | 88662.jpg
88662EN3-185 | One Light Outdoor Wall Lantern | The Winnetka outdoor lighting collection by Sea Gull Lighting has a clean design which lends itself to a modern-mission style. The geometric, cylinder design has subtle ornamentation, while still offering impressive style. The outdoor lighting collection is offered in a Forged Iron finish with Satin Etched glass. Both incandescent lamping and ENERGY STAR-qualified LED lamping are available. Most of these fixtures easily convert to LED by purchasing LED replacement lamps sold separately. | OUTDOOR | Winnetka Outdoor | Outdoor Lighting | Forged Iron | 185 | Aluminum | Satin Etched Glass | D:8.75" |  |  | 1 Medium A19 9.3w |  | 1 | Yes | [14 empty] | 0 | [12 empty] | 119.95 | 239.9 | 359.85 | W:10'' H:14 1/2'' E:12'' | 5.8 |  |  | 10 | 14.5 | Cap Nuts |  |  |  |  | 12 |  | No |  | No | [21 empty] | D:6 1/2'' DP:5/8'' OB UP:3 1/4'' OB DOWN:11 1/4'' |  |  |  | 6.5 | Black/White |  | N/A | Hardwired | 0 | 0 | 0 | 1 | 1 | 0 | 0 | 0 | 0 | 0 | 0 | 785652053122 | 19.25 | 12.5 | 14 | 7.2 | 1.95 | 250 | Yes | [9 empty] | cETL Wet | WINNETKA 1L LANTERN-185 | One Light Outdoor Wall Lantern |  | 88662EN3-185.jpg | 88662.jpg
8869-12 | One Light Outdoor Ceiling Flush Mount | This industrial and nautically inspired Sebring collection by Sea Gull Lighting coordinates perfectly in coastal locations, while adding eye catching contrast to facades of any kind. Offered in Black, Brushed Stainless and Weathered Copper finishes, Sebring is a complete outdoor collection with small and large one-light outdoor wall lanterns, a one-light outdoor ceiling flush mount and one-light outdoor post lantern to unify any home's appearance. Incandescent as well as integrated LED are available. The advanced, integrated LED light source has warm-on-dim technology that warms in color when dimmed, and is California Title 24 compliant. | OUTDOOR | Sebring | Outdoor Lighting | Black | 12 | Aluminum |  |  |  | Clear Seeded Glass | 1 Medium A19 100w |  | 1 | No | [14 empty] | 0 | [12 empty] | 62.48 | 124.96 | 187.44 | D:11 1/4'' H:9 1/4'' | 2.4 | 11.25 |  |  | 9.25 | Cap Nuts | [6 empty] | No |  | No | [20 empty] | D:6 5/16'' H:1'' Round |  |  |  |  | 6.5 | Black/White |  |  | Hardwired | 0 | 0 | 0 | 0 | 1 | 0 | 0 | 1 | 0 | 0 | 0 | 785652886928 | 14 | 13.25 | 10.58 | 3.5 | 1.136 | 250 | Yes | [9 empty] | cETL Damp | SEBRING 1L CEILING-12 | One Light Outdoor Ceiling Flush Mount |  | 8869-12.jpg | 8869.jpg
8869-44 | One Light Outdoor Ceiling Flush Mount | This industrial and nautically inspired Sebring collection by Sea Gull Lighting coordinates perfectly in coastal locations, while adding eye catching contrast to facades of any kind. Offered in Black, Brushed Stainless and Weathered Copper finishes, Sebring is a complete outdoor collection with small and large one-light outdoor wall lanterns, a one-light outdoor ceiling flush mount and one-light outdoor post lantern to unify any home's appearance. Incandescent as well as integrated LED are available. The advanced, integrated LED light source has warm-on-dim technology that warms in color when dimmed, and is California Title 24 compliant. | OUTDOOR | Sebring | Outdoor Lighting | Weathered Copper | 44 | Aluminum |  |  |  | Clear Seeded Glass | 1 Medium A19 100w |  | 1 | No | [14 empty] | 0 | [12 empty] | 64.48 | 128.96 | 193.44 | D:11 1/4'' H:9 1/4'' | 2.4 | 11.25 |  |  | 9.25 | Cap Nuts | [6 empty] | No |  | No | [20 empty] | D:6 5/16'' H:1'' Round |  |  |  |  | 6.5 | Black/White |  |  | Hardwired | 0 | 0 | 0 | 0 | 1 | 0 | 0 | 1 | 0 | 0 | 0 | 785652886942 | 14 | 13.25 | 10.58 | 3.5 | 1.136 | 250 | Yes | [9 empty] | cETL Damp | SEBRING 1L CEILING-44 | One Light Outdoor Ceiling Flush Mount | Fixture is made out of aluminum | 8869-44.jpg | 8869.jpg
886993S-12 | LED Outdoor Ceiling Flush Mount | This industrial and nautically inspired Sebring collection by Sea Gull Lighting coordinates perfectly in coastal locations, while adding eye catching contrast to facades of any kind. Offered in Black, Brushed Stainless and Weathered Copper finishes, Sebring is a complete outdoor collection with small and large one-light outdoor wall lanterns, a one-light outdoor ceiling flush mount and one-light outdoor post lantern to unify any home's appearance. Incandescent as well as integrated LED are available. The advanced, integrated LED light source has warm-on-dim technology that warms in color when dimmed, and is California Title 24 compliant. | OUTDOOR | Sebring | Outdoor Lighting | Black | 12 | Aluminum |  |  |  | Clear Seeded Glass |  |  | 1 | No | 1000 | 3000 | 90 | 14 | 120 | 19 - Integrated | MODS - Modules |  | 5 | 100 | LED | 14 | 14 | 50000 | 0 | [12 empty] | 72.98 | 145.96 | 218.94 | D:11 1/4'' H:9 1/4'' | 2.4 | 11.25 |  |  | 9.25 | Cap Nuts | [6 empty] | No |  | No | [20 empty] | D:6 5/16'' H:1'' Round |  |  |  |  | 6.5 | Black/White |  |  | Hardwired | 0 | 0 | 0 | 0 | 1 | 0 | 0 | 0 | 0 | 0 | 0 | 785652065125 | 14 | 13.75 | 11 | 3.9 | 1.225 | 250 | Yes | [9 empty] | cETL Damp | SEBRING LED CEILING-12 | LED Outdoor Ceiling Flush Mount |  | 886993S-12.jpg | 8869.jpg
886993S-44 | LED Outdoor Ceiling Flush Mount | This industrial and nautically inspired Sebring collection by Sea Gull Lighting coordinates perfectly in coastal locations, while adding eye catching contrast to facades of any kind. Offered in Black, Brushed Stainless and Weathered Copper finishes, Sebring is a complete outdoor collection with small and large one-light outdoor wall lanterns, a one-light outdoor ceiling flush mount and one-light outdoor post lantern to unify any home's appearance. Incandescent as well as integrated LED are available. The advanced, integrated LED light source has warm-on-dim technology that warms in color when dimmed, and is California Title 24 compliant. | OUTDOOR | Sebring | Outdoor Lighting | Weathered Copper | 44 | Aluminum |  |  |  | Clear Seeded Glass |  |  | 1 | No | 1000 | 3000 | 90 | 14 | 120 | 19 - Integrated | MODS - Modules |  | 5 | 100 | LED | 14 | 14 | 50000 | 0 | [12 empty] | 74.98 | 149.96 | 224.94 | D:11 1/4'' H:9 1/4'' | 2.4 | 11.25 |  |  | 9.25 | Cap Nuts | [6 empty] | No |  | No | [20 empty] | D:6 5/16'' H:1'' Round |  |  |  |  | 6.5 | Black/White |  |  | Hardwired | 0 | 0 | 0 | 0 | 1 | 0 | 0 | 0 | 0 | 0 | 0 | 785652065132 | 14 | 14 | 11.25 | 3.3 | 1.276 | 250 | Yes | [9 empty] | cETL Damp | SEBRING LED CEILING-44 | LED Outdoor Ceiling Flush Mount |  | 886993S-44.jpg | 8869.jpg
886993S-98 | LED Outdoor Ceiling Flush Mount | This industrial and nautically inspired Sebring collection by Sea Gull Lighting coordinates perfectly in coastal locations, while adding eye catching contrast to facades of any kind. Offered in Black, Brushed Stainless and Weathered Copper finishes, Sebring is a complete outdoor collection with small and large one-light outdoor wall lanterns, a one-light outdoor ceiling flush mount and one-light outdoor post lantern to unify any home's appearance. Incandescent as well as integrated LED are available. The advanced, integrated LED light source has warm-on-dim technology that warms in color when dimmed, and is California Title 24 compliant. | OUTDOOR | Sebring | Outdoor Lighting | Brushed Stainless | 98 | Aluminum |  |  |  | Clear Seeded Glass |  |  | 1 | No | 1000 | 3000 | 90 | 14 | 120 | 19 - Integrated | MODS - Modules |  | 5 | 100 | LED | 14 | 14 | 50000 | 0 | [12 empty] | 89.98 | 179.96 | 269.94 | D:11 1/4'' H:9 1/4'' | 2.4 | 11.25 |  |  | 9.25 | Cap Nuts | [6 empty] | No |  | No | [20 empty] | D:6 5/16'' H:1'' Round |  |  |  |  | 6.5 | Black/White |  |  | Hardwired | 0 | 0 | 0 | 0 | 1 | 0 | 0 | 0 | 0 | 0 | 0 | 785652065149 | 14 | 14 | 11 | 3.2 | 1.248 | 250 | Yes | [9 empty] | cETL Damp | SEBRING LED CEILING-98 | LED Outdoor Ceiling Flush Mount |  | 886993S-98.jpg | 8869.jpg
8869-98 | One Light Outdoor Ceiling Flush Mount | This industrial and nautically inspired Sebring collection by Sea Gull Lighting coordinates perfectly in coastal locations, while adding eye catching contrast to facades of any kind. Offered in Black, Brushed Stainless and Weathered Copper finishes, Sebring is a complete outdoor collection with small and large one-light outdoor wall lanterns, a one-light outdoor ceiling flush mount and one-light outdoor post lantern to unify any home's appearance. Incandescent as well as integrated LED are available. The advanced, integrated LED light source has warm-on-dim technology that warms in color when dimmed, and is California Title 24 compliant. | OUTDOOR | Sebring | Outdoor Lighting | Brushed Stainless | 98 | Aluminum |  |  |  | Clear Seeded Glass | 1 Medium A19 100w |  | 1 | No | [14 empty] | 0 | [12 empty] | 79.98 | 159.96 | 239.94 | D:11 1/4'' H:9 1/4'' | 2.4 | 11.25 |  |  | 9.25 | Cap Nuts | [6 empty] | No |  | No | [20 empty] | D:6 5/16'' H:1'' Round |  |  |  |  | 6.5 | Black/White |  |  | Hardwired | 0 | 0 | 0 | 0 | 1 | 0 | 0 | 1 | 0 | 0 | 0 | 785652886997 | 13 | 13 | 12.5 | 6.18 | 1.223 | 175 | Yes | [9 empty] | cETL Damp | SEBRING 1L CEILING-98 | One Light Outdoor Ceiling Flush Mount |  | 8869-98.jpg | 8869.jpg
8870-12 | One Light Outdoor Wall Lantern | This industrial and nautically inspired Sebring collection by Sea Gull Lighting coordinates perfectly in coastal locations, while adding eye catching contrast to facades of any kind. Offered in Black, Brushed Stainless and Weathered Copper finishes, Sebring is a complete outdoor collection with small and large one-light outdoor wall lanterns, a one-light outdoor ceiling flush mount and one-light outdoor post lantern to unify any home's appearance. Incandescent as well as integrated LED are available. The advanced, integrated LED light source has warm-on-dim technology that warms in color when dimmed, and is California Title 24 compliant. | OUTDOOR | Sebring | Outdoor Lighting | Black | 12 | Aluminum |  |  |  | Clear Seeded Glass | 1 Medium A19 100w |  | 1 | No | [14 empty] | 0 | [12 empty] | 52.98 | 105.96 | 158.94 | W:8'' H:11 1/4'' E:9 1/4'' | 1.8 |  |  | 8 | 11.25 | Cap Nuts |  |  |  |  | 9.25 |  | No |  | No | [21 empty] | D:5'' DP:1'' OB UP:6 1/4'' OB DOWN:5 1/8'' Round |  |  |  | 6.5 | Black/White |  |  | Hardwired | 0 | 0 | 0 | 0 | 1 | 0 | 0 | 1 | 0 | 0 | 0 | 785652887024 | 17.38 | 10.38 | 11.5 | 3.3 | 1.201 | 250 | Yes | [9 empty] | cETL Wet | SEBRING 1L LANTERN-12 | One Light Outdoor Wall Lantern |  | 8870-12.jpg | 8870.jpg
8870-44 | One Light Outdoor Wall Lantern | This industrial and nautically inspired Sebring collection by Sea Gull Lighting coordinates perfectly in coastal locations, while adding eye catching contrast to facades of any kind. Offered in Black, Brushed Stainless and Weathered Copper finishes, Sebring is a complete outdoor collection with small and large one-light outdoor wall lanterns, a one-light outdoor ceiling flush mount and one-light outdoor post lantern to unify any home's appearance. Incandescent as well as integrated LED are available. The advanced, integrated LED light source has warm-on-dim technology that warms in color when dimmed, and is California Title 24 compliant. | OUTDOOR | Sebring | Outdoor Lighting | Weathered Copper | 44 | Aluminum |  |  |  | Clear Seeded Glass | 1 Medium A19 100w |  | 1 | No | [14 empty] | 0 | [12 empty] | 54.98 | 109.96 | 164.94 | W:8'' H:11 1/4'' E:9 1/4'' | 1.8 |  |  | 8 | 11.25 | Cap Nuts |  |  |  |  | 9.25 |  | No |  | No | [21 empty] | D:5'' DP:1'' OB UP:6 1/4'' OB DOWN:5 1/8'' Round |  |  |  | 6.5 | Black/White |  |  | Hardwired | 0 | 0 | 0 | 0 | 1 | 0 | 0 | 1 | 0 | 0 | 0 | 785652887048 | 11.5 | 10.58 | 12.5 | 3.1 | 0.88 | 250 | Yes | [9 empty] | cETL Wet | SEBRING 1L LANTERN-44 | One Light Outdoor Wall Lantern |  | 8870-44.jpg | 8870.jpg
887093S-12 | Small LED Outdoor Wall Lantern | This industrial and nautically inspired Sebring collection by Sea Gull Lighting coordinates perfectly in coastal locations, while adding eye catching contrast to facades of any kind. Offered in Black, Brushed Stainless and Weathered Copper finishes, Sebring is a complete outdoor collection with small and large one-light outdoor wall lanterns, a one-light outdoor ceiling flush mount and one-light outdoor post lantern to unify any home's appearance. Incandescent as well as integrated LED are available. The advanced, integrated LED light source has warm-on-dim technology that warms in color when dimmed, and is California Title 24 compliant. | OUTDOOR | Sebring | Outdoor Lighting | Black | 12 | Aluminum |  |  |  | Clear Seeded Glass |  |  | 1 | No | 700 | 3000 | 90 | 9 | 120 | 19 - Integrated | MODS - Modules |  | 5 | 100 | LED | 9 | 9 | 50000 | 0 | [12 empty] | 99.98 | 199.96 | 299.94 | W:8'' H:11 1/4'' E:9 1/4'' | 1.8 |  |  | 8 | 11.25 | Cap Nuts |  |  |  |  | 9.25 |  | No |  | No | [21 empty] | D:5'' DP:1'' OB UP:6 1/4'' OB DOWN:5 1/8'' Round |  |  |  | 6.5 | Black/White |  |  | Hardwired | 0 | 0 | 0 | 0 | 1 | 0 | 0 | 0 | 0 | 0 | 0 | 785652065156 | 13.5 | 12.25 | 10.75 | 3.1 | 1.029 | 250 | Yes | [9 empty] | cETL Wet | SEBRING LED LANTERN-12 | Small LED Outdoor Wall Lantern |  | 887093S-12.jpg | 8870.jpg
887093S-44 | Small LED Outdoor Wall Lantern | This industrial and nautically inspired Sebring collection by Sea Gull Lighting coordinates perfectly in coastal locations, while adding eye catching contrast to facades of any kind. Offered in Black, Brushed Stainless and Weathered Copper finishes, Sebring is a complete outdoor collection with small and large one-light outdoor wall lanterns, a one-light outdoor ceiling flush mount and one-light outdoor post lantern to unify any home's appearance. Incandescent as well as integrated LED are available. The advanced, integrated LED light source has warm-on-dim technology that warms in color when dimmed, and is California Title 24 compliant. | OUTDOOR | Sebring | Outdoor Lighting | Weathered Copper | 44 | Aluminum |  |  |  | Clear Seeded Glass |  |  | 1 | No | 700 | 3000 | 90 | 9 | 120 | 19 - Integrated | MODS - Modules |  | 5 | 100 | LED | 9 | 9 | 50000 | 0 | [12 empty] | 99.98 | 199.96 | 299.94 | W:8'' H:11 1/4'' E:9 1/4'' | 1.8 |  |  | 8 | 11.25 | Cap Nuts |  |  |  |  | 9.25 |  | No |  | No | [21 empty] | D:5'' DP:1'' OB UP:6 1/4'' OB DOWN:5 1/8'' Round |  |  |  | 6.5 | Black/White |  |  | Hardwired | 0 | 0 | 0 | 0 | 1 | 0 | 0 | 0 | 0 | 0 | 0 | 785652065163 | 13.5 | 12.25 | 10.75 | 3.1 | 1.029 | 250 | Yes | [9 empty] | cETL Wet | SEBRING LED LANTERN-44 | Small LED Outdoor Wall Lantern |  | 887093S-44.jpg | 8870.jpg
887093S-98 | Small LED Outdoor Wall Lantern | This industrial and nautically inspired Sebring collection by Sea Gull Lighting coordinates perfectly in coastal locations, while adding eye catching contrast to facades of any kind. Offered in Black, Brushed Stainless and Weathered Copper finishes, Sebring is a complete outdoor collection with small and large one-light outdoor wall lanterns, a one-light outdoor ceiling flush mount and one-light outdoor post lantern to unify any home's appearance. Incandescent as well as integrated LED are available. The advanced, integrated LED light source has warm-on-dim technology that warms in color when dimmed, and is California Title 24 compliant. | OUTDOOR | Sebring | Outdoor Lighting | Brushed Stainless | 98 | Aluminum |  |  |  | Clear Seeded Glass |  |  | 1 | No | 700 | 3000 | 90 | 9 | 120 | 19 - Integrated | MODS - Modules |  | 5 | 100 | LED | 9 | 9 | 50000 | 0 | [12 empty] | 106.48 | 212.96 | 319.44 | W:8'' H:11 1/4'' E:9 1/4'' | 1.8 |  |  | 8 | 11.25 | Cap Nuts |  |  |  |  | 9.25 |  | No |  | No | [21 empty] | D:5'' DP:1'' OB UP:6 1/4'' OB DOWN:5 1/8'' Round |  |  |  | 6.5 | Black/White |  |  | Hardwired | 0 | 0 | 0 | 0 | 1 | 0 | 0 | 0 | 0 | 0 | 0 | 785652065170 | 13.5 | 12.25 | 10.75 | 3.1 | 1.029 | 250 | Yes | [9 empty] | cETL Wet | SEBRING LED LANTERN-98 | Small LED Outdoor Wall Lantern |  | 887093S-98.jpg | 8870.jpg
8870-98 | One Light Outdoor Wall Lantern | This industrial and nautically inspired Sebring collection by Sea Gull Lighting coordinates perfectly in coastal locations, while adding eye catching contrast to facades of any kind. Offered in Black, Brushed Stainless and Weathered Copper finishes, Sebring is a complete outdoor collection with small and large one-light outdoor wall lanterns, a one-light outdoor ceiling flush mount and one-light outdoor post lantern to unify any home's appearance. Incandescent as well as integrated LED are available. The advanced, integrated LED light source has warm-on-dim technology that warms in color when dimmed, and is California Title 24 compliant. | OUTDOOR | Sebring | Outdoor Lighting | Brushed Stainless | 98 | Aluminum |  |  |  | Clear Seeded Glass | 1 Medium A19 100w |  | 1 | No | [14 empty] | 0 | [12 empty] | 70.48 | 140.96 | 211.44 | W:8'' H:11 1/4'' E:9 1/4'' | 1.8 |  |  | 8 | 11.25 | Center Lock-Up |  |  |  |  | 9.25 |  | No |  | No | [21 empty] | D:5'' DP:1'' OB UP:6 1/4'' OB DOWN:5 1/8'' Round |  |  |  | 6.5 | Black/White |  |  | Hardwired | 0 | 0 | 0 | 0 | 1 | 0 | 0 | 1 | 0 | 0 | 0 | 785652887093 | 17.25 | 10.25 | 11.75 | 4.5 | 1.202 | 250 | Yes | [9 empty] | cETL Wet | SEBRING 1L LANTERN-98 | One Light Outdoor Wall Lantern |  | 8870-98.jpg | 8870.jpg
8871-12 | One Light Outdoor Wall Lantern | This industrial and nautically inspired Sebring collection by Sea Gull Lighting coordinates perfectly in coastal locations, while adding eye catching contrast to facades of any kind. Offered in Black, Brushed Stainless and Weathered Copper finishes, Sebring is a complete outdoor collection with small and large one-light outdoor wall lanterns, a one-light outdoor ceiling flush mount and one-light outdoor post lantern to unify any home's appearance. Incandescent as well as integrated LED are available. The advanced, integrated LED light source has warm-on-dim technology that warms in color when dimmed, and is California Title 24 compliant. | OUTDOOR | Sebring | Outdoor Lighting | Black | 12 | Aluminum |  |  |  | Clear Seeded Glass | 1 Medium A19 100w |  | 1 | No | [14 empty] | 0 | [12 empty] | 99.98 | 199.96 | 299.94 | W:11 1/4'' H:15 3/4'' E:13 1/2'' | 3.6 |  |  | 11.25 | 15.75 | Cap Nuts |  |  |  |  | 13.5 |  | No |  | No | [21 empty] | D:5 3/16'' DP:1'' OB UP:9 1/2'' OB DOWN:6 1/4'' Round |  |  |  | 6.5 |  |  | N/A | Hardwired | 0 | 0 | 0 | 0 | 1 | 0 | 0 | 1 | 0 | 0 | 0 | 785652887123 | 16.5 | 14.38 | 19 | 9.25 | 2.609 | 250 | Yes | [9 empty] | cETL Wet | SEBRING 1L LANTERN-12 | One Light Outdoor Wall Lantern |  | 8871-12.jpg | 8871.jpg
8871-44 | One Light Outdoor Wall Lantern | This industrial and nautically inspired Sebring collection by Sea Gull Lighting coordinates perfectly in coastal locations, while adding eye catching contrast to facades of any kind. Offered in Black, Brushed Stainless and Weathered Copper finishes, Sebring is a complete outdoor collection with small and large one-light outdoor wall lanterns, a one-light outdoor ceiling flush mount and one-light outdoor post lantern to unify any home's appearance. Incandescent as well as integrated LED are available. The advanced, integrated LED light source has warm-on-dim technology that warms in color when dimmed, and is California Title 24 compliant. | OUTDOOR | Sebring | Outdoor Lighting | Weathered Copper | 44 | Aluminum |  |  |  | Clear Seeded Glass | 1 Medium A19 100w |  | 1 | No | [14 empty] | 0 | [12 empty] | 99.98 | 199.96 | 299.94 | W:11 1/4'' H:15 3/4'' E:13 1/2'' | 3.6 |  |  | 11.25 | 15.75 | Cap Nuts |  |  |  |  | 13.5 |  | No |  | No | [21 empty] | D:5 3/16'' DP:1'' OB UP:9 1/2'' OB DOWN:6 1/4'' Round |  |  |  | 6.5 |  |  | N/A | Hardwired | 0 | 0 | 0 | 0 | 1 | 0 | 0 | 1 | 0 | 0 | 0 | 785652887147 | 16 | 13.75 | 17 | 6.42 | 2.164 | 250 | Yes | [9 empty] | cETL Wet | SEBRING 1L LANTERN-44 | One Light Outdoor Wall Lantern |  | 8871-44.jpg | 8871.jpg
887193S-12 | Large LED Outdoor Wall Lantern | This industrial and nautically inspired Sebring collection by Sea Gull Lighting coordinates perfectly in coastal locations, while adding eye catching contrast to facades of any kind. Offered in Black, Brushed Stainless and Weathered Copper finishes, Sebring is a complete outdoor collection with small and large one-light outdoor wall lanterns, a one-light outdoor ceiling flush mount and one-light outdoor post lantern to unify any home's appearance. Incandescent as well as integrated LED are available. The advanced, integrated LED light source has warm-on-dim technology that warms in color when dimmed, and is California Title 24 compliant. | OUTDOOR | Sebring | Outdoor Lighting | Black | 12 | Aluminum |  |  |  | Clear Seeded Glass |  |  | 1 | No | 1000 | 3000 | 90 | 14 | 120 | 19 - Integrated | MODS - Modules |  | 5 | 100 | LED | 14 | 14 | 50000 | 0 | [12 empty] | 132.98 | 265.96 | 398.94 | W:11 1/4'' H:15 3/4'' E:13 1/2'' | 3.6 |  |  | 11.25 | 15.75 | Cap Nuts |  |  |  |  | 13.5 |  | No |  | No | [21 empty] | D:5 3/16'' DP:1'' OB UP:9 1/2'' OB DOWN:6 1/4'' Round |  |  |  | 6.5 |  |  | N/A | Hardwired | 0 | 0 | 0 | 0 | 1 | 0 | 0 | 0 | 0 | 0 | 0 | 785652065187 | 17.75 | 16.25 | 14 | 6 | 2.337 | 250 | Yes | [9 empty] | cETL Wet | SEBRING LED LANTERN-12 | Large LED Outdoor Wall Lantern |  | 887193S-12.jpg | 8871.jpg
887193S-44 | Large LED Outdoor Wall Lantern | This industrial and nautically inspired Sebring collection by Sea Gull Lighting coordinates perfectly in coastal locations, while adding eye catching contrast to facades of any kind. Offered in Black, Brushed Stainless and Weathered Copper finishes, Sebring is a complete outdoor collection with small and large one-light outdoor wall lanterns, a one-light outdoor ceiling flush mount and one-light outdoor post lantern to unify any home's appearance. Incandescent as well as integrated LED are available. The advanced, integrated LED light source has warm-on-dim technology that warms in color when dimmed, and is California Title 24 compliant. | OUTDOOR | Sebring | Outdoor Lighting | Weathered Copper | 44 | Aluminum |  |  |  | Clear Seeded Glass |  |  | 1 | No | 1000 | 3000 | 90 | 14 | 120 | 19 - Integrated | MODS - Modules |  | 5 | 100 | LED | 14 | 14 | 50000 | 0 | [12 empty] | 132.98 | 265.96 | 398.94 | W:11 1/4'' H:15 3/4'' E:13 1/2'' | 3.6 |  |  | 11.25 | 15.75 | Cap Nuts |  |  |  |  | 13.5 |  | No |  | No | [21 empty] | D:5 3/16'' DP:1'' OB UP:9 1/2'' OB DOWN:6 1/4'' Round |  |  |  | 6.5 |  |  | N/A | Hardwired | 0 | 0 | 0 | 0 | 1 | 0 | 0 | 0 | 0 | 0 | 0 | 785652065194 | 17.75 | 16 | 14.25 | 5.7 | 2.342 | 250 | Yes | [9 empty] | cETL Wet | SEBRING LED LANTERN-44 | Large LED Outdoor Wall Lantern |  | 887193S-44.jpg | 8871.jpg
887193S-98 | Large LED Outdoor Wall Lantern | This industrial and nautically inspired Sebring collection by Sea Gull Lighting coordinates perfectly in coastal locations, while adding eye catching contrast to facades of any kind. Offered in Black, Brushed Stainless and Weathered Copper finishes, Sebring is a complete outdoor collection with small and large one-light outdoor wall lanterns, a one-light outdoor ceiling flush mount and one-light outdoor post lantern to unify any home's appearance. Incandescent as well as integrated LED are available. The advanced, integrated LED light source has warm-on-dim technology that warms in color when dimmed, and is California Title 24 compliant. | OUTDOOR | Sebring | Outdoor Lighting | Brushed Stainless | 98 | Aluminum |  |  |  | Clear Seeded Glass |  |  | 1 | No | 1000 | 3000 | 90 | 14 | 120 | 19 - Integrated | MODS - Modules |  | 5 | 100 | LED | 14 | 14 | 50000 | 0 | [12 empty] | 144.98 | 289.96 | 434.94 | W:11 1/4'' H:15 3/4'' E:13 1/2'' | 3.6 |  |  | 11.25 | 15.75 | Cap Nuts |  |  |  |  | 13.5 |  | No |  | No | [21 empty] | D:5 3/16'' DP:1'' OB UP:9 1/2'' OB DOWN:6 1/4'' Round |  |  |  | 6.5 |  |  |  | Hardwired | 0 | 0 | 0 | 0 | 1 | 0 | 0 | 0 | 0 | 0 | 0 | 785652065200 | 16 | 14 | 16 | 5.5 | 2.074 | 250 | Yes | [9 empty] | cETL Wet | SEBRING LED LANTERN-98 | Large LED Outdoor Wall Lantern |  | 887193S-98.jpg | 8871.jpg
8871-98 | One Light Outdoor Wall Lantern | This industrial and nautically inspired Sebring collection by Sea Gull Lighting coordinates perfectly in coastal locations, while adding eye catching contrast to facades of any kind. Offered in Black, Brushed Stainless and Weathered Copper finishes, Sebring is a complete outdoor collection with small and large one-light outdoor wall lanterns, a one-light outdoor ceiling flush mount and one-light outdoor post lantern to unify any home's appearance. Incandescent as well as integrated LED are available. The advanced, integrated LED light source has warm-on-dim technology that warms in color when dimmed, and is California Title 24 compliant. | OUTDOOR | Sebring | Outdoor Lighting | Brushed Stainless | 98 | Aluminum |  |  |  | Clear Seeded Glass | 1 Medium A19 100w |  | 1 | No | [14 empty] | 0 | [12 empty] | 124.98 | 249.96 | 374.94 | W:11 1/4'' H:15 3/4'' E:13 1/2'' | 3.6 |  |  | 11.25 | 15.75 | Cap Nuts |  |  |  |  | 13.5 |  | No |  | No | [21 empty] | D:5 3/16'' DP:1'' OB UP:9 1/2'' OB DOWN:6 1/4'' Round |  |  |  | 6.5 |  |  | N/A | Hardwired | 0 | 0 | 0 | 0 | 1 | 0 | 0 | 1 | 0 | 0 | 0 | 785652887192 | 16.75 | 14.5 | 19 | 10.1 | 2.671 | 250 | Yes | [9 empty] | cETL Wet | SEBRING 1L LANTERN-98 | One Light Outdoor Wall Lantern |  | 8871-98.jpg | 8871.jpg
88880-51 | One Light Outdoor Wall Lantern | The Medford Lakes outdoor lighting collection by Sea Gull Lighting is Arts and Crafts inspired with simple organic lines, yet big on style with linear design details, contrasted with sweeping arches – which demonstrates a subtle Asian influence as well. The Etched Hammered Glass with Light Amber Tint creates a warm glow and beautifully complements the Statuary Bronze finish. The assortment includes small, medium and large one-light outdoor wall lanterns, a one-light outdoor post lantern, a one-light outdoor pendant and a two-light outdoor ceiling flush mount. Both incandescent lamping and ENERGY STAR-qualified LED lamping are available, and most of the fixtures easily convert to LED by purchasing LED replacement lamps sold separately. | OUTDOOR | Medford Lakes | Outdoor Lighting | Statuary Bronze | 51 | Aluminum | Etched Hammered with Light Amber Glass |  |  |  | 1 Medium A19 100w |  | 1 | No | [14 empty] | 0 | [12 empty] | 88.48 | 176.96 | 265.44 | W:7'' H:11'' E:8'' | 3.3 |  |  | 7 | 11 | Cap Nuts |  |  |  |  | 8 |  | No |  | No | [21 empty] | DP:7/8'' W:4 1/2'' H:5 1/2'' OB UP:6 1/2'' OB DOWN:4 1/2'' |  |  |  | 6.5 |  |  | N/A | Hardwired | 0 | 0 | 0 | 0 | 1 | 0 | 0 | 1 | 0 | 0 | 0 | 785652888809 | 9.75 | 9.5 | 13.75 | 4.7 | 0.737 | 125 | Yes | [9 empty] | cETL Wet | MEDFORD LAKES 1L LANTERN-51 | One Light Outdoor Wall Lantern |  | 88880-51.jpg | 88880.jpg
88880EN3-51 | One Light Outdoor Wall Lantern | The Medford Lakes outdoor lighting collection by Sea Gull Lighting is Arts and Crafts inspired with simple organic lines, yet big on style with linear design details, contrasted with sweeping arches – which demonstrates a subtle Asian influence as well. The Etched Hammered Glass with Light Amber Tint creates a warm glow and beautifully complements the Statuary Bronze finish. The assortment includes small, medium and large one-light outdoor wall lanterns, a one-light outdoor post lantern, a one-light outdoor pendant and a two-light outdoor ceiling flush mount. Both incandescent lamping and ENERGY STAR-qualified LED lamping are available, and most of the fixtures easily convert to LED by purchasing LED replacement lamps sold separately. | OUTDOOR | Medford Lakes | Outdoor Lighting | Statuary Bronze | 51 | Aluminum | Etched Hammered with Light Amber Glass |  |  |  | 1 Medium A19 9.3w |  | 1 | Yes | [14 empty] | 0 | [12 empty] | 93.48 | 186.96 | 280.44 | W:7'' H:11'' E:8'' | 3.3 |  |  | 7 | 11 | Cap Nuts |  |  |  |  | 8 |  | No |  | No | [21 empty] | DP:7/8'' W:4 1/2'' H:5 1/2'' OB UP:6 1/2'' OB DOWN:4 1/2'' |  |  |  | 6.5 | Black/White |  | N/A | Hardwired | 0 | 0 | 0 | 1 | 1 | 0 | 0 | 0 | 0 | 0 | 0 | 785652053139 | 9.75 | 9.5 | 13.75 | 4.7 | 0.737 | 125 | Yes | [9 empty] | cETL Wet | MEDFORD LAKES 1L LANTERN-51 | One Light Outdoor Wall Lantern |  | 88880EN3-51.jpg | 88880.jpg
88881-51 | One Light Outdoor Wall Lantern | The Medford Lakes outdoor lighting collection by Sea Gull Lighting is Arts and Crafts inspired with simple organic lines, yet big on style with linear design details, contrasted with sweeping arches – which demonstrates a subtle Asian influence as well. The Etched Hammered Glass with Light Amber Tint creates a warm glow and beautifully complements the Statuary Bronze finish. The assortment includes small, medium and large one-light outdoor wall lanterns, a one-light outdoor post lantern, a one-light outdoor pendant and a two-light outdoor ceiling flush mount. Both incandescent lamping and ENERGY STAR-qualified LED lamping are available, and most of the fixtures easily convert to LED by purchasing LED replacement lamps sold separately. | OUTDOOR | Medford Lakes | Outdoor Lighting | Statuary Bronze | 51 | Aluminum | Etched Hammered with Light Amber Glass |  |  |  | 1 Medium A19 100w |  | 1 | No | [14 empty] | 0 | [12 empty] | 132.48 | 264.96 | 397.44 | W:9'' H:14 1/4'' E:10'' | 4.4 |  |  | 9 | 14.25 | Cap Nuts |  |  |  |  | 10 |  | No |  | No | [21 empty] | DP:7/8'' W:4 1/2'' H:7'' OB UP:8 1/2'' OB DOWN:5 1/2'' |  |  |  | 6.5 |  |  | N/A | Hardwired | 0 | 0 | 0 | 0 | 1 | 0 | 0 | 1 | 0 | 0 | 0 | 785652888816 | 12 | 11 | 16.5 | 7.5 | 1.26 | 125 | Yes | [9 empty] | cETL Wet | MEDFORD LAKES 1L LANTERN-51 | One Light Outdoor Wall Lantern |  | 88881-51.jpg | 88881.jpg
88881EN3-51 | One Light Outdoor Wall Lantern | The Medford Lakes outdoor lighting collection by Sea Gull Lighting is Arts and Crafts inspired with simple organic lines, yet big on style with linear design details, contrasted with sweeping arches – which demonstrates a subtle Asian influence as well. The Etched Hammered Glass with Light Amber Tint creates a warm glow and beautifully complements the Statuary Bronze finish. The assortment includes small, medium and large one-light outdoor wall lanterns, a one-light outdoor post lantern, a one-light outdoor pendant and a two-light outdoor ceiling flush mount. Both incandescent lamping and ENERGY STAR-qualified LED lamping are available, and most of the fixtures easily convert to LED by purchasing LED replacement lamps sold separately. | OUTDOOR | Medford Lakes | Outdoor Lighting | Statuary Bronze | 51 | Aluminum | Etched Hammered with Light Amber Glass |  |  |  | 1 Medium A19 9.3w |  | 1 | Yes | [14 empty] | 0 | [12 empty] | 135.48 | 270.96 | 406.44 | W:9'' H:14 1/4'' E:10'' | 4.4 |  |  | 9 | 14.25 | Cap Nuts |  |  |  |  | 10 |  | No |  | No | [21 empty] | DP:7/8'' W:4 1/2'' H:7'' OB UP:8 1/2'' OB DOWN:5 1/2'' |  |  |  | 6.5 | Black/White |  | N/A | Hardwired | 0 | 0 | 0 | 1 | 1 | 0 | 0 | 0 | 0 | 0 | 0 | 785652053146 | 12 | 11 | 16.5 | 7.5 | 1.26 | 125 | Yes | [9 empty] | cETL Wet | MEDFORD LAKES 1L LANTERN-51 | One Light Outdoor Wall Lantern |  | 88881EN3-51.jpg | 88881.jpg
88882-51 | One Light Outdoor Wall Lantern | The Medford Lakes outdoor lighting collection by Sea Gull Lighting is Arts and Crafts inspired with simple organic lines, yet big on style with linear design details, contrasted with sweeping arches – which demonstrates a subtle Asian influence as well. The Etched Hammered Glass with Light Amber Tint creates a warm glow and beautifully complements the Statuary Bronze finish. The assortment includes small, medium and large one-light outdoor wall lanterns, a one-light outdoor post lantern, a one-light outdoor pendant and a two-light outdoor ceiling flush mount. Both incandescent lamping and ENERGY STAR-qualified LED lamping are available, and most of the fixtures easily convert to LED by purchasing LED replacement lamps sold separately. | OUTDOOR | Medford Lakes | Outdoor Lighting | Statuary Bronze | 51 | Aluminum | Etched Hammered with Light Amber Glass |  |  |  | 1 Medium A19 100w |  | 1 | No | [14 empty] | 0 | [12 empty] | 174.98 | 349.96 | 524.94 | W:11'' H:17'' E:12'' | 7.1 |  |  | 11 | 17 | Cap Nuts |  |  |  |  | 12 |  | No |  | No | [21 empty] | DP:1'' W:4 1/2'' H:8'' OB UP:9 3/4'' OB DOWN:7 1/4'' |  |  |  | 6.5 |  |  | N/A | Hardwired | 0 | 0 | 0 | 0 | 1 | 0 | 0 | 1 | 0 | 0 | 0 | 785652888823 | 14 | 13.25 | 19.5 | 10.5 | 2.093 | 175 | Yes | [9 empty] | cETL Wet | MEDFORD LAKES 1L LANTERN-51 | One Light Outdoor Wall Lantern |  | 88882-51.jpg | 88882.jpg
88882EN3-51 | One Light Outdoor Wall Lantern | The Medford Lakes outdoor lighting collection by Sea Gull Lighting is Arts and Crafts inspired with simple organic lines, yet big on style with linear design details, contrasted with sweeping arches – which demonstrates a subtle Asian influence as well. The Etched Hammered Glass with Light Amber Tint creates a warm glow and beautifully complements the Statuary Bronze finish. The assortment includes small, medium and large one-light outdoor wall lanterns, a one-light outdoor post lantern, a one-light outdoor pendant and a two-light outdoor ceiling flush mount. Both incandescent lamping and ENERGY STAR-qualified LED lamping are available, and most of the fixtures easily convert to LED by purchasing LED replacement lamps sold separately. | OUTDOOR | Medford Lakes | Outdoor Lighting | Statuary Bronze | 51 | Aluminum | Etched Hammered with Light Amber Glass |  |  |  | 1 Medium A19 9.3w |  | 1 | Yes | [14 empty] | 0 | [12 empty] | 174.98 | 349.96 | 524.94 | W:11'' H:17'' E:12'' | 7.1 |  |  | 11 | 17 | Cap Nuts |  |  |  |  | 12 |  | No |  | No | [21 empty] | DP:1'' W:4 1/2'' H:8'' OB UP:9 3/4'' OB DOWN:7 1/4'' |  |  |  | 6.5 | Black/White |  | N/A | Hardwired | 0 | 0 | 0 | 1 | 1 | 0 | 0 | 0 | 0 | 0 | 0 | 785652053153 | 14 | 13.25 | 19.5 | 10.5 | 2.093 | 175 | Yes | [9 empty] | cETL Wet | MEDFORD LAKES 1L LANTERN-51 | One Light Outdoor Wall Lantern |  | 88882EN3-51.jpg | 88882.jpg
8890901-12 | Extra Large One Light Outdoor Wall Lantern |  | OUTDOOR | Wilburn | Outdoor Lighting | Black | 12 | Aluminum |  |  |  | Satin Etched Glass | 1 Medium A19 75w |  | 1 | No | [14 empty] | 0 | [12 empty] | 99.5 | 199 | 298.5 | W:12 5/8'' H:24'' E:14 1/4'' |  |  |  | 12.625 | 24 | Cap Nuts |  |  |  |  | 14.25 |  | No |  | No | [21 empty] | DP:1 1/8'' W:6 3/4'' H:9'' OB UP:3 3/4'' Rectangular |  |  |  | 6.5 | Black/White |  |  | Hardwired | 0 | 0 | 0 | 0 | 1 | 0 | 0 | 1 | 0 | 0 | 0 | 785652076848 | [16 empty] | cETL Wet | WILBURN 1L XL WALL-12 | Extra Large One Light Outdoor Wall Lantern |  | 8890901-12.jpg | 8890901.jpg
8890901-71 | Extra Large One Light Outdoor Wall Lantern |  | OUTDOOR | Wilburn | Outdoor Lighting | Antique Bronze | 71 | Aluminum |  |  |  | Satin Etched Glass | 1 Medium A19 75w |  | 1 | No | [14 empty] | 0 | [12 empty] | 99.5 | 199 | 298.5 | W:12 5/8'' H:24'' E:14 1/4'' |  |  |  | 12.625 | 24 | Cap Nuts |  |  |  |  | 14.25 |  | No |  | No | [21 empty] | DP:1 1/8'' W:6 3/4'' H:9'' OB UP:3 3/4'' Rectangular |  |  |  | 6.5 | Black/White |  |  | Hardwired | 0 | 0 | 0 | 0 | 1 | 0 | 0 | 1 | 0 | 0 | 0 | 785652076855 | [16 empty] | cETL Wet | WILBURN 1L XL WALL-71 | Extra Large One Light Outdoor Wall Lantern |  | 8890901-71.jpg | 8890901.jpg
8890901D-12 | Extra Large One Light Outdoor Wall Lantern |  | OUTDOOR | Wilburn | Outdoor Lighting | Black | 12 | Aluminum | White Aluminum | D:9.875" H:18.75" |  | Satin Etched Glass | 1 Medium A19 75w |  | 1 | No | [14 empty] | 0 | [12 empty] | 144.5 | 289 | 433.5 | W:12 5/8'' H:24'' E:14 1/4'' |  |  |  | 12.625 | 24 | Cap Nuts |  |  |  |  | 14.25 |  | No |  | No | [21 empty] | DP:1 1/8'' W:6 3/4'' H:9'' OB UP:3 3/4'' Rectangular |  |  |  | 6.5 | Black/White |  |  | Hardwired | 0 | 0 | 0 | 0 | 1 | 0 | 0 | 1 | 0 | 0 | 0 | 785652085208 | [16 empty] | cETL Wet | WILBURN 1L XL WALL-12 | Extra Large One Light Outdoor Wall Lantern |  | 8890901D-12.jpg | 8890901D.jpg
8890901D-71 | Extra Large One Light Outdoor Wall Lantern |  | OUTDOOR | Wilburn | Outdoor Lighting | Antique Bronze | 71 | Aluminum | White Aluminum | D:9.875" H:18.75" |  | Satin Etched Glass | 1 Medium A19 75w |  | 1 | No | [14 empty] | 0 | [12 empty] | 144.5 | 289 | 433.5 | W:12 5/8'' H:24'' E:14 1/4'' |  |  |  | 12.625 | 24 | Cap Nuts |  |  |  |  | 14.25 |  | No |  | No | [21 empty] | DP:1 1/8'' W:6 3/4'' H:9'' OB UP:3 3/4'' Rectangular |  |  |  | 6.5 | Black/White |  |  | Hardwired | 0 | 0 | 0 | 0 | 1 | 0 | 0 | 1 | 0 | 0 | 0 | 785652085215 | [16 empty] | cETL Wet | WILBURN 1L XL WALL-71 | Extra Large One Light Outdoor Wall Lantern |  | 8890901D-71.jpg | 8890901D.jpg
8890901DEN3-12 | Extra Large One Light Outdoor Wall Lantern |  | OUTDOOR | Wilburn | Outdoor Lighting | Black | 12 | Aluminum | White Aluminum | D:9.875" H:18.75" |  | Satin Etched Glass | 1 Medium A19 9.3w |  | 1 | Yes | [14 empty] | 0 | [12 empty] | 149.5 | 299 | 448.5 | W:12 5/8'' H:24'' E:14 1/4'' |  |  |  | 12.625 | 24 | Cap Nuts |  |  |  |  | 14.25 |  | No |  | No | [21 empty] | DP:1 1/8'' W:6 3/4'' H:9'' OB UP:3 3/4'' Rectangular |  |  |  | 6.5 | Black/White |  |  | Hardwired | 0 | 0 | 0 | 1 | 1 | 0 | 0 | 0 | 0 | 0 | 0 | 785652085222 | [16 empty] | cETL Wet | WILBURN 1L XL WALL-12 | Extra Large One Light Outdoor Wall Lantern |  | 8890901DEN3-12.jpg | 8890901DEN.jpg
8890901DEN3-71 | Extra Large One Light Outdoor Wall Lantern |  | OUTDOOR | Wilburn | Outdoor Lighting | Antique Bronze | 71 | Aluminum | White Aluminum | D:9.875" H:18.75" |  | Satin Etched Glass | 1 Medium A19 9.3w |  | 1 | Yes | [14 empty] | 0 | [12 empty] | 149.5 | 299 | 448.5 | W:12 5/8'' H:24'' E:14 1/4'' |  |  |  | 12.625 | 24 | Cap Nuts |  |  |  |  | 14.25 |  | No |  | No | [21 empty] | DP:1 1/8'' W:6 3/4'' H:9'' OB UP:3 3/4'' Rectangular |  |  |  | 6.5 | Black/White |  |  | Hardwired | 0 | 0 | 0 | 1 | 1 | 0 | 0 | 0 | 0 | 0 | 0 | 785652085239 | [16 empty] | cETL Wet | WILBURN 1L XL WALL-71 | Extra Large One Light Outdoor Wall Lantern |  | 8890901DEN3-71.jpg | 8890901DEN.jpg
8890901EN3-12 | Extra Large One Light Outdoor Wall Lantern |  | OUTDOOR | Wilburn | Outdoor Lighting | Black | 12 | Aluminum |  |  |  | Satin Etched Glass | 1 Medium A19 9.3w |  | 1 | Yes | [14 empty] | 0 | [12 empty] | 104.5 | 209 | 313.5 | W:12 5/8'' H:24'' E:14 1/4'' |  |  |  | 12.625 | 24 | Cap Nuts |  |  |  |  | 14.25 |  | No |  | No | [21 empty] | DP:1 1/8'' W:6 3/4'' H:9'' OB UP:3 3/4'' Rectangular |  |  |  | 6.5 | Black/White |  |  | Hardwired | 0 | 0 | 0 | 1 | 1 | 0 | 0 | 0 | 0 | 0 | 0 | 785652080548 | [16 empty] | cETL Wet | WILBURN 1L XL WALL-12 | Extra Large One Light Outdoor Wall Lantern |  | 8890901EN3-12.jpg | 8890901EN3.jpg
8890901EN3-71 | Extra Large One Light Outdoor Wall Lantern |  | OUTDOOR | Wilburn | Outdoor Lighting | Antique Bronze | 71 | Aluminum |  |  |  | Satin Etched Glass | 1 Medium A19 9.3w |  | 1 | Yes | [14 empty] | 0 | [12 empty] | 104.5 | 209 | 313.5 | W:12 5/8'' H:24'' E:14 1/4'' |  |  |  | 12.625 | 24 | Cap Nuts |  |  |  |  | 14.25 |  | No |  | No | [21 empty] | DP:1 1/8'' W:6 3/4'' H:9'' OB UP:3 3/4'' Rectangular |  |  |  | 6.5 | Black/White |  |  | Hardwired | 0 | 0 | 0 | 1 | 1 | 0 | 0 | 0 | 0 | 0 | 0 | 785652080555 | [16 empty] | cETL Wet | WILBURN 1L XL WALL-71 | Extra Large One Light Outdoor Wall Lantern |  | 8890901EN3-71.jpg | 8890901EN3.jpg
88936-12 | Small One Light Outdoor Wall Lantern | Bakersville outdoor lighting fixtures from Sea Gull Lighting are made to complement a wide range of architectural styles. Each light is crafted from high quality, durable steel and aluminum to provide you sensible style that lasts. The large, 1-light outdoor wall lantern is offered in Heirloom Bronze with Satin Etched glass or Clear Beveled glass. The remaining assortment of wall lanterns in three sizes and a Flush mount ceiling fixture are offered in a Black Powdercoat finish with Satin Etched glass (with ENERGY-STAR-qualified LED lamping options) or Clear Beveled glass (which can easily convert to LED by purchasing LED replacement lamps sold separately). | OUTDOOR | Bakersville | Outdoor Lighting | Black | 12 | Aluminum | Clear Beveled Glass |  |  |  | 1 Medium A19 100w |  | 1 | No | [14 empty] | 0 | [12 empty] | 24.5 | 49 | 73.5 | W:6 1/2'' H:11'' E:7 3/4'' |  |  |  | 6.5 | 11 | Cap Nuts |  |  |  |  | 7.75 |  | No |  | No | [21 empty] | DP:7/8'' W:4 3/4'' H:6 3/8'' OB UP:3 5/16'' Irregular |  |  |  | 6.5 | Black/White |  |  | Hardwired | 0 | 0 | 0 | 0 | 1 | 0 | 0 | 1 | 0 | 0 | 0 | 785652078422 | [15 empty] | ETL Wet | cETL Wet | BAKERSVILLE 1L DOWN LANTERN-12 | Small One Light Outdoor Wall Lantern |  | 88936-12.jpg | 88936.jpg
88936-782 | Small One Light Outdoor Wall Lantern | Bakersville outdoor lighting fixtures from Sea Gull Lighting are made to complement a wide range of architectural styles. Each light is crafted from high quality, durable steel and aluminum to provide you sensible style that lasts. The large, 1-light outdoor wall lantern is offered in Heirloom Bronze with Satin Etched glass or Clear Beveled glass. The remaining assortment of wall lanterns in three sizes and a Flush mount ceiling fixture are offered in a Black Powdercoat finish with Satin Etched glass (with ENERGY-STAR-qualified LED lamping options) or Clear Beveled glass (which can easily convert to LED by purchasing LED replacement lamps sold separately). | OUTDOOR | Bakersville | Outdoor Lighting | Heirloom Bronze | 782 | Aluminum | Clear Beveled Glass |  |  |  | 1 Medium A19 100w |  | 1 | No | [14 empty] | 0 | [12 empty] | 24.5 | 49 | 73.5 | W:6 1/2'' H:11'' E:7 3/4'' |  |  |  | 6.5 | 11 | Cap Nuts |  |  |  |  | 7.75 |  | No |  | No | [21 empty] | DP:7/8'' W:4 3/4'' H:6 3/8'' OB UP:3 5/16'' Irregular |  |  |  | 6.5 | Black/White |  |  | Hardwired | 0 | 0 | 0 | 0 | 1 | 0 | 0 | 1 | 0 | 0 | 0 | 785652079306 | [15 empty] | ETL Wet | cETL Wet | BAKERSVILLE 1L DOWN LANTERN-782 | Small One Light Outdoor Wall Lantern |  | 88936-782.jpg | 88936.jpg
88937-12 | Small One Light Outdoor Wall Lantern | Bakersville outdoor lighting fixtures from Sea Gull Lighting are made to complement a wide range of architectural styles. Each light is crafted from high quality, durable steel and aluminum to provide you sensible style that lasts. The large, 1-light outdoor wall lantern is offered in Heirloom Bronze with Satin Etched glass or Clear Beveled glass. The remaining assortment of wall lanterns in three sizes and a Flush mount ceiling fixture are offered in a Black Powdercoat finish with Satin Etched glass (with ENERGY-STAR-qualified LED lamping options) or Clear Beveled glass (which can easily convert to LED by purchasing LED replacement lamps sold separately). | OUTDOOR | Bakersville | Outdoor Lighting | Black | 12 | Aluminum | Clear Beveled Glass |  |  |  | 1 Medium A19 100w |  | 1 | No | [14 empty] | 0 | [12 empty] | 24.5 | 49 | 73.5 | W:6 1/2'' H:11'' E:7 3/4'' |  |  |  | 6.5 | 11 | Cap Nuts |  |  |  |  | 7.75 |  | No |  | No | [21 empty] | DP:7/8'' W:4 3/4'' H:6 3/8'' OB UP:3 5/16'' Irregular |  |  |  | 6.5 | Black/White |  |  | Hardwired | 0 | 0 | 0 | 0 | 1 | 0 | 0 | 1 | 0 | 0 | 0 | 785652078439 | [15 empty] | ETL Wet | cETL Wet | BAKERSVILLE 1L DOWN LANTERN-12 | Small One Light Outdoor Wall Lantern |  | 88937-12.jpg | 88937.jpg
88937-782 | Small One Light Outdoor Wall Lantern | Bakersville outdoor lighting fixtures from Sea Gull Lighting are made to complement a wide range of architectural styles. Each light is crafted from high quality, durable steel and aluminum to provide you sensible style that lasts. The large, 1-light outdoor wall lantern is offered in Heirloom Bronze with Satin Etched glass or Clear Beveled glass. The remaining assortment of wall lanterns in three sizes and a Flush mount ceiling fixture are offered in a Black Powdercoat finish with Satin Etched glass (with ENERGY-STAR-qualified LED lamping options) or Clear Beveled glass (which can easily convert to LED by purchasing LED replacement lamps sold separately). | OUTDOOR | Bakersville | Outdoor Lighting | Heirloom Bronze | 782 | Aluminum | Clear Beveled Glass |  |  |  | 1 Medium A19 100w |  | 1 | No | [14 empty] | 0 | [12 empty] | 24.5 | 49 | 73.5 | W:6 1/2'' H:11'' E:7 3/4'' |  |  |  | 6.5 | 11 | Cap Nuts |  |  |  |  | 7.75 |  | No |  | No | [21 empty] | DP:7/8'' W:4 3/4'' H:6 3/8'' OB UP:3 5/16'' Irregular |  |  |  | 6.5 | Black/White |  |  | Hardwired | 0 | 0 | 0 | 0 | 1 | 0 | 0 | 1 | 0 | 0 | 0 | 785652079313 | [15 empty] | ETL Wet | cETL Wet | BAKERSVILLE 1L DOWN LANTERN-782 | Small One Light Outdoor Wall Lantern |  | 88937-782.jpg | 88937.jpg
88940-12 | One Light Outdoor Wall Lantern | Bakersville outdoor lighting fixtures from Sea Gull Lighting are made to complement a wide range of architectural styles. Each light is crafted from high quality, durable steel and aluminum to provide you sensible style that lasts. The large, 1-light outdoor wall lantern is offered in Heirloom Bronze with Satin Etched glass or Clear Beveled glass. The remaining assortment of wall lanterns in three sizes and a Flush mount ceiling fixture are offered in a Black Powdercoat finish with Satin Etched glass (with ENERGY-STAR-qualified LED lamping options) or Clear Beveled glass (which can easily convert to LED by purchasing LED replacement lamps sold separately). | OUTDOOR | Bakersville | Outdoor Lighting | Black | 12 | Aluminum |  |  |  |  | 1 Medium A19 100w |  | 1 | No | [14 empty] | 0 | [12 empty] | 19.98 | 39.96 | 59.94 | W:6 1/2'' H:15 1/2'' E:7 3/4'' | 2 |  |  | 6.5 | 15.5 | Wall / Bath |  |  |  |  | 7.75 |  | No |  | No | [21 empty] | DP:7/8'' W:4 11/16'' H:6 3/8'' OB UP:12 1/4'' OB DOWN:3 1/4'' Irregular |  |  |  | 6.5 |  |  |  | Hardwired | 0 | 0 | 0 | 0 | 1 | 0 | 0 | 1 | 0 | 0 | 0 | 785652020612 | 12 | 8.25 | 7.25 | 2.1 | 0.415 | 175 | Yes | [8 empty] | ETL Wet | cETL Wet | BAKERSVILLE 1L LANTERN-12 | One Light Outdoor Wall Lantern |  | 88940-12.jpg | 88940.jpg
88940-782 | One Light Outdoor Wall Lantern | Bakersville outdoor lighting fixtures from Sea Gull Lighting are made to complement a wide range of architectural styles. Each light is crafted from high quality, durable steel and aluminum to provide you sensible style that lasts. The large, 1-light outdoor wall lantern is offered in Heirloom Bronze with Satin Etched glass or Clear Beveled glass. The remaining assortment of wall lanterns in three sizes and a Flush mount ceiling fixture are offered in a Black Powdercoat finish with Satin Etched glass (with ENERGY-STAR-qualified LED lamping options) or Clear Beveled glass (which can easily convert to LED by purchasing LED replacement lamps sold separately). | OUTDOOR | Bakersville | Outdoor Lighting | Heirloom Bronze | 782 | Aluminum | Clear Curved Beveled Glass | W:2.9375" H:5.28125" |  |  | 1 Medium A19 100w |  | 1 | No | [14 empty] | 0 | [12 empty] | 19.98 | 39.96 | 59.94 | W:6 1/2'' H:15 1/2'' E:7 3/4'' | 2 |  |  | 6.5 | 15.5 | Wall / Bath |  |  |  |  | 7.75 |  | No |  | No | [21 empty] | DP:7/8'' W:4 11/16'' H:6 3/8'' OB UP:12 1/4'' OB DOWN:3 1/4'' Irregular |  |  |  | 6.5 |  |  |  | Hardwired | 0 | 0 | 0 | 0 | 1 | 0 | 0 | 1 | 0 | 0 | 0 | 785652020629 | 13.75 | 8.25 | 9.5 | 2.7 | 0.624 | 175 | Yes | [8 empty] | ETL Wet | cETL Wet | BAKERSVILLE 1L LANTERN-782 | One Light Outdoor Wall Lantern |  | 88940-782.jpg | 88940.jpg
88941-12 | One Light Outdoor Wall Lantern | Bakersville outdoor lighting fixtures from Sea Gull Lighting are made to complement a wide range of architectural styles. Each light is crafted from high quality, durable steel and aluminum to provide you sensible style that lasts. The large, 1-light outdoor wall lantern is offered in Heirloom Bronze with Satin Etched glass or Clear Beveled glass. The remaining assortment of wall lanterns in three sizes and a Flush mount ceiling fixture are offered in a Black Powdercoat finish with Satin Etched glass (with ENERGY-STAR-qualified LED lamping options) or Clear Beveled glass (which can easily convert to LED by purchasing LED replacement lamps sold separately). | OUTDOOR | Bakersville | Outdoor Lighting | Black | 12 | Aluminum |  |  |  |  | 1 Medium A19 100w |  | 1 | No | [14 empty] | 0 | [12 empty] | 28.48 | 56.96 | 85.44 | W:7 3/4'' H:17'' E:8 1/2'' | 2.8 |  |  | 7.75 | 17 | Wall / Bath |  |  |  |  | 8.5 |  | No |  | No | [21 empty] | DP:7/8'' W:4 11/16'' H:6 3/8'' OB UP:14'' OB DOWN:3'' Irregular |  |  |  | 6.5 |  |  |  | Hardwired | 0 | 0 | 0 | 0 | 1 | 0 | 0 | 1 | 0 | 0 | 0 | 785652020643 | 14.75 | 9.75 | 9.75 | 3.7 | 0.811 | 175 | Yes | [8 empty] | ETL Wet | cETL Wet | BAKERSVILLE 1L LANTERN-12 | One Light Outdoor Wall Lantern |  | 88941-12.jpg | 88941.jpg
88941-782 | One Light Outdoor Wall Lantern | Bakersville outdoor lighting fixtures from Sea Gull Lighting are made to complement a wide range of architectural styles. Each light is crafted from high quality, durable steel and aluminum to provide you sensible style that lasts. The large, 1-light outdoor wall lantern is offered in Heirloom Bronze with Satin Etched glass or Clear Beveled glass. The remaining assortment of wall lanterns in three sizes and a Flush mount ceiling fixture are offered in a Black Powdercoat finish with Satin Etched glass (with ENERGY-STAR-qualified LED lamping options) or Clear Beveled glass (which can easily convert to LED by purchasing LED replacement lamps sold separately). | OUTDOOR | Bakersville | Outdoor Lighting | Heirloom Bronze | 782 | Aluminum |  |  |  |  | 1 Medium A19 100w |  | 1 | No | [14 empty] | 0 | [12 empty] | 28.48 | 56.96 | 85.44 | W:7 3/4'' H:17'' E:8 1/2'' | 2.8 |  |  | 7.75 | 17 | Wall / Bath |  |  |  |  | 8.5 |  | No |  | No | [21 empty] | DP:7/8'' W:4 11/16'' H:6 3/8'' OB UP:14'' OB DOWN:3'' Irregular |  |  |  | 6.5 |  |  |  | Hardwired | 0 | 0 | 0 | 0 | 1 | 0 | 0 | 1 | 0 | 0 | 0 | 785652020636 | 9.5 | 9.5 | 13 | 3.6 | 0.679 | 175 | Yes | [8 empty] | ETL Wet | cETL Wet | BAKERSVILLE 1L LANTERN-782 | One Light Outdoor Wall Lantern |  | 88941-782.jpg | 88941.jpg
89025-12 | One Light Outdoor Post Lantern | The traditional design accents and pleasant proportions of the Brentwood outdoor lighting collection from Sea Gull Lighting make it a versatile selection for any home. Offered in either a Black Powdercoat or White Powdercoat finish, and either Clear or White Glass. The assortment offered in both finishes includes a small one-light outdoor wall lantern, a medium one-uplight outdoor wall lantern, a medium one-downlight outdoor wall lantern, a large one-light wall lantern, a one-light outdoor pendant and a one-light outdoor post lantern. In the Black Powdercoat finish only, a two-light outdoor ceiling flush mount is also available. Most of these fixtures easily convert to LED by purchasing LED replacement lamps sold separately. | OUTDOOR | Brentwood | Outdoor Lighting | Black | 12 | Die Cast Aluminum | Smooth White Glass | W:5.25" H:11" |  |  | 1 Medium A19 100w |  | 1 | No | [14 empty] | 0 | [12 empty] | 74.98 | 149.96 | 224.94 | D:13'' H:25 3/4'' | 7.8 | 13 |  |  | 25.75 | Post | [6 empty] | No |  | No | [25 empty] | 6.5 | Black/White |  |  | Hardwired | 0 | 0 | 0 | 0 | 1 | 0 | 0 | 1 | 0 | 0 | 0 | 785652025235 | 21.25 | 14.5 | 13.25 | 8 | 2.363 | 250 | Yes | [8 empty] | UL Wet | cUL Wet | BRENTWOOD 1L POST-12 | One Light Outdoor Post Lantern |  | 89025-12.jpg | 8231BL.jpg
89025EN3-12 | One Light Outdoor Post Lantern | The traditional design accents and pleasant proportions of the Brentwood outdoor lighting collection from Sea Gull Lighting make it a versatile selection for any home. Offered in either a Black Powdercoat or White Powdercoat finish, and either Clear or White Glass. The assortment offered in both finishes includes a small one-light outdoor wall lantern, a medium one-uplight outdoor wall lantern, a medium one-downlight outdoor wall lantern, a large one-light wall lantern, a one-light outdoor pendant and a one-light outdoor post lantern. In the Black Powdercoat finish only, a two-light outdoor ceiling flush mount is also available. Most of these fixtures easily convert to LED by purchasing LED replacement lamps sold separately. | OUTDOOR | Brentwood | Outdoor Lighting | Black | 12 | Die Cast Aluminum | Smooth White Glass | W:5.25" H:11" |  |  | 1 Medium A19 9.3w |  | 1 | Yes | [14 empty] | 0 | [12 empty] | 74.95 | 149.9 | 224.85 | D:13'' H:25 3/4'' | 7.8 | 13 |  |  | 25.75 | Post | [6 empty] | No |  | No | [25 empty] | 6.5 | Black/White |  |  | Hardwired | 0 | 0 | 0 | 1 | 1 | 0 | 0 | 0 | 0 | 0 | 0 | 785652053160 | 21.256 | 14.5 | 13.25 | 8 | 2.363 | 250 | Yes | [8 empty] | UL Wet | cUL Wet | BRENTWOOD 1L POST-12 | One Light Outdoor Post Lantern |  | 89025EN3-12.jpg | 89025.jpg
89029-12 | One Light Outdoor Wall Lantern | A bit of Shaker minimalism mixed with Arts and Crafts styling defines the transitional Hunnington outdoor lighting collection by Sea Gull Lighting. Equally at home in the city or the country, this timeless style will enhance the appearance of a home’s entrance with its clean, crisp lines. Offered in Weathered Pewter or Black finishes, with either Etched Seeded glass or Clear Seeded glass, the assortment includes a one-light outdoor pendant, small and large one-light outdoor wall lanterns, a one-light out door post lantern and a two-light outdoor ceiling flush mount. Both incandescent lamping and ENERGY STAR-qualified LED lamping (for those fixtures with the Etched Seeded glass) are available for most of the fixtures, and some can easily convert to LED by purchasing LED replacement lamps sold separately (for those with the Clear Seeded glass). | OUTDOOR | Hunnington | Outdoor Lighting | Black | 12 | Aluminum | Etched Seeded Glass | L:3.25" W:3.25" H:6" |  |  | 1 Medium A19 60w |  | 1 | No | [14 empty] | 0 | [12 empty] | 66.48 | N/A | 199.44 | W:7'' H:11'' E:8 1/2'' | 3.4 |  |  | 7 | 11 | Cap Nuts |  |  |  |  | 8.5 |  | No |  | No | [21 empty] | DP:1'' W:4 3/4'' H:8'' OB UP:3 1/4'' OB DOWN:10 3/4'' Rectangular |  |  |  | 6.5 |  |  |  | Hardwired | 0 | 0 | 0 | 0 | 1 | 0 | 0 | 1 | 0 | 0 | 0 | 785652024689 | 14.5 | 11.5 | 9.75 | 3.8 | 0.941 | 175 | Yes | [9 empty] | cETL Wet | HUNNINGTON 1L LANTERN-12 | One Light Outdoor Wall Lantern |  | 89029-12.jpg | 88025.jpg
89029-57 | One Light Outdoor Wall Lantern | A bit of Shaker minimalism mixed with Arts and Crafts styling defines the transitional Hunnington outdoor lighting collection by Sea Gull Lighting. Equally at home in the city or the country, this timeless style will enhance the appearance of a home’s entrance with its clean, crisp lines. Offered in Weathered Pewter or Black finishes, with either Etched Seeded glass or Clear Seeded glass, the assortment includes a one-light outdoor pendant, small and large one-light outdoor wall lanterns, a one-light out door post lantern and a two-light outdoor ceiling flush mount. Both incandescent lamping and ENERGY STAR-qualified LED lamping (for those fixtures with the Etched Seeded glass) are available for most of the fixtures, and some can easily convert to LED by purchasing LED replacement lamps sold separately (for those with the Clear Seeded glass). | OUTDOOR | Hunnington | Outdoor Lighting | Weathered Pewter | 57 | Aluminum | Etched Seeded Glass | L:3.25" W:3.25" H:6" |  |  | 1 Medium A19 60w |  | 1 | No | [14 empty] | 0 | [12 empty] | 66.48 | N/A | 199.44 | W:7'' H:11'' E:8 1/2'' | 3.4 |  |  | 7 | 11 | Cap Nuts |  |  |  |  | 8.5 |  | No |  | No | [21 empty] | DP:1'' W:4 3/4'' H:8'' OB UP:3 1/4'' OB DOWN:10 3/4'' Rectangular |  |  |  | 6.5 |  |  |  | Hardwired | 0 | 0 | 0 | 0 | 1 | 0 | 0 | 1 | 0 | 0 | 0 | 785652024696 | 14.5 | 11.5 | 9.75 | 3.8 | 0.941 | 175 | Yes | [9 empty] | cETL Wet | HUNNINGTON 1L LANTERN-57 | One Light Outdoor Wall Lantern |  | 89029BLE-57.jpg | 89029.jpg
8902997S-12 | Small LED Outdoor Wall Lantern | A bit of Shaker minimalism mixed with Arts and Crafts styling defines the transitional Hunnington outdoor lighting collection by Sea Gull Lighting. Equally at home in the city or the country, this timeless style will enhance the appearance of a home’s entrance with its clean, crisp lines. Offered in Weathered Pewter or Black finishes, with either Etched Seeded glass or Clear Seeded glass, the assortment includes a one-light outdoor pendant, small and large one-light outdoor wall lanterns, a one-light out door post lantern and a two-light outdoor ceiling flush mount. Both incandescent lamping and ENERGY STAR-qualified LED lamping (for those fixtures with the Etched Seeded glass) are available for most of the fixtures, and some can easily convert to LED by purchasing LED replacement lamps sold separately (for those with the Clear Seeded glass). | OUTDOOR | Hunnington | Outdoor Lighting | Black | 12 | Aluminum | Etched Seeded Glass | W:3.25" H:6" |  |  |  |  | 1 | No | 700 | 2700 | 90 | 9 | 120 | 19 - Integrated | MODS - Modules |  | 5 | 100 | LED | 9 | 9 | 50000 | 0 | [12 empty] | 83.98 | N/A | 251.94 | W:7'' H:11'' E:8 1/2'' | 3.4 |  |  | 7 | 11 | Cap Nuts |  |  |  |  | 8.5 |  | No |  | No | [21 empty] | DP:1'' W:4 3/4'' H:8'' OB UP:3 1/4'' OB DOWN:7 3/4'' Rectangular |  |  |  | 6.5 | Black/White |  |  | Hardwired | 0 | 0 | 0 | 0 | 1 | 0 | 0 | 0 | 0 | 0 | 0 | 785652063312 | 15 | 11.25 | 9.5 | 4.1 | 0.928 | 175 | Yes | [9 empty] | cETL Wet | HUNNINGTON LED LANTERN-12 | Small LED Outdoor Wall Lantern |  | 8902997S-12.jpg | 8902991S.jpg
8902997S-57 | Small LED Outdoor Wall Lantern | A bit of Shaker minimalism mixed with Arts and Crafts styling defines the transitional Hunnington outdoor lighting collection by Sea Gull Lighting. Equally at home in the city or the country, this timeless style will enhance the appearance of a home’s entrance with its clean, crisp lines. Offered in Weathered Pewter or Black finishes, with either Etched Seeded glass or Clear Seeded glass, the assortment includes a one-light outdoor pendant, small and large one-light outdoor wall lanterns, a one-light out door post lantern and a two-light outdoor ceiling flush mount. Both incandescent lamping and ENERGY STAR-qualified LED lamping (for those fixtures with the Etched Seeded glass) are available for most of the fixtures, and some can easily convert to LED by purchasing LED replacement lamps sold separately (for those with the Clear Seeded glass). | OUTDOOR | Hunnington | Outdoor Lighting | Weathered Pewter | 57 | Aluminum | Etched Seeded Glass | W:3.25" H:6" |  |  |  |  | 1 | No | 700 | 2700 | 90 | 9 | 120 | 19 - Integrated | MODS - Modules |  | 5 | 100 | LED | 9 | 9 | 50000 | 0 | [12 empty] | 83.98 | N/A | 251.94 | W:7'' H:11'' E:8 1/2'' | 3.4 |  |  | 7 | 11 | Cap Nuts |  |  |  |  | 8.5 |  | No |  | No | [21 empty] | DP:1'' W:4 3/4'' H:8'' OB UP:3 1/4'' OB DOWN:7 3/4'' Rectangular |  |  |  | 6.5 | Black/White |  |  | Hardwired | 0 | 0 | 0 | 0 | 1 | 0 | 0 | 0 | 0 | 0 | 0 | 785652063329 | 14.25 | 11.125 | 9.75 | 4.1 | 0.894 | 175 | Yes | [9 empty] | cETL Wet | HUNNINGTON LED LANTERN-57 | Small LED Outdoor Wall Lantern |  | 8902997S-57.jpg | 8902991S.jpg
89029EN3-12 | One Light Outdoor Wall Lantern | A bit of Shaker minimalism mixed with Arts and Crafts styling defines the transitional Hunnington outdoor lighting collection by Sea Gull Lighting. Equally at home in the city or the country, this timeless style will enhance the appearance of a home’s entrance with its clean, crisp lines. Offered in Weathered Pewter or Black finishes, with either Etched Seeded glass or Clear Seeded glass, the assortment includes a one-light outdoor pendant, small and large one-light outdoor wall lanterns, a one-light out door post lantern and a two-light outdoor ceiling flush mount. Both incandescent lamping and ENERGY STAR-qualified LED lamping (for those fixtures with the Etched Seeded glass) are available for most of the fixtures, and some can easily convert to LED by purchasing LED replacement lamps sold separately (for those with the Clear Seeded glass). | OUTDOOR | Hunnington | Outdoor Lighting | Black | 12 | Aluminum | Etched Seeded Glass | L:3.25" W:3.25" H:6" |  |  | 1 Medium A19 9.3w |  | 1 | Yes | [14 empty] | 0 | [12 empty] | 74.98 | N/A | 224.94 | W:7'' H:11'' E:8 1/2'' | 3.4 |  |  | 7 | 11 | Cap Nuts |  |  |  |  | 8.5 |  | No |  | No | [21 empty] | DP:1'' W:4 3/4'' H:8'' OB UP:3 1/4'' OB DOWN:7 3/4'' Rectangular |  |  |  | 6.5 | Black/White |  |  | Hardwired | 0 | 0 | 0 | 1 | 1 | 0 | 0 | 0 | 0 | 0 | 0 | 785652045967 | 14.5 | 11.5 | 9.75 | 4 | 0.941 | 175 | Yes | [9 empty] | cETL Wet | HUNNINGTON 1L LANTERN-12 | One Light Outdoor Wall Lantern |  | 89029EN3-12.jpg | 89029.jpg
89029EN3-57 | One Light Outdoor Wall Lantern | A bit of Shaker minimalism mixed with Arts and Crafts styling defines the transitional Hunnington outdoor lighting collection by Sea Gull Lighting. Equally at home in the city or the country, this timeless style will enhance the appearance of a home’s entrance with its clean, crisp lines. Offered in Weathered Pewter or Black finishes, with either Etched Seeded glass or Clear Seeded glass, the assortment includes a one-light outdoor pendant, small and large one-light outdoor wall lanterns, a one-light out door post lantern and a two-light outdoor ceiling flush mount. Both incandescent lamping and ENERGY STAR-qualified LED lamping (for those fixtures with the Etched Seeded glass) are available for most of the fixtures, and some can easily convert to LED by purchasing LED replacement lamps sold separately (for those with the Clear Seeded glass). | OUTDOOR | Hunnington | Outdoor Lighting | Weathered Pewter | 57 | Aluminum | Etched Seeded Glass | L:3.25" W:3.25" H:6" |  |  | 1 Medium A19 9.3w |  | 1 | Yes | [14 empty] | 0 | [12 empty] | 74.98 | N/A | 224.94 | W:7'' H:11'' E:8 1/2'' | 3.4 |  |  | 7 | 11 | Cap Nuts |  |  |  |  | 8.5 |  | No |  | No | [21 empty] | DP:1'' W:4 3/4'' H:8'' OB UP:3 1/4'' OB DOWN:7 3/4'' Rectangular |  |  |  | 6.5 | Black/White |  |  | Hardwired | 0 | 0 | 0 | 1 | 1 | 0 | 0 | 0 | 0 | 0 | 0 | 785652045981 | 14.5 | 11.5 | 9.75 | 4 | 0.941 | 175 | Yes | [9 empty] | cETL Wet | HUNNINGTON 1L LANTERN-57 | One Light Outdoor Wall Lantern |  | 89029EN3-57.jpg | 89029.jpg
89031-12 | One Light Outdoor Wall Lantern | A bit of Shaker minimalism mixed with Arts and Crafts styling defines the transitional Hunnington outdoor lighting collection by Sea Gull Lighting. Equally at home in the city or the country, this timeless style will enhance the appearance of a home’s entrance with its clean, crisp lines. Offered in Weathered Pewter or Black finishes, with either Etched Seeded glass or Clear Seeded glass, the assortment includes a one-light outdoor pendant, small and large one-light outdoor wall lanterns, a one-light out door post lantern and a two-light outdoor ceiling flush mount. Both incandescent lamping and ENERGY STAR-qualified LED lamping (for those fixtures with the Etched Seeded glass) are available for most of the fixtures, and some can easily convert to LED by purchasing LED replacement lamps sold separately (for those with the Clear Seeded glass). | OUTDOOR | Hunnington | Outdoor Lighting | Black | 12 | Aluminum | Etched Seeded Glass | L:4" W:4" H:8.75" |  |  | 1 Medium A19 100w |  | 1 | No | [14 empty] | 0 | [12 empty] | 90.98 | N/A | 272.94 | W:9'' H:14'' E:10 1/2'' | 5.2 |  |  | 9 | 14 | Cap Nuts |  |  |  |  | 10.5 |  | No |  | No | [21 empty] | DP:1'' W:4 3/4'' H:8'' OB UP:3 1/4'' OB DOWN:10 3/4'' Rectangular |  |  |  | 6.5 |  |  |  | Hardwired | 0 | 0 | 0 | 0 | 1 | 0 | 0 | 1 | 0 | 0 | 0 | 785652024702 | 17.5 | 13.25 | 12 | 5.8 | 1.61 | 250 | Yes | [9 empty] | cETL Wet | HUNNINGTON 1L LANTERN-12 | One Light Outdoor Wall Lantern |  | 89031BLE-12.jpg | 89031.jpg
89031-57 | One Light Outdoor Wall Lantern | A bit of Shaker minimalism mixed with Arts and Crafts styling defines the transitional Hunnington outdoor lighting collection by Sea Gull Lighting. Equally at home in the city or the country, this timeless style will enhance the appearance of a home’s entrance with its clean, crisp lines. Offered in Weathered Pewter or Black finishes, with either Etched Seeded glass or Clear Seeded glass, the assortment includes a one-light outdoor pendant, small and large one-light outdoor wall lanterns, a one-light out door post lantern and a two-light outdoor ceiling flush mount. Both incandescent lamping and ENERGY STAR-qualified LED lamping (for those fixtures with the Etched Seeded glass) are available for most of the fixtures, and some can easily convert to LED by purchasing LED replacement lamps sold separately (for those with the Clear Seeded glass). | OUTDOOR | Hunnington | Outdoor Lighting | Weathered Pewter | 57 | Aluminum | Etched Seeded Glass | L:4" W:4" H:8.75" |  |  | 1 Medium A19 100w |  | 1 | No | [14 empty] | 0 | [12 empty] | 97.98 | N/A | 293.94 | W:9'' H:14'' E:10 1/2'' | 5.2 |  |  | 9 | 14 | Cap Nuts |  |  |  |  | 10.5 |  | No |  | No | [21 empty] | DP:1'' W:4 3/4'' H:8'' OB UP:3 1/4'' OB DOWN:10 3/4'' Rectangular |  |  |  | 6.5 |  |  |  | Hardwired | 0 | 0 | 0 | 0 | 1 | 0 | 0 | 1 | 0 | 0 | 0 | 785652024719 | 17.5 | 13.25 | 12 | 5.8 | 1.61 | 250 | Yes | [9 empty] | cETL Wet | HUNNINGTON 1L LANTERN-57 | One Light Outdoor Wall Lantern |  | 89031-57.jpg | 89031.jpg
8903197S-12 | Large LED Outdoor Wall Lantern | A bit of Shaker minimalism mixed with Arts and Crafts styling defines the transitional Hunnington outdoor lighting collection by Sea Gull Lighting. Equally at home in the city or the country, this timeless style will enhance the appearance of a home’s entrance with its clean, crisp lines. Offered in Weathered Pewter or Black finishes, with either Etched Seeded glass or Clear Seeded glass, the assortment includes a one-light outdoor pendant, small and large one-light outdoor wall lanterns, a one-light out door post lantern and a two-light outdoor ceiling flush mount. Both incandescent lamping and ENERGY STAR-qualified LED lamping (for those fixtures with the Etched Seeded glass) are available for most of the fixtures, and some can easily convert to LED by purchasing LED replacement lamps sold separately (for those with the Clear Seeded glass). | OUTDOOR | Hunnington | Outdoor Lighting | Black | 12 | Aluminum | Undefined Glass | W:4" H:8.75" |  |  |  |  | 1 | No | 1000 | 2700 | 90 | 14 | 120 | 19 - Integrated | MODS - Modules |  | 5 | 100 | LED | 14 | 14 | 50000 | 0 | [12 empty] | 111.48 | N/A | 334.44 | W:9'' H:14'' E:10 1/2'' | 5.2 |  |  | 9 | 14 | Cap Nuts |  |  |  |  | 10.5 |  | No |  | No | [21 empty] | DP:1'' W:4 3/4'' H:8'' OB UP:3 1/4'' OB DOWN:10 3/4'' Rectangular |  |  |  | 6.5 | Black/White |  |  | Hardwired | 0 | 0 | 0 | 0 | 1 | 0 | 0 | 0 | 0 | 0 | 0 | 785652063336 | 17.5 | 18 | 13.25 | 6.1 | 2.415 | 250 | Yes | [9 empty] | cETL Wet | HUNNINGTON LED LANTERN-12 | Large LED Outdoor Wall Lantern |  | 8903197S-12.jpg | 8903191S.jpg
8903197S-57 | Large LED Outdoor Wall Lantern | A bit of Shaker minimalism mixed with Arts and Crafts styling defines the transitional Hunnington outdoor lighting collection by Sea Gull Lighting. Equally at home in the city or the country, this timeless style will enhance the appearance of a home’s entrance with its clean, crisp lines. Offered in Weathered Pewter or Black finishes, with either Etched Seeded glass or Clear Seeded glass, the assortment includes a one-light outdoor pendant, small and large one-light outdoor wall lanterns, a one-light out door post lantern and a two-light outdoor ceiling flush mount. Both incandescent lamping and ENERGY STAR-qualified LED lamping (for those fixtures with the Etched Seeded glass) are available for most of the fixtures, and some can easily convert to LED by purchasing LED replacement lamps sold separately (for those with the Clear Seeded glass). | OUTDOOR | Hunnington | Outdoor Lighting | Weathered Pewter | 57 | Aluminum | Undefined Glass | W:4" H:8.75" |  |  |  |  | 1 | No | 1000 | 2700 | 90 | 14 | 120 | 19 - Integrated | MODS - Modules |  | 5 | 100 | LED | 14 | 14 | 50000 | 0 | [12 empty] | 111.48 | N/A | 334.44 | W:9'' H:14'' E:10 1/2'' | 5.2 |  |  | 9 | 14 | Cap Nuts |  |  |  |  | 10.5 |  | No |  | No | [21 empty] | DP:1'' W:4 3/4'' H:8'' OB UP:3 1/4'' OB DOWN:10 3/4'' Rectangular |  |  |  | 6.5 | Black/White |  |  | Hardwired | 0 | 0 | 0 | 0 | 1 | 0 | 0 | 0 | 0 | 0 | 0 | 785652063343 | 17.5 | 13.75 | 12 | 6.1 | 1.671 | 250 | Yes | [9 empty] | cETL Wet | HUNNINGTON LED LANTERN-57 | Large LED Outdoor Wall Lantern |  | 8903197S-57.jpg | 8903191S.jpg
89031EN3-12 | One Light Outdoor Wall Lantern | A bit of Shaker minimalism mixed with Arts and Crafts styling defines the transitional Hunnington outdoor lighting collection by Sea Gull Lighting. Equally at home in the city or the country, this timeless style will enhance the appearance of a home’s entrance with its clean, crisp lines. Offered in Weathered Pewter or Black finishes, with either Etched Seeded glass or Clear Seeded glass, the assortment includes a one-light outdoor pendant, small and large one-light outdoor wall lanterns, a one-light out door post lantern and a two-light outdoor ceiling flush mount. Both incandescent lamping and ENERGY STAR-qualified LED lamping (for those fixtures with the Etched Seeded glass) are available for most of the fixtures, and some can easily convert to LED by purchasing LED replacement lamps sold separately (for those with the Clear Seeded glass). | OUTDOOR | Hunnington | Outdoor Lighting | Black | 12 | Aluminum | Etched Seeded Glass | L:4" W:4" H:8.75" |  |  | 1 Medium A19 9.3w |  | 1 | Yes | [14 empty] | 0 | [12 empty] | 99.98 | N/A | 299.94 | W:9'' H:14'' E:10 1/2'' | 5.2 |  |  | 9 | 14 | Cap Nuts |  |  |  |  | 10.5 |  | No |  | No | [21 empty] | DP:1'' W:4 3/4'' H:8'' OB UP:3 1/4'' OB DOWN:10 3/4'' Rectangular |  |  |  | 6.5 | Black/White |  |  | Hardwired | 0 | 0 | 0 | 1 | 1 | 0 | 0 | 0 | 0 | 0 | 0 | 785652045974 | 17.25 | 13.25 | 12 | 6 | 1.587 | 250 | Yes | [9 empty] | cETL Wet | HUNNINGTON 1L LANTERN-12 | One Light Outdoor Wall Lantern |  | 89031EN3-12.jpg | 89031EN.jpg
89031EN3-57 | One Light Outdoor Wall Lantern | A bit of Shaker minimalism mixed with Arts and Crafts styling defines the transitional Hunnington outdoor lighting collection by Sea Gull Lighting. Equally at home in the city or the country, this timeless style will enhance the appearance of a home’s entrance with its clean, crisp lines. Offered in Weathered Pewter or Black finishes, with either Etched Seeded glass or Clear Seeded glass, the assortment includes a one-light outdoor pendant, small and large one-light outdoor wall lanterns, a one-light out door post lantern and a two-light outdoor ceiling flush mount. Both incandescent lamping and ENERGY STAR-qualified LED lamping (for those fixtures with the Etched Seeded glass) are available for most of the fixtures, and some can easily convert to LED by purchasing LED replacement lamps sold separately (for those with the Clear Seeded glass). | OUTDOOR | Hunnington | Outdoor Lighting | Weathered Pewter | 57 | Aluminum | Etched Seeded Glass | L:4" W:4" H:8.75" |  |  | 1 Medium A19 9.3w |  | 1 | Yes | [14 empty] | 0 | [12 empty] | 99.98 | N/A | 299.94 | W:9'' H:14'' E:10 1/2'' | 5.2 |  |  | 9 | 14 | Cap Nuts |  |  |  |  | 10.5 |  | No |  | No | [21 empty] | DP:1'' W:4 3/4'' H:8'' OB UP:3 1/4'' OB DOWN:10 3/4'' Rectangular |  |  |  | 6.5 | Black/White |  |  | Hardwired | 0 | 0 | 0 | 1 | 1 | 0 | 0 | 0 | 0 | 0 | 0 | 785652045998 | 17.25 | 13.25 | 12 | 6 | 1.587 | 250 | Yes | [9 empty] | cETL Wet | HUNNINGTON 1L LANTERN-57 | One Light Outdoor Wall Lantern |  | 89031EN3-57.jpg | 89031.jpg
89062-44 | One Light Outdoor Wall Lantern | The Chatham outdoor lighting collection by Sea Gull Lighting offers a timeless, traditional design with a classic window pane detailing over Frosted Seeded glass or Clear Seeded glass, and crowed with a cupola atop the dramatic mansard roofline. Offered in either a Weathered Copper finish or an Oxidized Bronze finish, the assortment includes a small one-light outdoor wall lantern (available in a Dark Sky version too), a large one-light outdoor wall lantern (available in a Dark Sky version too), a large two-light outdoor wall lantern, one-light or two-light outdoor post lanterns, as well as one-light or two-light outdoor pendants. Both incandescent lamping and ENERGY STAR-qualified LED lamping are available for all of the fixtures, and all incandescent fixtures can convert to LED by purchasing LED replacement lamps sold separately. | OUTDOOR | Chatham | Outdoor Lighting | Weathered Copper | 44 | Brass | Frosted Seeded Glass |  |  |  | 1 Medium A19 100w |  | 1 | No | [14 empty] | 0 | [12 empty] | 93.48 | 186.96 | 280.44 | W:6 3/4'' H:14 1/2'' E:7 1/2'' | 3 |  |  | 6.75 | 14.5 | Cap Nuts |  |  |  |  | 7.5 |  | No |  | No | [21 empty] | DP:5/8'' W:4 3/4'' H:6'' OB UP:6'' OB DOWN:8 1/2'' |  |  |  | 6.5 |  |  | N/A | Hardwired | 0 | 0 | 0 | 0 | 1 | 0 | 0 | 1 | 0 | 0 | 0 | 785652025198 | 18.5 | 10 | 9.75 | 4.4 | 1.044 | 175 | Yes | [8 empty] | UL Wet | cUL Wet | CHATHAM 1L LANTERN-44 | One Light Outdoor Wall Lantern |  | 89062BLE-44.jpg | 846291S.jpg
89062-46 | One Light Outdoor Wall Lantern | The Chatham outdoor lighting collection by Sea Gull Lighting offers a timeless, traditional design with a classic window pane detailing over Frosted Seeded glass or Clear Seeded glass, and crowed with a cupola atop the dramatic mansard roofline. Offered in either a Weathered Copper finish or an Oxidized Bronze finish, the assortment includes a small one-light outdoor wall lantern (available in a Dark Sky version too), a large one-light outdoor wall lantern (available in a Dark Sky version too), a large two-light outdoor wall lantern, one-light or two-light outdoor post lanterns, as well as one-light or two-light outdoor pendants. Both incandescent lamping and ENERGY STAR-qualified LED lamping are available for all of the fixtures, and all incandescent fixtures can convert to LED by purchasing LED replacement lamps sold separately. | OUTDOOR | Chatham | Outdoor Lighting | Oxidized Bronze | 46 | Brass | Frosted Seeded Glass |  |  |  | 1 Medium A19 100w |  | 1 | No | [14 empty] | 0 | [12 empty] | 93.48 | 186.96 | 280.44 | W:6 3/4'' H:14 1/2'' E:7 1/2'' | 3 |  |  | 6.75 | 14.5 | Cap Nuts |  |  |  |  | 7.5 |  | No |  | No | [21 empty] | DP:5/8'' W:4 3/4'' H:6'' OB UP:6'' OB DOWN:8 1/2'' |  |  |  | 6.5 |  |  | N/A | Hardwired | 0 | 0 | 0 | 0 | 1 | 0 | 0 | 1 | 0 | 0 | 0 | 785652025204 | 18.5 | 10 | 9.75 | 4.4 | 1.044 | 175 | Yes | [8 empty] | UL Wet | cUL Wet | CHATHAM 1L LANTERN-46 | One Light Outdoor Wall Lantern |  | 89062BLE-46.jpg | 846291S.jpg
89062EN3-44 | One Light Outdoor Wall Lantern | The Chatham outdoor lighting collection by Sea Gull Lighting offers a timeless, traditional design with a classic window pane detailing over Frosted Seeded glass or Clear Seeded glass, and crowed with a cupola atop the dramatic mansard roofline. Offered in either a Weathered Copper finish or an Oxidized Bronze finish, the assortment includes a small one-light outdoor wall lantern (available in a Dark Sky version too), a large one-light outdoor wall lantern (available in a Dark Sky version too), a large two-light outdoor wall lantern, one-light or two-light outdoor post lanterns, as well as one-light or two-light outdoor pendants. Both incandescent lamping and ENERGY STAR-qualified LED lamping are available for all of the fixtures, and all incandescent fixtures can convert to LED by purchasing LED replacement lamps sold separately. | OUTDOOR | Chatham | Outdoor Lighting | Weathered Copper | 44 | Brass | Frosted Seeded Glass |  |  |  | 1 Medium A19 9.3w |  | 1 | Yes | [14 empty] | 0 | [12 empty] | 99.98 | 199.96 | 299.94 | W:6 3/4'' H:14 1/2'' E:7 1/2'' | 3 |  |  | 6.75 | 14.5 | Cap Nuts |  |  |  |  | 7.5 |  | No |  | No | [21 empty] | DP:5/8'' W:4 3/4'' H:6'' OB UP:6'' OB DOWN:8 1/2'' |  |  |  | 6.5 | Black/White |  | N/A | Hardwired | 0 | 0 | 0 | 1 | 1 | 0 | 0 | 0 | 0 | 0 | 0 | 785652053177 | 18.5 | 10 | 9.75 | 4.4 | 1.044 | 175 | Yes | [8 empty] | UL Wet | cUL Wet | CHATHAM 1L LANTERN-44 | One Light Outdoor Wall Lantern |  | 89062EN3-44.jpg | 8462.jpg
89062EN3-46 | One Light Outdoor Wall Lantern | The Chatham outdoor lighting collection by Sea Gull Lighting offers a timeless, traditional design with a classic window pane detailing over Frosted Seeded glass or Clear Seeded glass, and crowed with a cupola atop the dramatic mansard roofline. Offered in either a Weathered Copper finish or an Oxidized Bronze finish, the assortment includes a small one-light outdoor wall lantern (available in a Dark Sky version too), a large one-light outdoor wall lantern (available in a Dark Sky version too), a large two-light outdoor wall lantern, one-light or two-light outdoor post lanterns, as well as one-light or two-light outdoor pendants. Both incandescent lamping and ENERGY STAR-qualified LED lamping are available for all of the fixtures, and all incandescent fixtures can convert to LED by purchasing LED replacement lamps sold separately. | OUTDOOR | Chatham | Outdoor Lighting | Oxidized Bronze | 46 | Brass | Frosted Seeded Glass |  |  |  | 1 Medium A19 9.3w |  | 1 | Yes | [14 empty] | 0 | [12 empty] | 99.98 | 199.96 | 299.94 | W:6 3/4'' H:14 1/2'' E:7 1/2'' | 3 |  |  | 6.75 | 14.5 | Cap Nuts |  |  |  |  | 7.5 |  | No |  | No | [21 empty] | DP:5/8'' W:4 3/4'' H:6'' OB UP:6'' OB DOWN:8 1/2'' |  |  |  | 6.5 | Black/White |  | N/A | Hardwired | 0 | 0 | 0 | 1 | 1 | 0 | 0 | 0 | 0 | 0 | 0 | 785652053184 | 18.5 | 10 | 9.75 | 4.4 | 1.044 | 175 | Yes | [8 empty] | UL Wet | cUL Wet | CHATHAM 1L LANTERN-46 | One Light Outdoor Wall Lantern |  | 89062EN3-46.jpg | 8462.jpg
8909PEN3-12 | One Light Outdoor Wall Lantern | Perfect for architectural enhancement and applications where less light is needed. Sea Gull Lighting outdoor wall fixtures are made to complement a wide range of architectural styles and crafted from high quality, durable materials to provide you sensible style that lasts. | OUTDOOR | Outdoor Wall | Outdoor Lighting | Black | 12 | Polycarbonate |  |  |  | White Plastic Acrylic | 1 Medium A19 9.3w |  | 1 | Yes | [14 empty] | 0 | [12 empty] | 36.48 | 72.96 | 109.44 | W:4 1/2'' H:7 1/2'' E:5 3/4'' | 1.1 |  |  | 4.5 | 7.5 | Center Lock-Up |  |  |  |  | 5.75 |  | No |  | No | [21 empty] | DP:5 1/2'' W:4 1/2'' H:4 3/4'' OB UP:2 1/2'' OB DOWN:5'' |  |  |  | 6.5 | Black/White |  |  | Hardwired | 0 | 0 | 0 | 1 | 1 | 1 | 0 | 0 | 0 | 0 | 0 | 785652065279 | 9.5 | 7 | 6.75 | 1.2 | 0.26 | 175 | Yes | 6 | 10785652065276 | 21 | 14.18 | 10.38 | 8.9 | 1.789 | Yes |  | cETL Wet | 1L WALL LANTERN-12 | One Light Outdoor Wall Lantern |  | 8909PEN3-12.jpg | 8909PEN3.jpg
89101-12 | One Light Outdoor Wall Lantern | The Wynfield collection by Sea Gull Lighting complements classical home designs with its soft curves and colonial accents. A Black Powdercoat finish over a durable cast aluminum body adds dependable quality to an enduring style. Either Frosted glass or Clear Beveled glass give the fixtures distinct appeal. The assortment includes small, medium and large one-light outdoor wall lanterns, a two-light outdoor wall lantern, a two-light, outdoor post lantern and a two-light outdoor ceiling flush mount. The fixtures with Frosted glass are also available in an ENERGY STAR-qualified LED version, and the one-light fixtures with Clear Beveled glass can easily convert to LED by purchasing LED replacement lamps sold separately. | OUTDOOR | Wynfield | Outdoor Lighting | Black | 12 | Die Cast Aluminum | Frosted Glass |  |  |  | 1 Medium A19 100w |  | 1 | No | [14 empty] | 0 | [12 empty] | 27.98 | 55.96 | 83.94 | W:6'' H:9 3/4'' E:6 3/4'' | 2.6 |  |  | 6 | 9.75 | Cap Nuts |  |  |  |  | 6.75 |  | No |  | No | [21 empty] | DP:3/4'' W:5'' H:5'' OB UP:2 1/2'' |  |  |  | 6.5 |  |  | N/A | Hardwired | 0 | 0 | 0 | 0 | 1 | 0 | 0 | 1 | 0 | 0 | 0 | 785652024993 | 12 | 8 | 8.5 | 3.2 | 0.472 | 125 | Yes | [9 empty] | cETL Wet | WYNFIELD 1L LANTERN-12 | One Light Outdoor Wall Lantern |  | 89101BLE-12.jpg | 89101BL.jpg
89101EN3-12 | One Light Outdoor Wall Lantern | The Wynfield collection by Sea Gull Lighting complements classical home designs with its soft curves and colonial accents. A Black Powdercoat finish over a durable cast aluminum body adds dependable quality to an enduring style. Either Frosted glass or Clear Beveled glass give the fixtures distinct appeal. The assortment includes small, medium and large one-light outdoor wall lanterns, a two-light outdoor wall lantern, a two-light, outdoor post lantern and a two-light outdoor ceiling flush mount. The fixtures with Frosted glass are also available in an ENERGY STAR-qualified LED version, and the one-light fixtures with Clear Beveled glass can easily convert to LED by purchasing LED replacement lamps sold separately. | OUTDOOR | Wynfield | Outdoor Lighting | Black | 12 | Die Cast Aluminum | Frosted Glass |  |  |  | 1 Medium A19 9.3w |  | 1 | Yes | [14 empty] | 0 | [12 empty] | 34.98 | 69.96 | 104.94 | W:6'' H:9 3/4'' E:6 3/4'' | 2.6 |  |  | 6 | 9.75 | Cap Nuts |  |  |  |  | 6.75 |  | No |  | No | [21 empty] | DP:3/4'' W:5'' H:5'' OB UP:2 1/2'' |  |  |  | 6.5 | Black/White |  | N/A | Hardwired | 0 | 0 | 0 | 1 | 1 | 0 | 0 | 0 | 0 | 0 | 0 | 785652053191 | 12 | 8 | 8.5 | 3.2 | 0.472 | 125 | Yes | [9 empty] | cETL Wet | WYNFIELD 1L LANTERN-12 | One Light Outdoor Wall Lantern |  | 89101EN3-12.jpg | 89101.jpg
89102-12 | One Light Outdoor Wall Lantern | The Wynfield collection by Sea Gull Lighting complements classical home designs with its soft curves and colonial accents. A Black Powdercoat finish over a durable cast aluminum body adds dependable quality to an enduring style. Either Frosted glass or Clear Beveled glass give the fixtures distinct appeal. The assortment includes small, medium and large one-light outdoor wall lanterns, a two-light outdoor wall lantern, a two-light, outdoor post lantern and a two-light outdoor ceiling flush mount. The fixtures with Frosted glass are also available in an ENERGY STAR-qualified LED version, and the one-light fixtures with Clear Beveled glass can easily convert to LED by purchasing LED replacement lamps sold separately. | OUTDOOR | Wynfield | Outdoor Lighting | Black | 12 | Die Cast Aluminum | Frosted Glass |  |  |  | 1 Medium A19 100w |  | 1 | No | [14 empty] | 0 | [12 empty] | 42.48 | 84.96 | 127.44 | W:6 1/4'' H:19 3/4'' E:10'' | 4.3 |  |  | 6.25 | 19.75 | Cap Nuts |  |  |  |  | 10 |  | No |  | No | [21 empty] | DP:1'' W:5'' H:9'' OB UP:15 1/4'' |  |  |  | 6.5 |  |  | N/A | Hardwired | 0 | 0 | 0 | 0 | 1 | 0 | 0 | 1 | 0 | 0 | 0 | 785652025006 | 17.5 | 12.25 | 8.25 | 5.4 | 1.023 | 175 | Yes | [9 empty] | cETL Wet | WYNFIELD 1L LANTERN-12 | One Light Outdoor Wall Lantern |  | 89102BLE-12.jpg | 89102BL.jpg
89102EN3-12 | One Light Outdoor Wall Lantern | The Wynfield collection by Sea Gull Lighting complements classical home designs with its soft curves and colonial accents. A Black Powdercoat finish over a durable cast aluminum body adds dependable quality to an enduring style. Either Frosted glass or Clear Beveled glass give the fixtures distinct appeal. The assortment includes small, medium and large one-light outdoor wall lanterns, a two-light outdoor wall lantern, a two-light, outdoor post lantern and a two-light outdoor ceiling flush mount. The fixtures with Frosted glass are also available in an ENERGY STAR-qualified LED version, and the one-light fixtures with Clear Beveled glass can easily convert to LED by purchasing LED replacement lamps sold separately. | OUTDOOR | Wynfield | Outdoor Lighting | Black | 12 | Die Cast Aluminum | Frosted Glass |  |  |  | 1 Medium A19 9.3w |  | 1 | Yes | [14 empty] | 0 | [12 empty] | 49.98 | 99.96 | 149.94 | W:6 1/4'' H:19 3/4'' E:10'' | 4.3 |  |  | 6.25 | 19.75 | Cap Nuts |  |  |  |  | 10 |  | No |  | No | [21 empty] | DP:1'' W:5'' H:9'' OB UP:15 1/4'' |  |  |  | 6.5 | Black/White |  | N/A | Hardwired | 0 | 0 | 0 | 1 | 1 | 0 | 0 | 0 | 0 | 0 | 0 | 785652053207 | 17.5 | 12.25 | 8.25 | 5.4 | 1.023 | 175 | Yes | [9 empty] | cUL Wet | WYNFIELD 1L LANTERN-12 | One Light Outdoor Wall Lantern |  | 89102EN3-12.jpg | 89102.jpg
89103-12 | One Light Outdoor Wall Lantern | The Wynfield collection by Sea Gull Lighting complements classical home designs with its soft curves and colonial accents. A Black Powdercoat finish over a durable cast aluminum body adds dependable quality to an enduring style. Either Frosted glass or Clear Beveled glass give the fixtures distinct appeal. The assortment includes small, medium and large one-light outdoor wall lanterns, a two-light outdoor wall lantern, a two-light, outdoor post lantern and a two-light outdoor ceiling flush mount. The fixtures with Frosted glass are also available in an ENERGY STAR-qualified LED version, and the one-light fixtures with Clear Beveled glass can easily convert to LED by purchasing LED replacement lamps sold separately. | OUTDOOR | Wynfield | Outdoor Lighting | Black | 12 | Die Cast Aluminum | Frosted Glass |  |  |  | 1 Medium A19 100w |  | 1 | No | [14 empty] | 0 | [12 empty] | 67.48 | 134.96 | 202.44 | W:7 3/4'' H:23 1/2'' E:10 3/4'' | 6.6 |  |  | 7.75 | 23.5 | Cap Nuts |  |  |  |  | 10.75 |  | No |  | No | [21 empty] | DP:1'' W:5'' H:12'' OB UP:16'' |  |  |  | 6.5 |  |  | N/A | Hardwired | 0 | 0 | 0 | 0 | 1 | 0 | 0 | 1 | 0 | 0 | 0 | 785652025013 | 21 | 14 | 10.5 | 8.2 | 1.786 | 175 | Yes | [9 empty] | cETL Wet | WYNFIELD 1L LANTERN-12 | One Light Outdoor Wall Lantern |  | 89103BLE-12.jpg | 89103BL.jpg
89103EN3-12 | One Light Outdoor Wall Lantern | The Wynfield collection by Sea Gull Lighting complements classical home designs with its soft curves and colonial accents. A Black Powdercoat finish over a durable cast aluminum body adds dependable quality to an enduring style. Either Frosted glass or Clear Beveled glass give the fixtures distinct appeal. The assortment includes small, medium and large one-light outdoor wall lanterns, a two-light outdoor wall lantern, a two-light, outdoor post lantern and a two-light outdoor ceiling flush mount. The fixtures with Frosted glass are also available in an ENERGY STAR-qualified LED version, and the one-light fixtures with Clear Beveled glass can easily convert to LED by purchasing LED replacement lamps sold separately. | OUTDOOR | Wynfield | Outdoor Lighting | Black | 12 | Die Cast Aluminum | Frosted Glass |  |  |  | 1 Medium A19 9.3w |  | 1 | Yes | [14 empty] | 0 | [12 empty] | 74.98 | 149.96 | 224.94 | W:7 3/4'' H:23 1/2'' E:10 3/4'' | 6.6 |  |  | 7.75 | 23.5 | Cap Nuts |  |  |  |  | 10.75 |  | No |  | No | [21 empty] | DP:1'' W:5'' H:12'' OB UP:16'' |  |  |  | 6.5 | Black/White |  | N/A | Hardwired | 0 | 0 | 0 | 1 | 1 | 0 | 0 | 0 | 0 | 0 | 0 | 785652053214 | 21 | 14 | 10.5 | 8.2 | 1.786 | 175 | Yes | [9 empty] | cETL Wet | WYNFIELD 1L LANTERN-12 | One Light Outdoor Wall Lantern |  | 89103EN3-12.jpg | 89103.jpg
89104-12 | Small One Light Outdoor Wall Lantern | The Wynfield collection by Sea Gull Lighting complements classical home designs with its soft curves and colonial accents. A Black Powdercoat finish over a durable cast aluminum body adds dependable quality to an enduring style. Either Frosted glass or Clear Beveled glass give the fixtures distinct appeal. The assortment includes small, medium and large one-light outdoor wall lanterns, a two-light outdoor wall lantern, a two-light, outdoor post lantern and a two-light outdoor ceiling flush mount. The fixtures with Frosted glass are also available in an ENERGY STAR-qualified LED version, and the one-light fixtures with Clear Beveled glass can easily convert to LED by purchasing LED replacement lamps sold separately. | OUTDOOR | Wynfield | Outdoor Lighting | Black | 12 | Die Cast Aluminum | Frosted Glass |  |  |  | 1 Medium A19 75w |  | 1 | No | [14 empty] | 0 | [12 empty] | 39.5 | 79 | 118.5 | W:5'' H:11 1/4'' E:8'' |  |  |  | 5 | 11.25 | Cap Nuts |  |  |  |  | 8 |  | No |  | No | [21 empty] | DP:7/8'' W:5'' H:7 1/2'' OB UP:4 5/16'' |  |  |  | 6.5 | Black/White |  |  | Hardwired | 0 | 0 | 0 | 0 | 1 | 0 | 0 | 1 | 0 | 0 | 0 | 785652078491 | [16 empty] | cETL Wet | WYNFIELD 1L LANTERN-12 | Small One Light Outdoor Wall Lantern |  | 89104-12.jpg | 89104.jpg
89104EN3-12 | Small One Light Outdoor Wall Lantern | The Wynfield collection by Sea Gull Lighting complements classical home designs with its soft curves and colonial accents. A Black Powdercoat finish over a durable cast aluminum body adds dependable quality to an enduring style. Either Frosted glass or Clear Beveled glass give the fixtures distinct appeal. The assortment includes small, medium and large one-light outdoor wall lanterns, a two-light outdoor wall lantern, a two-light, outdoor post lantern and a two-light outdoor ceiling flush mount. The fixtures with Frosted glass are also available in an ENERGY STAR-qualified LED version, and the one-light fixtures with Clear Beveled glass can easily convert to LED by purchasing LED replacement lamps sold separately. | OUTDOOR | Wynfield | Outdoor Lighting | Black | 12 | Die Cast Aluminum | Frosted Glass |  |  |  | 1 Medium A19 9.3w |  | 1 | Yes | [14 empty] | 0 | [12 empty] | 44.5 | 89 | 133.5 | W:5'' H:11 1/4'' E:8'' |  |  |  | 5 | 11.25 | Cap Nuts |  |  |  |  | 8 |  | No |  | No | [21 empty] | DP:7/8'' W:5'' H:7 1/2'' OB UP:4 5/16'' |  |  |  | 6.5 | Black/White |  |  | Hardwired | 0 | 0 | 0 | 1 | 1 | 0 | 0 | 0 | 0 | 0 | 0 | 785652082856 | [16 empty] | cETL Wet | WYNFIELD 1L LANTERN-12 | Small One Light Outdoor Wall Lantern |  | 89104EN3-12.jpg | 89104EN3.jpg
89129-12 | One Light Outdoor Post Lantern | A bit of Shaker minimalism mixed with Arts and Crafts styling defines the transitional Hunnington outdoor lighting collection by Sea Gull Lighting. Equally at home in the city or the country, this timeless style will enhance the appearance of a home’s entrance with its clean, crisp lines. Offered in Weathered Pewter or Black finishes, with either Etched Seeded glass or Clear Seeded glass, the assortment includes a one-light outdoor pendant, small and large one-light outdoor wall lanterns, a one-light out door post lantern and a two-light outdoor ceiling flush mount. Both incandescent lamping and ENERGY STAR-qualified LED lamping (for those fixtures with the Etched Seeded glass) are available for most of the fixtures, and some can easily convert to LED by purchasing LED replacement lamps sold separately (for those with the Clear Seeded glass). | OUTDOOR | Hunnington | Outdoor Lighting | Black | 12 | Aluminum | Etched Seeded Glass | L:4" W:4" H:8.75" |  |  | 1 Medium A19 100w |  | 1 | No | [14 empty] | 0 | [12 empty] | 78.48 | N/A | 235.44 | L:9'' W:9'' H:15'' | 4.5 |  | 9 | 9 | 15 | Post Mount | [6 empty] | No |  | No | [25 empty] | 6.5 |  |  |  | Hardwired | 0 | 0 | 0 | 0 | 1 | 0 | 0 | 1 | 0 | 0 | 0 | 785652024726 | 19.25 | 12 | 11.5 | 5.4 | 1.537 | 250 | Yes | [9 empty] | cETL Wet | HUNNINGTON 1L POST-12 | One Light Outdoor Post Lantern |  | 89129BL-12.jpg | 89129.jpg
89129-57 | One Light Outdoor Post Lantern | A bit of Shaker minimalism mixed with Arts and Crafts styling defines the transitional Hunnington outdoor lighting collection by Sea Gull Lighting. Equally at home in the city or the country, this timeless style will enhance the appearance of a home’s entrance with its clean, crisp lines. Offered in Weathered Pewter or Black finishes, with either Etched Seeded glass or Clear Seeded glass, the assortment includes a one-light outdoor pendant, small and large one-light outdoor wall lanterns, a one-light out door post lantern and a two-light outdoor ceiling flush mount. Both incandescent lamping and ENERGY STAR-qualified LED lamping (for those fixtures with the Etched Seeded glass) are available for most of the fixtures, and some can easily convert to LED by purchasing LED replacement lamps sold separately (for those with the Clear Seeded glass). | OUTDOOR | Hunnington | Outdoor Lighting | Weathered Pewter | 57 | Aluminum | Etched Seeded Glass | L:4" W:4" H:8.75" |  |  | 1 Medium A19 100w |  | 1 | No | [14 empty] | 0 | [12 empty] | 78.48 | N/A | 235.44 | L:9'' W:9'' H:15'' | 4.5 |  | 9 | 9 | 15 | Post Mount | [6 empty] | No |  | No | [25 empty] | 6.5 |  |  |  | Hardwired | 0 | 0 | 0 | 0 | 1 | 0 | 0 | 1 | 0 | 0 | 0 | 785652024733 | 19.25 | 12 | 11.5 | 5.4 | 1.537 | 250 | Yes | [9 empty] | cETL Wet | HUNNINGTON 1L POST-57 | One Light Outdoor Post Lantern |  | 89129BL-57.jpg | 89129.jpg
89129EN3-12 | One Light Outdoor Post Lantern | A bit of Shaker minimalism mixed with Arts and Crafts styling defines the transitional Hunnington outdoor lighting collection by Sea Gull Lighting. Equally at home in the city or the country, this timeless style will enhance the appearance of a home’s entrance with its clean, crisp lines. Offered in Weathered Pewter or Black finishes, with either Etched Seeded glass or Clear Seeded glass, the assortment includes a one-light outdoor pendant, small and large one-light outdoor wall lanterns, a one-light out door post lantern and a two-light outdoor ceiling flush mount. Both incandescent lamping and ENERGY STAR-qualified LED lamping (for those fixtures with the Etched Seeded glass) are available for most of the fixtures, and some can easily convert to LED by purchasing LED replacement lamps sold separately (for those with the Clear Seeded glass). | OUTDOOR | Hunnington | Outdoor Lighting | Black | 12 | Aluminum | Etched Seeded Glass | L:4" W:4" H:8.75" |  |  | 1 Medium A19 9.3w |  | 1 | Yes | [14 empty] | 0 | [12 empty] | 86.48 | N/A | 259.44 | L:9'' W:9'' H:15'' | 4.5 |  | 9 | 9 | 15 | Post Mount | [6 empty] | No |  | No | [25 empty] | 6.5 | Black/White |  |  | Hardwired | 0 | 0 | 0 | 1 | 1 | 0 | 0 | 0 | 0 | 0 | 0 | 785652046001 | 19.25 | 12 | 11.5 | 5.4 | 1.537 | 250 | Yes | [9 empty] | cETL Wet | HUNNINGTON 1L POST-12 | One Light Outdoor Post Lantern |  | 89129EN3-12.jpg | 89129.jpg
89129EN3-57 | One Light Outdoor Post Lantern | A bit of Shaker minimalism mixed with Arts and Crafts styling defines the transitional Hunnington outdoor lighting collection by Sea Gull Lighting. Equally at home in the city or the country, this timeless style will enhance the appearance of a home’s entrance with its clean, crisp lines. Offered in Weathered Pewter or Black finishes, with either Etched Seeded glass or Clear Seeded glass, the assortment includes a one-light outdoor pendant, small and large one-light outdoor wall lanterns, a one-light out door post lantern and a two-light outdoor ceiling flush mount. Both incandescent lamping and ENERGY STAR-qualified LED lamping (for those fixtures with the Etched Seeded glass) are available for most of the fixtures, and some can easily convert to LED by purchasing LED replacement lamps sold separately (for those with the Clear Seeded glass). | OUTDOOR | Hunnington | Outdoor Lighting | Weathered Pewter | 57 | Aluminum | Etched Seeded Glass | L:4" W:4" H:8.75" |  |  | 1 Medium A19 9.3w |  | 1 | Yes | [14 empty] | 0 | [12 empty] | 86.48 | N/A | 259.44 | L:9'' W:9'' H:15'' | 4.5 |  | 9 | 9 | 15 | Post Mount | [6 empty] | No |  | No | [25 empty] | 6.5 | Black/White |  |  | Hardwired | 0 | 0 | 0 | 1 | 1 | 0 | 0 | 0 | 0 | 0 | 0 | 785652046018 | 19.25 | 12 | 11.5 | 5.4 | 1.537 | 250 | Yes | [9 empty] | cETL Wet | HUNNINGTON 1L POST-57 | One Light Outdoor Post Lantern |  | 89129EN3-57.jpg | 89129.jpg
89131-12 | One Light Outdoor Wall Lantern | There is real curb appeal in the design details of the Herrington outdoor lighting collection by Sea Gull Lighting. Traditional elements are updated with contemporary lines with a sense of Asian-inspired styling. In a classic Black finish, the assortment is offered in both Clear Seeded and Etched White glass and includes a small and large one-light outdoor wall lanterns, a one-light outdoor pendant, a one-light outdoor post lantern and a two-light outdoor ceiling flush mount. Herrington is available in incandescent and ENERGY STAR-qualified LED models (Etched White Glass fixtures only), and all fixtures can easily convert to LED by purchasing LED replacement lamps sold separately. | OUTDOOR | Herrington | Outdoor Lighting | Black | 12 | Aluminum | Etched / White Inside Glass | L:3.25" W:4.9375" H:5.25" |  |  | 1 Medium A19 100w |  | 1 | No | [14 empty] | 0 | [12 empty] | 30.48 | N/A | 91.44 | W:6'' H:10'' E:9'' | 2.8 |  |  | 6 | 10 | Cap Nuts |  |  |  |  | 9 |  | No |  | No | [21 empty] | DP:13/16'' W:4 1/4'' H:6 5/16'' OB UP:3 1/4'' OB DOWN:6 3/4'' Rectangular |  |  |  | 6.5 |  |  |  | Hardwired | 0 | 0 | 0 | 0 | 1 | 0 | 0 | 1 | 0 | 0 | 0 | 785652025136 | 12.5 | 11 | 8 | 3.3 | 0.637 | 175 | Yes | [8 empty] | ETL Wet | cETL Wet | HERRINGTON 1L LANTERN-12 | One Light Outdoor Wall Lantern |  | 89131BLE-12.jpg | 89131BLE.jpg
89131EN3-12 | One Light Outdoor Wall Lantern | There is real curb appeal in the design details of the Herrington outdoor lighting collection by Sea Gull Lighting. Traditional elements are updated with contemporary lines with a sense of Asian-inspired styling. In a classic Black finish, the assortment is offered in both Clear Seeded and Etched White glass and includes a small and large one-light outdoor wall lanterns, a one-light outdoor pendant, a one-light outdoor post lantern and a two-light outdoor ceiling flush mount. Herrington is available in incandescent and ENERGY STAR-qualified LED models (Etched White Glass fixtures only), and all fixtures can easily convert to LED by purchasing LED replacement lamps sold separately. | OUTDOOR | Herrington | Outdoor Lighting | Black | 12 | Aluminum | Etched / White Inside Glass | L:3.25" W:4.9375" H:5.25" |  |  | 1 Medium A19 9.3w |  | 1 | Yes | [14 empty] | 0 | [12 empty] | 36.98 | N/A | 110.94 | W:6'' H:10'' E:9'' | 2.8 |  |  | 6 | 10 | Cap Nuts |  |  |  |  | 9 |  | No |  | No | [21 empty] | DP:13/16'' W:4 1/4'' H:6 5/16'' OB UP:3 1/4'' OB DOWN:6 3/4'' Rectangular |  |  |  | 6.5 | Black/White |  |  | Hardwired | 0 | 0 | 0 | 1 | 1 | 0 | 0 | 0 | 0 | 0 | 0 | 785652053221 | 13.25 | 11 | 8 | 3.8 | 0.675 | 175 | Yes | [8 empty] | ETL Wet | cETL Wet | HERRINGTON 1L LANTERN-12 | One Light Outdoor Wall Lantern |  | 89131EN3-12.jpg | 89131.jpg
89132-12 | One Light Outdoor Wall Lantern | There is real curb appeal in the design details of the Herrington outdoor lighting collection by Sea Gull Lighting. Traditional elements are updated with contemporary lines with a sense of Asian-inspired styling. In a classic Black finish, the assortment is offered in both Clear Seeded and Etched White glass and includes a small and large one-light outdoor wall lanterns, a one-light outdoor pendant, a one-light outdoor post lantern and a two-light outdoor ceiling flush mount. Herrington is available in incandescent and ENERGY STAR-qualified LED models (Etched White Glass fixtures only), and all fixtures can easily convert to LED by purchasing LED replacement lamps sold separately. | OUTDOOR | Herrington | Outdoor Lighting | Black | 12 | Aluminum | Etched / White Inside Glass | L:3.1875" W:5.15625" H:6.25" |  |  | 1 Medium A19 100w |  | 1 | No | [14 empty] | 0 | [12 empty] | 33.98 | N/A | 101.94 | W:7 1/4'' H:11 3/4'' E:9 1/2'' | 3.4 |  |  | 7.25 | 11.75 | Cap Nuts |  |  |  |  | 9.5 |  | No |  | No | [21 empty] | DP:13/16'' W:4 1/4'' H:6 5/16'' OB UP:3 1/4'' OB DOWN:8 1/2'' Rectangular |  |  |  | 6.5 |  |  |  | Hardwired | 0 | 0 | 0 | 0 | 1 | 0 | 0 | 1 | 0 | 0 | 0 | 785652025143 | 14.5 | 11.25 | 9.5 | 4.2 | 0.897 | 175 | Yes | [9 empty] | cETL Wet | HERRINGTON 1L LANTERN-12 | One Light Outdoor Wall Lantern |  | 89132BLE-12.jpg | 89132BLE.jpg
89132EN3-12 | One Light Outdoor Wall Lantern | There is real curb appeal in the design details of the Herrington outdoor lighting collection by Sea Gull Lighting. Traditional elements are updated with contemporary lines with a sense of Asian-inspired styling. In a classic Black finish, the assortment is offered in both Clear Seeded and Etched White glass and includes a small and large one-light outdoor wall lanterns, a one-light outdoor pendant, a one-light outdoor post lantern and a two-light outdoor ceiling flush mount. Herrington is available in incandescent and ENERGY STAR-qualified LED models (Etched White Glass fixtures only), and all fixtures can easily convert to LED by purchasing LED replacement lamps sold separately. | OUTDOOR | Herrington | Outdoor Lighting | Black | 12 | Aluminum | Etched / White Inside Glass | L:3.1875" W:5.15625" H:6.25" |  |  | 1 Medium A19 9.3w |  | 1 | Yes | [14 empty] | 0 | [12 empty] | 41.98 | N/A | 125.94 | W:7 1/4'' H:11 3/4'' E:9 1/2'' | 3.4 |  |  | 7.25 | 11.75 | Cap Nuts |  |  |  |  | 9.5 |  | No |  | No | [21 empty] | DP:13/16'' W:4 1/4'' H:6 5/16'' OB UP:3 1/4'' OB DOWN:8 1/2'' Rectangular |  |  |  | 6.5 | Black/White |  |  | Hardwired | 0 | 0 | 0 | 1 | 1 | 0 | 0 | 0 | 0 | 0 | 0 | 785652053238 | 14.5 | 11.25 | 9.5 | 4.2 | 0.897 | 175 | Yes | [9 empty] | cETL Wet | HERRINGTON 1L LANTERN-12 | One Light Outdoor Wall Lantern |  | 89132EN3-12.jpg | 89132EN3.jpg
89181-71 | One Light Outdoor Wall Lantern | Create a warm and inviting welcome day or night with the pagoda-inspired, transitional styling of the Hermitage outdoor lighting collection by Sea Gull Lighting offered in three, rich combinations -- Antique Bronze with Frosted glass (available with incandescent or ENERGY STAR-qualified LED lamping), Antique Bronze with Clear glass or Antique Brushed Nickel with Clear glass (some of which can easily convert to LED by purchasing LED replacement lamps sold separately). The assortment includes a small one-light outdoor wall lantern, a large one-light outdoor wall lantern, a three-light outdoor wall lantern, a three-light outdoor pendant and a three-light outdoor post lantern. | OUTDOOR | Hermitage | Outdoor Lighting | Antique Bronze | 71 | Aluminum | Frosted Glass | D:5.25" H:6.625" |  |  | 1 Medium A19 100w |  | 1 | No | [14 empty] | 0 | [12 empty] | 89.48 | 178.96 | 268.44 | W:7'' H:13 1/2'' E:8 1/4'' | 3.6 |  |  | 7 | 13.5 | Cap Nuts |  |  |  |  | 8.25 |  | No |  | No | [21 empty] | DP:1 1/8'' W:4 1/2'' H:8'' OB UP:4 3/4'' OB DOWN:9'' |  |  |  | 6.5 | Black/White |  |  | Hardwired | 0 | 0 | 0 | 0 | 1 | 0 | 0 | 1 | 0 | 0 | 0 | 785652026768 | 18 | 9.75 | 11.5 | 4.4 | 1.168 | 250 | Yes | [9 empty] | cETL Wet | HERMITAGE 1L LANTERN-71 | One Light Outdoor Wall Lantern |  | 89181BLE-71.jpg | 8918191S.jpg
89181DEN3-71 | One Light Outdoor Wall Lantern | Create a warm and inviting welcome day or night with the pagoda-inspired, transitional styling of the Hermitage outdoor lighting collection by Sea Gull Lighting offered in three, rich combinations -- Antique Bronze with Frosted glass (available with incandescent or ENERGY STAR-qualified LED lamping), Antique Bronze with Clear glass or Antique Brushed Nickel with Clear glass (some of which can easily convert to LED by purchasing LED replacement lamps sold separately). The assortment includes a small one-light outdoor wall lantern, a large one-light outdoor wall lantern, a three-light outdoor wall lantern, a three-light outdoor pendant and a three-light outdoor post lantern. | OUTDOOR | Hermitage | Outdoor Lighting | Antique Bronze | 71 | Aluminum | Frosted Glass | D:5.25" H:6.625" |  |  | 1 Medium A19 9.3w |  | 1 | Yes | [14 empty] | 0 | [12 empty] | 99.98 | 199.96 | 299.94 | W:7'' H:13 1/2'' E:8 1/4'' | 3.6 |  |  | 7 | 13.5 | Cap Nuts |  |  |  |  | 8.25 |  | No |  | No | [21 empty] | DP:1 1/8'' W:4 1/2'' H:8'' OB UP:4 3/4'' OB DOWN:9'' |  |  |  | 6.5 | Black/White |  |  | Hardwired | 0 | 0 | 0 | 1 | 1 | 0 | 0 | 0 | 0 | 0 | 0 | 785652065712 | 20.5 | 16.5 | 14.5 | 10.8 | 2.838 | 250 | Yes | [9 empty] | cETL Wet | HERMITAGE 1L LANTERN-71 | One Light Outdoor Wall Lantern |  | 89181DEN3-71.png | 89181DEN3.jpg
89181EN3-71 | One Light Outdoor Wall Lantern | Create a warm and inviting welcome day or night with the pagoda-inspired, transitional styling of the Hermitage outdoor lighting collection by Sea Gull Lighting offered in three, rich combinations -- Antique Bronze with Frosted glass (available with incandescent or ENERGY STAR-qualified LED lamping), Antique Bronze with Clear glass or Antique Brushed Nickel with Clear glass (some of which can easily convert to LED by purchasing LED replacement lamps sold separately). The assortment includes a small one-light outdoor wall lantern, a large one-light outdoor wall lantern, a three-light outdoor wall lantern, a three-light outdoor pendant and a three-light outdoor post lantern. | OUTDOOR | Hermitage | Outdoor Lighting | Antique Bronze | 71 | Aluminum | Frosted Glass | D:5.25" H:6.625" |  |  | 1 Medium A19 9.3w |  | 1 | Yes | [14 empty] | 0 | [12 empty] | 94.98 | 189.96 | 284.94 | W:7'' H:13 1/2'' E:8 1/4'' | 3.6 |  |  | 7 | 13.5 | Cap Nuts |  |  |  |  | 8.25 |  | No |  | No | [21 empty] | DP:1 1/8'' W:4 1/2'' H:8'' OB UP:4 3/4'' OB DOWN:9'' |  |  |  | 6.5 | Black/White |  |  | Hardwired | 0 | 0 | 0 | 1 | 1 | 0 | 0 | 0 | 0 | 0 | 0 | 785652045929 | 18 | 9.75 | 11.25 | 4.4 | 1.143 | 250 | Yes | [9 empty] | cETL Wet | HERMITAGE 1L LANTERN-71 | One Light Outdoor Wall Lantern |  | 89181EN3-71.jpg | 89181.jpg
89192-71 | One Light Outdoor Wall Lantern | Create a warm and inviting welcome day or night with the pagoda-inspired, transitional styling of the Hermitage outdoor lighting collection by Sea Gull Lighting offered in three, rich combinations -- Antique Bronze with Frosted glass (available with incandescent or ENERGY STAR-qualified LED lamping), Antique Bronze with Clear glass or Antique Brushed Nickel with Clear glass (some of which can easily convert to LED by purchasing LED replacement lamps sold separately). The assortment includes a small one-light outdoor wall lantern, a large one-light outdoor wall lantern, a three-light outdoor wall lantern, a three-light outdoor pendant and a three-light outdoor post lantern. | OUTDOOR | Hermitage | Outdoor Lighting | Antique Bronze | 71 | Aluminum | Frosted Glass | D:6.75" H:8.625" |  |  | 1 Medium A19 100w |  | 1 | No | [14 empty] | 0 | [12 empty] | 149.98 | 299.96 | 449.94 | W:9'' H:15 1/4'' E:10 1/2'' | 5.57 |  |  | 9 | 15.25 | Cap Nuts |  |  |  |  | 10.5 |  | No |  | No | [21 empty] | DP:1 1/8'' W:4 1/2'' H:8'' OB UP:6'' OB DOWN:9 1/4'' |  |  |  | 6.5 | Black/White |  |  | Hardwired | 0 | 0 | 0 | 0 | 1 | 0 | 0 | 1 | 0 | 0 | 0 | 785652026775 | 18.25 | 13.25 | 12.25 | 5.9 | 1.714 | 250 | Yes | [9 empty] | cETL Wet | HERMITAGE 1L LANTERN-71 | One Light Outdoor Wall Lantern |  | 89192BLE-71.jpg | 8919291S.jpg
89192DEN3-71 | One Light Outdoor Wall Lantern | Create a warm and inviting welcome day or night with the pagoda-inspired, transitional styling of the Hermitage outdoor lighting collection by Sea Gull Lighting offered in three, rich combinations -- Antique Bronze with Frosted glass (available with incandescent or ENERGY STAR-qualified LED lamping), Antique Bronze with Clear glass or Antique Brushed Nickel with Clear glass (some of which can easily convert to LED by purchasing LED replacement lamps sold separately). The assortment includes a small one-light outdoor wall lantern, a large one-light outdoor wall lantern, a three-light outdoor wall lantern, a three-light outdoor pendant and a three-light outdoor post lantern. | OUTDOOR | Hermitage | Outdoor Lighting | Antique Bronze | 71 | Aluminum | Frosted Glass | D:6.75" H:8.625" |  |  | 1 Medium A19 9.3w |  | 1 | Yes | [14 empty] | 0 | [12 empty] | 165.98 | 331.96 | 497.94 | W:9'' H:15 1/4'' E:10 1/2'' | 5.57 |  |  | 9 | 15.25 | Cap Nuts |  |  |  |  | 10.5 |  | No |  | No | [21 empty] | DP:1 1/8'' W:4 1/2'' H:7 7/8'' OB UP:6'' OB DOWN:9 1/4'' |  |  |  | 6.5 | Black/White |  |  | Hardwired | 0 | 0 | 0 | 1 | 1 | 0 | 0 | 0 | 0 | 0 | 0 | 785652065729 | 18.25 | 13.25 | 12.25 | 5.9 | 1.714 | 250 | Yes | [9 empty] | cETL Wet | HERMITAGE 1L LANTERN-71 | One Light Outdoor Wall Lantern |  | 89192DEN3-71.png | 89192DEN3.jpg
89192EN3-71 | One Light Outdoor Wall Lantern | Create a warm and inviting welcome day or night with the pagoda-inspired, transitional styling of the Hermitage outdoor lighting collection by Sea Gull Lighting offered in three, rich combinations -- Antique Bronze with Frosted glass (available with incandescent or ENERGY STAR-qualified LED lamping), Antique Bronze with Clear glass or Antique Brushed Nickel with Clear glass (some of which can easily convert to LED by purchasing LED replacement lamps sold separately). The assortment includes a small one-light outdoor wall lantern, a large one-light outdoor wall lantern, a three-light outdoor wall lantern, a three-light outdoor pendant and a three-light outdoor post lantern. | OUTDOOR | Hermitage | Outdoor Lighting | Antique Bronze | 71 | Aluminum | Frosted Glass | D:6.75" H:8.625" |  |  | 1 Medium A19 9.3w |  | 1 | Yes | [14 empty] | 0 | [12 empty] | 158.48 | 316.96 | 475.44 | W:9'' H:15 1/4'' E:10 1/2'' | 5.57 |  |  | 9 | 15.25 | Cap Nuts |  |  |  |  | 10.5 |  | No |  | No | [21 empty] | DP:1 1/8'' W:4 1/2'' H:7 7/8'' OB UP:6'' OB DOWN:9 1/4'' |  |  |  | 6.5 | Black/White |  |  | Hardwired | 0 | 0 | 0 | 1 | 1 | 0 | 0 | 0 | 0 | 0 | 0 | 785652045936 | 18.25 | 13.25 | 12.25 | 5.9 | 1.714 | 250 | Yes | [9 empty] | cETL Wet | HERMITAGE 1L LANTERN-71 | One Light Outdoor Wall Lantern |  | 89192EN3-71.jpg | 89192.jpg
89193-71 | One Light Outdoor Wall Lantern | Create a warm and inviting welcome day or night with the pagoda-inspired, transitional styling of the Hermitage outdoor lighting collection by Sea Gull Lighting offered in three, rich combinations -- Antique Bronze with Frosted glass (available with incandescent or ENERGY STAR-qualified LED lamping), Antique Bronze with Clear glass or Antique Brushed Nickel with Clear glass (some of which can easily convert to LED by purchasing LED replacement lamps sold separately). The assortment includes a small one-light outdoor wall lantern, a large one-light outdoor wall lantern, a three-light outdoor wall lantern, a three-light outdoor pendant and a three-light outdoor post lantern. | OUTDOOR | Hermitage | Outdoor Lighting | Antique Bronze | 71 | Aluminum | Frosted Glass | D:8.375" H:10.75" |  |  | 1 Medium A19 100w |  | 1 | No | [14 empty] | 0 | [12 empty] | 224.98 | 449.96 | 674.94 | W:11'' H:19 3/4'' E:12 3/4'' | 8.8 |  |  | 11 | 19.75 | Cap Nuts |  |  |  |  | 12.75 |  | No |  | No | [21 empty] | DP:1 3/8'' W:5 1/2'' H:9 5/8'' OB UP:7 3/4'' OB DOWN:12'' |  |  |  | 6.5 | Black/White |  |  | Hardwired | 0 | 0 | 0 | 0 | 1 | 0 | 0 | 1 | 0 | 0 | 0 | 785652026782 | 23.5 | 15 | 13.75 | 9 | 2.805 | 250 | Yes | [9 empty] | cETL Wet | HERMITAGE 1L LANTERN-71 | One Light Outdoor Wall Lantern |  | 89193BLE-71.jpg | 8919391S.jpg
89193DEN3-71 | One Light Outdoor Wall Lantern | Create a warm and inviting welcome day or night with the pagoda-inspired, transitional styling of the Hermitage outdoor lighting collection by Sea Gull Lighting offered in three, rich combinations -- Antique Bronze with Frosted glass (available with incandescent or ENERGY STAR-qualified LED lamping), Antique Bronze with Clear glass or Antique Brushed Nickel with Clear glass (some of which can easily convert to LED by purchasing LED replacement lamps sold separately). The assortment includes a small one-light outdoor wall lantern, a large one-light outdoor wall lantern, a three-light outdoor wall lantern, a three-light outdoor pendant and a three-light outdoor post lantern. | OUTDOOR | Hermitage | Outdoor Lighting | Antique Bronze | 71 | Aluminum | White Aluminum | D:8" H:10.5" |  |  | 1 Medium A19 9.3w |  | 1 | Yes | [14 empty] | 0 | [12 empty] | 242.98 | 485.96 | 728.94 | W:11'' H:19 3/4'' E:12 3/4'' | 8.8 |  |  | 11 | 19.75 | Cap Nuts |  |  |  |  | 12.75 |  | No |  | No | [21 empty] | DP:1 3/8'' W:5 1/2'' H:9 5/8'' OB UP:7 3/4'' OB DOWN:12'' |  |  |  | 6.5 | Black/White |  |  | Hardwired | 0 | 0 | 0 | 1 | 1 | 0 | 0 | 0 | 0 | 0 | 0 | 785652065736 | 23.5 | 15 | 13.75 | 9 | 2.805 | 250 | Yes | [9 empty] | cETL Wet | HERMITAGE 1L LANTERN-71 | One Light Outdoor Wall Lantern |  | 89193DEN3-71.png | 89193DEN3.jpg
89193EN3-71 | One Light Outdoor Wall Lantern | Create a warm and inviting welcome day or night with the pagoda-inspired, transitional styling of the Hermitage outdoor lighting collection by Sea Gull Lighting offered in three, rich combinations -- Antique Bronze with Frosted glass (available with incandescent or ENERGY STAR-qualified LED lamping), Antique Bronze with Clear glass or Antique Brushed Nickel with Clear glass (some of which can easily convert to LED by purchasing LED replacement lamps sold separately). The assortment includes a small one-light outdoor wall lantern, a large one-light outdoor wall lantern, a three-light outdoor wall lantern, a three-light outdoor pendant and a three-light outdoor post lantern. | OUTDOOR | Hermitage | Outdoor Lighting | Antique Bronze | 71 | Aluminum | Frosted Glass | D:8.375" H:10.75" |  |  | 1 Medium A19 9.3w |  | 1 | Yes | [14 empty] | 0 | [12 empty] | 237.98 | 475.96 | 713.94 | W:11'' H:19 3/4'' E:12 3/4'' | 8.8 |  |  | 11 | 19.75 | Cap Nuts |  |  |  |  | 12.75 |  | No |  | No | [21 empty] | DP:1 3/8'' W:5 1/2'' H:9 5/8'' OB UP:7 3/4'' OB DOWN:12'' |  |  |  | 6.5 | Black/White |  |  | Hardwired | 0 | 0 | 0 | 1 | 1 | 0 | 0 | 0 | 0 | 0 | 0 | 785652045943 | 23.5 | 15 | 13.75 | 9 | 2.805 | 250 | Yes | [9 empty] | cETL Wet | HERMITAGE 1L LANTERN-71 | One Light Outdoor Wall Lantern |  | 89193EN3-71.jpg | 89193.jpg
89200BL-821 | One Light Tawny Bronze Post Fixture | The Wynfield collection by Sea Gull Lighting complements classical home designs with its soft curves and colonial accents. A Black Powdercoat finish over a durable cast aluminum body adds dependable quality to an enduring style. Either Frosted glass or Clear Beveled glass give the fixtures distinct appeal. The assortment includes small, medium and large one-light outdoor wall lanterns, a two-light outdoor wall lantern, a two-light, outdoor post lantern and a two-light outdoor ceiling flush mount. The fixtures with Frosted glass are also available in an ENERGY STAR-qualified LED version, and the one-light fixtures with Clear Beveled glass can easily convert to LED by purchasing LED replacement lamps sold separately. | Outdoor Wall Lantern | Wynfield | Builder Exclusive (Custom Select) | Tawny Bronze | 821 | Die Cast Aluminum | Frosted Glass |  |  |  | 1 GU24 Self Ballasted CFL 13w |  | 1 | Yes | [14 empty] | 0 | [12 empty] | 45 | 90 | 135 | D:7 3/4'' H:22 3/4'' |  | 7.75 |  |  | 22.75 | Other | [6 empty] | No |  | No | [25 empty] | 6.5 |  |  | N/A |  | 0 | 0 | 1 | 0 | 1 | 0 | 0 | 0 | 0 | 0 | 0 | 785652920011 | 10.25 | 10 | 20 | 7.05 | 1.186 | 150 | Yes | [9 empty] | cETL Wet | Fluorescent One Light Outdoor Post Lantern Tawny Bronze Finish | One Light Outdoor Post Lantern |  | 89200BL-821.jpg | 89200BL.jpg
89202-12 | Small One Light Outdoor Wall Lantern | The Wynfield collection by Sea Gull Lighting complements classical home designs with its soft curves and colonial accents. A Black Powdercoat finish over a durable cast aluminum body adds dependable quality to an enduring style. Either Frosted glass or Clear Beveled glass give the fixtures distinct appeal. The assortment includes small, medium and large one-light outdoor wall lanterns, a two-light outdoor wall lantern, a two-light, outdoor post lantern and a two-light outdoor ceiling flush mount. The fixtures with Frosted glass are also available in an ENERGY STAR-qualified LED version, and the one-light fixtures with Clear Beveled glass can easily convert to LED by purchasing LED replacement lamps sold separately. | OUTDOOR | Wynfield | Outdoor Lighting | Black | 12 | Die Cast Aluminum | Frosted Glass |  |  |  | 1 Medium A19 75w |  | 1 | No | [14 empty] | 0 | [12 empty] | 39.5 | 79 | 118.5 | D:6 1/8'' H:18 1/2'' |  | 6.125 |  |  | 18.5 | Post Mount | [6 empty] | No |  | No | [22 empty] | D:3 5/16'' H:3 1/2'' Round |  |  | 6.5 | Black/White |  |  | Hardwired | 0 | 0 | 0 | 0 | 1 | 0 | 0 | 1 | 0 | 0 | 0 | 785652078477 | [16 empty] | cETL Wet | WYNFIELD 1L POST MOUNT-12 | Small One Light Outdoor Post Lantern |  | 89202-12.jpg | 89202.jpg
89202EN3-12 | Small One Light Outdoor Wall Lantern | The Wynfield collection by Sea Gull Lighting complements classical home designs with its soft curves and colonial accents. A Black Powdercoat finish over a durable cast aluminum body adds dependable quality to an enduring style. Either Frosted glass or Clear Beveled glass give the fixtures distinct appeal. The assortment includes small, medium and large one-light outdoor wall lanterns, a two-light outdoor wall lantern, a two-light, outdoor post lantern and a two-light outdoor ceiling flush mount. The fixtures with Frosted glass are also available in an ENERGY STAR-qualified LED version, and the one-light fixtures with Clear Beveled glass can easily convert to LED by purchasing LED replacement lamps sold separately. | OUTDOOR | Wynfield | Outdoor Lighting | Black | 12 | Die Cast Aluminum | Frosted Glass |  |  |  | 1 Medium A19 9.3w |  | 1 | Yes | [14 empty] | 0 | [12 empty] | 44.5 | 89 | 133.5 | D:6 1/8'' H:18 1/2'' |  | 6.125 |  |  | 18.5 | Post Mount | [6 empty] | No |  | No | [22 empty] | D:3 5/16'' H:3 1/2'' Round |  |  | 6.5 | Black/White |  |  | Hardwired | 0 | 0 | 0 | 1 | 1 | 0 | 0 | 0 | 0 | 0 | 0 | 785652082849 | [16 empty] | cETL Wet | WYNFIELD 1L POST MOUNT-12 | Small One Light Outdoor Post Lantern |  | 89202EN3-12.jpg | 89202EN3.jpg
89204BL-821 | Single Light Outdoor Wall | The Wynfield collection by Sea Gull Lighting complements classical home designs with its soft curves and colonial accents. A Black Powdercoat finish over a durable cast aluminum body adds dependable quality to an enduring style. Either Frosted glass or Clear Beveled glass give the fixtures distinct appeal. The assortment includes small, medium and large one-light outdoor wall lanterns, a two-light outdoor wall lantern, a two-light, outdoor post lantern and a two-light outdoor ceiling flush mount. The fixtures with Frosted glass are also available in an ENERGY STAR-qualified LED version, and the one-light fixtures with Clear Beveled glass can easily convert to LED by purchasing LED replacement lamps sold separately. | Outdoor Wall Lantern | Wynfield | Builder Exclusive (Custom Select) | Tawny Bronze | 821 | Glass |  |  |  |  | 1 GU24 Self Ballasted CFL 26w |  | 1 | Yes | [14 empty] | 0 | [12 empty] | 107.75 | 215.5 | 323.25 | W:10 3/4'' H:32'' E:13 3/4'' |  |  |  | 10.75 | 32 | Cap Nuts |  |  |  |  | 13.75 |  | No |  | No | [21 empty] | DP:1'' W:5 1/2'' H:16'' OB UP:21 1/2'' OB DOWN:10 1/2'' |  |  |  | 6.5 |  |  | N/A | Hardwired | 0 | 0 | 1 | 0 | 1 | 0 | 0 | 0 | 0 | 0 | 0 | 785652892066 | 16.5 | 13.5 | 28 | 15.5 | 3.609 | [11 empty] | cETL Wet | Fluorescent One Light Outdoor Wall Lantern in Tawny Bronze Finish | One Light Outdoor Wall Lantern |  | 89204BL-821.jpg | 89204BL.jpg
89231-12 | One Light Outdoor Post Lantern | There is real curb appeal in the design details of the Herrington outdoor lighting collection by Sea Gull Lighting. Traditional elements are updated with contemporary lines with a sense of Asian-inspired styling. In a classic Black finish, the assortment is offered in both Clear Seeded and Etched White glass and includes a small and large one-light outdoor wall lanterns, a one-light outdoor pendant, a one-light outdoor post lantern and a two-light outdoor ceiling flush mount. Herrington is available in incandescent and ENERGY STAR-qualified LED models (Etched White Glass fixtures only), and all fixtures can easily convert to LED by purchasing LED replacement lamps sold separately. | OUTDOOR | Herrington | Outdoor Lighting | Black | 12 | Aluminum | Etched / White Inside Glass | L:3.1875" W:5.09375" H:6.25" |  |  | 1 Medium A19 100w |  | 1 | No | [14 empty] | 0 | [12 empty] | 32.48 | N/A | 97.44 | L:7 1/4'' W:7 1/4'' H:16 1/2'' | 3.4 |  | 7.25 | 7.25 | 16.5 | Post | [6 empty] | No |  | No | [25 empty] | 6.5 |  |  |  | Hardwired | 0 | 0 | 0 | 0 | 1 | 0 | 0 | 1 | 0 | 0 | 0 | 785652024788 | 16.75 | 9.5 | 9 | 4.3 | 0.829 | 175 | Yes | [9 empty] | cETL Wet | HERRINGTON 1L POST-12 | One Light Outdoor Post Lantern |  | 89231BL-12.jpg | 89231BL.jpg
89231EN3-12 | One Light Outdoor Post Lantern | There is real curb appeal in the design details of the Herrington outdoor lighting collection by Sea Gull Lighting. Traditional elements are updated with contemporary lines with a sense of Asian-inspired styling. In a classic Black finish, the assortment is offered in both Clear Seeded and Etched White glass and includes a small and large one-light outdoor wall lanterns, a one-light outdoor pendant, a one-light outdoor post lantern and a two-light outdoor ceiling flush mount. Herrington is available in incandescent and ENERGY STAR-qualified LED models (Etched White Glass fixtures only), and all fixtures can easily convert to LED by purchasing LED replacement lamps sold separately. | OUTDOOR | Herrington | Outdoor Lighting | Black | 12 | Aluminum | Etched / White Inside Glass | L:3.1875" W:5.09375" H:6.25" |  |  | 1 Medium A19 9.3w |  | 1 | Yes | [14 empty] | 0 | [12 empty] | 39.98 | N/A | 119.94 | L:7 1/4'' W:7 1/4'' H:16 1/2'' | 3.4 |  | 7.25 | 7.25 | 16.5 | Post | [6 empty] | No |  | No | [25 empty] | 6.5 | Black/White |  |  | Hardwired | 0 | 0 | 0 | 1 | 1 | 0 | 0 | 0 | 0 | 0 | 0 | 785652053252 | 16.75 | 9.5 | 9 | 4.3 | 0.829 | 175 | Yes | [9 empty] | cETL Wet | HERRINGTON 1L POST-12 | One Light Outdoor Post Lantern |  | 89231EN3-12.jpg | 89231.jpg
89273-46 | One Light Outdoor Wall Lantern | The Chatham outdoor lighting collection by Sea Gull Lighting offers a timeless, traditional design with a classic window pane detailing over Frosted Seeded glass or Clear Seeded glass, and crowed with a cupola atop the dramatic mansard roofline. Offered in either a Weathered Copper finish or an Oxidized Bronze finish, the assortment includes a small one-light outdoor wall lantern (available in a Dark Sky version too), a large one-light outdoor wall lantern (available in a Dark Sky version too), a large two-light outdoor wall lantern, one-light or two-light outdoor post lanterns, as well as one-light or two-light outdoor pendants. Both incandescent lamping and ENERGY STAR-qualified LED lamping are available for all of the fixtures, and all incandescent fixtures can convert to LED by purchasing LED replacement lamps sold separately. | OUTDOOR | Chatham | Outdoor Lighting | Oxidized Bronze | 46 | Brass | Frosted Seeded Glass |  |  |  | 1 Medium A19 100w |  | 1 | No | [14 empty] | 0 | [12 empty] | 182.48 | 364.96 | 547.44 | L:9 1/4'' W:9 1/4'' H:21'' E:10'' | 6.9 |  | 9.25 | 9.25 | 21 | Cap Nuts |  |  |  |  | 10 |  | No |  | No | [21 empty] | DP:5/8'' W:4 3/4'' H:8'' OB UP:8 1/2'' OB DOWN:12 1/2'' |  |  |  | 6.5 |  |  | N/A | Hardwired | 0 | 0 | 0 | 0 | 1 | 0 | 0 | 1 | 0 | 0 | 0 | 785652025228 | 24.75 | 14 | 13 | 8.2 | 2.607 | 250 | Yes | [8 empty] | ETL Wet | cETL Wet | CHATHAM 1L LANTERN-46 | One Light Outdoor Wall Lantern |  | 89273BLE-46.jpg | 846391S.jpg
89273EN3-46 | One Light Outdoor Wall Lantern | The Chatham outdoor lighting collection by Sea Gull Lighting offers a timeless, traditional design with a classic window pane detailing over Frosted Seeded glass or Clear Seeded glass, and crowed with a cupola atop the dramatic mansard roofline. Offered in either a Weathered Copper finish or an Oxidized Bronze finish, the assortment includes a small one-light outdoor wall lantern (available in a Dark Sky version too), a large one-light outdoor wall lantern (available in a Dark Sky version too), a large two-light outdoor wall lantern, one-light or two-light outdoor post lanterns, as well as one-light or two-light outdoor pendants. Both incandescent lamping and ENERGY STAR-qualified LED lamping are available for all of the fixtures, and all incandescent fixtures can convert to LED by purchasing LED replacement lamps sold separately. | OUTDOOR | Chatham | Outdoor Lighting | Oxidized Bronze | 46 | Brass | Frosted Seeded Glass |  |  |  | 1 Medium A19 9.3w |  | 1 | Yes | [14 empty] | 0 | [12 empty] | 192.48 | 384.96 | 577.44 | L:9 1/4'' W:9 1/4'' H:21'' E:10'' | 6.9 |  | 9.25 | 9.25 | 21 | Cap Nuts |  |  |  |  | 10 |  | No |  | No | [21 empty] | DP:5/8'' W:4 3/4'' H:8'' OB UP:8 1/2'' OB DOWN:12 1/2'' |  |  |  | 6.5 | Black/White |  | N/A | Hardwired | 0 | 0 | 0 | 1 | 1 | 0 | 0 | 0 | 0 | 0 | 0 | 785652044908 | 23.75 | 13.75 | 13 | 8.25 | 2.457 | 250 | Yes | [8 empty] | ETL Wet | cETL Wet | CHATHAM 1L LANTERN-46 | One Light Outdoor Wall Lantern |  | 89273EN3-46.jpg | 8462.jpg
89298EN3-71 | One Light Outdoor Post Lantern | Create a warm and inviting welcome day or night with the pagoda-inspired, transitional styling of the Hermitage outdoor lighting collection by Sea Gull Lighting offered in three, rich combinations -- Antique Bronze with Frosted glass (available with incandescent or ENERGY STAR-qualified LED lamping), Antique Bronze with Clear glass or Antique Brushed Nickel with Clear glass (some of which can easily convert to LED by purchasing LED replacement lamps sold separately). The assortment includes a small one-light outdoor wall lantern, a large one-light outdoor wall lantern, a three-light outdoor wall lantern, a three-light outdoor pendant and a three-light outdoor post lantern. | OUTDOOR | Hermitage | Outdoor Lighting | Antique Bronze | 71 | Aluminum | Frosted Glass | D:8.125" |  |  | 1 Medium A19 9.3w |  | 1 | Yes | [14 empty] | 0 | [12 empty] | 179.95 | 359.9 | 539.85 | D:11'' H:20 1/4'' | 7.75 | 11 |  |  | 20.25 | Other | [6 empty] | No |  | No | [25 empty] | 6.5 | Black/White |  | N/A | Hardwired | 0 | 0 | 0 | 1 | 1 | 0 | 0 | 0 | 0 | 0 | 0 | 785652062155 | 23.25 | 13.75 | 13.5 | 8.7 | 2.498 | 250 | Yes | [8 empty] | ETL Wet | cETL Wet | HERMITAGE 1L POST-71 | One Light Outdoor Post Lantern |  | 89298EN3-71.jpg | 89298.jpg
8938701-12 | Medium One Light Downlight Outdoor Wall Lantern | The Sevier outdoor collection by Sea Gull Lighting brings timeless design to new heights with its traditional design details found in classic outdoor fixtures as well as an open bottom for easy maintenance. Made of durable cast aluminum, a multi-level crown, top finial and stepped-edge back plate complete the traditional look. Offered in Antique Bronze or Black finish, both with Clear glass, the collection includes a one-light outdoor pendant, one-light post lantern, a large one-light uplight outdoor wall lantern, a small one-light uplight outdoor wall lantern, a small one-light downlight outdoor wall lantern, and a large one-light downlight outdoor wall lantern. | OUTDOOR | Sevier | Outdoor Lighting | Black | 12 |  | Clear Glass | L:3.125" W:0.125" H:7.125" |  |  | 1 Medium A19 100w |  | 1 | No | [14 empty] | 0 | [12 empty] | 54.5 | 109 | 163.5 | W:8 1/8'' H:15 7/8'' E:8 1/2'' |  |  |  | 8.125 | 15.875 | Cap Nuts |  |  |  |  | 8.5 |  | No |  | No | [21 empty] | DP:1'' W:5 1/4'' H:6 1/2'' OB UP:3 1/4'' |  |  |  | 6.5 | Black/White |  |  | Hardwired | 0 | 0 | 0 | 0 | 1 | 0 | 0 | 1 | 0 | 0 | 0 | 785652078620 | [16 empty] | cETL Wet | SEVIER 1L LANTERN-12 | Medium One Light Downlight Outdoor Wall Lantern |  | 8938701-12.jpg | 8938701.jpg
8938701-71 | Medium One Light Downlight Outdoor Wall Lantern | The Sevier outdoor collection by Sea Gull Lighting brings timeless design to new heights with its traditional design details found in classic outdoor fixtures as well as an open bottom for easy maintenance. Made of durable cast aluminum, a multi-level crown, top finial and stepped-edge back plate complete the traditional look. Offered in Antique Bronze or Black finish, both with Clear glass, the collection includes a one-light outdoor pendant, one-light post lantern, a large one-light uplight outdoor wall lantern, a small one-light uplight outdoor wall lantern, a small one-light downlight outdoor wall lantern, and a large one-light downlight outdoor wall lantern. | OUTDOOR | Sevier | Outdoor Lighting | Antique Bronze | 71 |  | Clear Glass | L:3.125" W:0.125" H:7.125" |  |  | 1 Medium A19 100w |  | 1 | No | [14 empty] | 0 | [12 empty] | 54.5 | 109 | 163.5 | W:8 1/8'' H:15 7/8'' E:8 1/2'' |  |  |  | 8.125 | 15.875 | Cap Nuts |  |  |  |  | 8.5 |  | No |  | No | [21 empty] | DP:1'' W:5 1/4'' H:6 1/2'' OB UP:3 1/4'' |  |  |  | 6.5 | Black/White |  |  | Hardwired | 0 | 0 | 0 | 0 | 1 | 0 | 0 | 1 | 0 | 0 | 0 | 785652078637 | [16 empty] | cETL Wet | SEVIER 1L LANTERN-71 | Medium One Light Downlight Outdoor Wall Lantern |  | 8938701-71.jpg | 8938701.jpg
8938751-12 | Medium One Light Downlight Outdoor Wall Lantern | The Sevier outdoor collection by Sea Gull Lighting brings timeless design to new heights with its traditional design details found in classic outdoor fixtures as well as an open bottom for easy maintenance. Made of durable cast aluminum, a multi-level crown, top finial and stepped-edge back plate complete the traditional look. Offered in Antique Bronze or Black finish, both with Clear glass, the collection includes a one-light outdoor pendant, one-light post lantern, a large one-light uplight outdoor wall lantern, a small one-light uplight outdoor wall lantern, a small one-light downlight outdoor wall lantern, and a large one-light downlight outdoor wall lantern. | OUTDOOR | Sevier | Outdoor Lighting | Black | 12 |  | Satin Etched Glass | L:3.125" W:0.125" H:7.125" |  |  | 1 Medium A19 100w |  | 1 | No | [14 empty] | 0 | [12 empty] | 54.5 | 109 | 163.5 | W:8 1/8'' H:15 7/8'' E:8 1/2'' |  |  |  | 8.125 | 15.875 | Cap Nuts |  |  |  |  | 8.5 |  | No |  | No | [21 empty] | DP:1'' W:5 1/4'' H:6 1/2'' OB UP:3 1/4'' |  |  |  | 6.5 | Black/White |  |  | Hardwired | 0 | 0 | 0 | 0 | 1 | 0 | 0 | 1 | 0 | 0 | 0 | 785652078644 | [16 empty] | cETL Wet | SEVIER 1L LANTERN-12 | Medium One Light Downlight Outdoor Wall Lantern |  | 8938751-12.jpg | 8938751.jpg
8938751-71 | Medium One Light Downlight Outdoor Wall Lantern | The Sevier outdoor collection by Sea Gull Lighting brings timeless design to new heights with its traditional design details found in classic outdoor fixtures as well as an open bottom for easy maintenance. Made of durable cast aluminum, a multi-level crown, top finial and stepped-edge back plate complete the traditional look. Offered in Antique Bronze or Black finish, both with Clear glass, the collection includes a one-light outdoor pendant, one-light post lantern, a large one-light uplight outdoor wall lantern, a small one-light uplight outdoor wall lantern, a small one-light downlight outdoor wall lantern, and a large one-light downlight outdoor wall lantern. | OUTDOOR | Sevier | Outdoor Lighting | Antique Bronze | 71 |  | Satin Etched Glass | L:3.125" W:0.125" H:7.125" |  |  | 1 Medium A19 100w |  | 1 | No | [14 empty] | 0 | [12 empty] | 54.5 | 109 | 163.5 | W:8 1/8'' H:15 7/8'' E:8 1/2'' |  |  |  | 8.125 | 15.875 | Cap Nuts |  |  |  |  | 8.5 |  | No |  | No | [21 empty] | DP:1'' W:5 1/4'' H:6 1/2'' OB UP:3 1/4'' |  |  |  | 6.5 | Black/White |  |  | Hardwired | 0 | 0 | 0 | 0 | 1 | 0 | 0 | 1 | 0 | 0 | 0 | 785652078651 | [16 empty] | cETL Wet | SEVIER 1L LANTERN-71 | Medium One Light Downlight Outdoor Wall Lantern |  | 8938751-71.jpg | 8938751.jpg
8938751EN3-12 | Medium One Light Downlight Outdoor Wall Lantern | The Sevier outdoor collection by Sea Gull Lighting brings timeless design to new heights with its traditional design details found in classic outdoor fixtures as well as an open bottom for easy maintenance. Made of durable cast aluminum, a multi-level crown, top finial and stepped-edge back plate complete the traditional look. Offered in Antique Bronze or Black finish, both with Clear glass, the collection includes a one-light outdoor pendant, one-light post lantern, a large one-light uplight outdoor wall lantern, a small one-light uplight outdoor wall lantern, a small one-light downlight outdoor wall lantern, and a large one-light downlight outdoor wall lantern. | OUTDOOR | Sevier | Outdoor Lighting | Black | 12 |  | Satin Etched Glass | L:3.125" W:0.125" H:7.125" |  |  | 1 Medium A19 9.3w |  | 1 | Yes | [14 empty] | 0 | [12 empty] | 59.5 | 119 | 178.5 | W:8 1/8'' H:15 7/8'' E:8 1/2'' |  |  |  | 8.125 | 15.875 | Cap Nuts |  |  |  |  | 8.5 |  | No |  | No | [21 empty] | DP:1'' W:5 1/4'' H:6 1/2'' OB UP:3 1/4'' |  |  |  | 6.5 | Black/White |  |  | Hardwired | 0 | 0 | 0 | 1 | 1 | 0 | 0 | 0 | 0 | 0 | 0 | 785652082924 | [16 empty] | cETL Wet | SEVIER 1L LANTERN-12 | Medium One Light Downlight Outdoor Wall Lantern |  | 8938751EN3-12.jpg | 8938751EN3.jpg
8938751EN3-71 | Medium One Light Downlight Outdoor Wall Lantern | The Sevier outdoor collection by Sea Gull Lighting brings timeless design to new heights with its traditional design details found in classic outdoor fixtures as well as an open bottom for easy maintenance. Made of durable cast aluminum, a multi-level crown, top finial and stepped-edge back plate complete the traditional look. Offered in Antique Bronze or Black finish, both with Clear glass, the collection includes a one-light outdoor pendant, one-light post lantern, a large one-light uplight outdoor wall lantern, a small one-light uplight outdoor wall lantern, a small one-light downlight outdoor wall lantern, and a large one-light downlight outdoor wall lantern. | OUTDOOR | Sevier | Outdoor Lighting | Antique Bronze | 71 |  | Satin Etched Glass | L:3.125" W:0.125" H:7.125" |  |  | 1 Medium A19 9.3w |  | 1 | Yes | [14 empty] | 0 | [12 empty] | 59.5 | 119 | 178.5 | W:8 1/8'' H:15 7/8'' E:8 1/2'' |  |  |  | 8.125 | 15.875 | Cap Nuts |  |  |  |  | 8.5 |  | No |  | No | [21 empty] | DP:1'' W:5 1/4'' H:6 1/2'' OB UP:3 1/4'' |  |  |  | 6.5 | Black/White |  |  | Hardwired | 0 | 0 | 0 | 1 | 1 | 0 | 0 | 0 | 0 | 0 | 0 | 785652082931 | [16 empty] | cETL Wet | SEVIER 1L LANTERN-71 | Medium One Light Downlight Outdoor Wall Lantern |  | 8938751EN3-71.jpg | 8938751EN3.jpg
89805-12 | One Light Outdoor Wall Lantern | Bayside outdoor lighting fixtures from Sea Gull Lighting are crafted from high quality and durable polycarbonate for efficient design and long-lasting endurance. Bayside features incandescent and ENERGY STAR-qualified LED lighting fixtures. Offered in White Polycarbonate and Black Polycarbonate, the assortment includes five sizes of wall and/or ceiling mount enclosed fixtures, all of which come with Frosted Ribbed diffusers. Several styles can be mounted vertically or horizontally. Several styles are also ADA Compliant. | OUTDOOR | Bayside | Outdoor Lighting | Black | 12 | Polycarbonate |  |  |  | Frosted Ribbed Polycarbonate | 1 Medium A19 60w |  | 1 | No | [14 empty] | 0 | [12 empty] | 32.98 | 65.96 | 98.94 | W:10'' H:5'' E:4'' | 1.3 |  |  | 10 | 5 | Single Cap Nut |  |  |  |  | 4 |  | No |  | No | [21 empty] | OB UP:2 1/2'' Oval |  |  |  | 6.5 | Black/White |  |  | Hardwired | 1 | 0 | 0 | 0 | 1 | 0 | 0 | 1 | 0 | 0 | 0 | 785652040474 | 9.75 | 8.5 | 8.25 | 1.6 | 0.396 | 175 | Yes | 6 | 10785652040471 | 25.75 | 17.5 | 10.75 | 11.4 | 2.803 | Yes | UL Wet | cUL Wet | BAYSIDE 1L WALL LANTERN-12 | One Light Outdoor Wall Lantern |  | 89805BLE-12.jpg | 89805BLE.jpg
89805-15 | One Light Outdoor Wall Lantern | Bayside outdoor lighting fixtures from Sea Gull Lighting are crafted from high quality and durable polycarbonate for efficient design and long-lasting endurance. Bayside features incandescent and ENERGY STAR-qualified LED lighting fixtures. Offered in White Polycarbonate and Black Polycarbonate, the assortment includes five sizes of wall and/or ceiling mount enclosed fixtures, all of which come with Frosted Ribbed diffusers. Several styles can be mounted vertically or horizontally. Several styles are also ADA Compliant. | OUTDOOR | Bayside | Outdoor Lighting | White | 15 | Polycarbonate |  |  |  | Frosted Ribbed Polycarbonate | 1 Medium A19 60w |  | 1 | No | [14 empty] | 0 | [12 empty] | 32.98 | 65.96 | 98.94 | W:10'' H:5'' E:4'' | 1.3 |  |  | 10 | 5 | Single Cap Nut |  |  |  |  | 4 |  | No |  | No | [21 empty] | OB UP:2 1/2'' Oval |  |  |  | 6.5 | Black/White |  |  | Hardwired | 1 | 0 | 0 | 0 | 1 | 0 | 0 | 1 | 0 | 0 | 0 | 785652040481 | 9.75 | 8.5 | 8.25 | 1.6 | 0.396 | 175 | Yes | 6 | 10785652040488 | 25.75 | 17.5 | 10.75 | 11.4 | 2.803 | Yes | UL Wet | cUL Wet | BAYSIDE 1L WALL LANTERN-15 | One Light Outdoor Wall Lantern |  | 89805BLE-15.jpg | 89805.jpg
89805EN3-12 | One Light Outdoor Wall Lantern | Bayside outdoor lighting fixtures from Sea Gull Lighting are crafted from high quality and durable polycarbonate for efficient design and long-lasting endurance. Bayside features incandescent and ENERGY STAR-qualified LED lighting fixtures. Offered in White Polycarbonate and Black Polycarbonate, the assortment includes five sizes of wall and/or ceiling mount enclosed fixtures, all of which come with Frosted Ribbed diffusers. Several styles can be mounted vertically or horizontally. Several styles are also ADA Compliant. | OUTDOOR | Bayside | Outdoor Lighting | Black | 12 | Polycarbonate |  |  |  | Frosted Ribbed Polycarbonate | 1 Medium A19 9.3w |  | 1 | Yes | [14 empty] | 0 | [12 empty] | 38.98 | 77.96 | 116.94 | W:10'' H:5'' E:4'' | 1.3 |  |  | 10 | 5 | Single Cap Nut |  |  |  |  | 4 |  | No |  | No | [21 empty] | OB UP:2 1/2'' Oval |  |  |  | 6.5 | Black/White |  |  | Hardwired | 1 | 0 | 0 | 1 | 1 | 0 | 0 | 0 | 0 | 0 | 0 | 785652053269 | 9.75 | 8.5 | 8.25 | 1.6 | 0.396 | 175 | Yes | 6 | 10785652053266 | 25.75 | 17.5 | 10.75 | 11.4 | 2.803 | Yes | UL Wet | cUL Wet | BAYSIDE 1L WALL LANTERN-12 | One Light Outdoor Wall Lantern |  | 89805EN3-12.jpg | 89805.jpg
89805EN3-15 | One Light Outdoor Wall Lantern | Bayside outdoor lighting fixtures from Sea Gull Lighting are crafted from high quality and durable polycarbonate for efficient design and long-lasting endurance. Bayside features incandescent and ENERGY STAR-qualified LED lighting fixtures. Offered in White Polycarbonate and Black Polycarbonate, the assortment includes five sizes of wall and/or ceiling mount enclosed fixtures, all of which come with Frosted Ribbed diffusers. Several styles can be mounted vertically or horizontally. Several styles are also ADA Compliant. | OUTDOOR | Bayside | Outdoor Lighting | White | 15 | Polycarbonate |  |  |  | Frosted Ribbed Polycarbonate | 1 Medium A19 9.3w |  | 1 | Yes | [14 empty] | 0 | [12 empty] | 38.98 | 77.96 | 116.94 | W:10'' H:5'' E:4'' | 1.3 |  |  | 10 | 5 | Single Cap Nut |  |  |  |  | 4 |  | No |  | No | [21 empty] | OB UP:2 1/2'' Oval |  |  |  | 6.5 | Black/White |  |  | Hardwired | 1 | 0 | 0 | 1 | 1 | 0 | 0 | 0 | 0 | 0 | 0 | 785652053276 | 9.75 | 8.5 | 8.25 | 1.6 | 0.396 | 175 | Yes | 6 | 10785652053273 | 25.75 | 17.5 | 10.75 | 11.4 | 2.803 | Yes | UL Wet | cUL Wet | BAYSIDE 1L WALL LANTERN-15 | One Light Outdoor Wall Lantern |  | 89805EN3-15.jpg | 8980.jpg
89806-12 | One Light Outdoor Wall Lantern | Bayside outdoor lighting fixtures from Sea Gull Lighting are crafted from high quality and durable polycarbonate for efficient design and long-lasting endurance. Bayside features incandescent and ENERGY STAR-qualified LED lighting fixtures. Offered in White Polycarbonate and Black Polycarbonate, the assortment includes five sizes of wall and/or ceiling mount enclosed fixtures, all of which come with Frosted Ribbed diffusers. Several styles can be mounted vertically or horizontally. Several styles are also ADA Compliant. | OUTDOOR | Bayside | Outdoor Lighting | Black | 12 | Polycarbonate |  |  |  | Frosted Ribbed Polycarbonate | 1 Medium A19 60w |  | 1 | No | [14 empty] | 0 | [12 empty] | 31.98 | 63.96 | 95.94 | W:10'' H:5'' E:4'' | 1.3 |  |  | 10 | 5 | Single Cap Nut |  |  |  |  | 4 |  | No |  | No | [21 empty] | OB UP:2 1/2'' Oval |  |  |  | 6.5 | Black/White |  |  | Hardwired | 1 | 0 | 0 | 0 | 1 | 0 | 0 | 1 | 0 | 0 | 0 | 785652040498 | 9.75 | 8.5 | 8.5 | 1.5 | 0.408 | 250 | Yes | 6 | 10785652040495 | 25.75 | 17.5 | 10.75 | 10.7 | 2.803 | Yes | UL Wet | cUL Wet | BAYSIDE 1L WALL LANTERN-12 | One Light Outdoor Wall Lantern |  | 89806BLE-12.jpg | 89806.jpg
89806-15 | One Light Outdoor Wall Lantern | Bayside outdoor lighting fixtures from Sea Gull Lighting are crafted from high quality and durable polycarbonate for efficient design and long-lasting endurance. Bayside features incandescent and ENERGY STAR-qualified LED lighting fixtures. Offered in White Polycarbonate and Black Polycarbonate, the assortment includes five sizes of wall and/or ceiling mount enclosed fixtures, all of which come with Frosted Ribbed diffusers. Several styles can be mounted vertically or horizontally. Several styles are also ADA Compliant. | OUTDOOR | Bayside | Outdoor Lighting | White | 15 | Polycarbonate |  |  |  | Frosted Ribbed Polycarbonate | 1 Medium A19 60w |  | 1 | No | [14 empty] | 0 | [12 empty] | 31.98 | 63.96 | 95.94 | W:10'' H:5'' E:4'' | 1.3 |  |  | 10 | 5 | Single Cap Nut |  |  |  |  | 4 |  | No |  | No | [21 empty] | OB UP:2 1/2'' Oval |  |  |  | 6.5 | Black/White |  |  | Hardwired | 1 | 0 | 0 | 0 | 1 | 0 | 0 | 1 | 0 | 0 | 0 | 785652040504 | 9.75 | 8.5 | 8.5 | 1.5 | 0.408 | 250 | Yes | 6 | 10785652040501 | 25.75 | 17.5 | 10.75 | 10.7 | 2.803 | Yes | UL Wet | cUL Wet | BAYSIDE 1L WALL LANTERN-15 | One Light Outdoor Wall Lantern |  | 89806BLE-15.jpg | 89806.jpg
89806EN3-12 | One Light Outdoor Wall Lantern | Bayside outdoor lighting fixtures from Sea Gull Lighting are crafted from high quality and durable polycarbonate for efficient design and long-lasting endurance. Bayside features incandescent and ENERGY STAR-qualified LED lighting fixtures. Offered in White Polycarbonate and Black Polycarbonate, the assortment includes five sizes of wall and/or ceiling mount enclosed fixtures, all of which come with Frosted Ribbed diffusers. Several styles can be mounted vertically or horizontally. Several styles are also ADA Compliant. | OUTDOOR | Bayside | Outdoor Lighting | Black | 12 | Polycarbonate |  |  |  | Frosted Ribbed Polycarbonate | 1 Medium A19 9.3w |  | 1 | Yes | [14 empty] | 0 | [12 empty] | 37.98 | 75.96 | 113.94 | W:10'' H:5'' E:4'' | 1.3 |  |  | 10 | 5 | Single Cap Nut |  |  |  |  | 4 |  | No |  | No | [21 empty] | OB UP:2 1/2'' Oval |  |  |  | 6.5 | Black/White |  |  | Hardwired | 1 | 0 | 0 | 1 | 1 | 0 | 0 | 0 | 0 | 0 | 0 | 785652053283 | 9.75 | 8.5 | 8.5 | 1.5 | 0.408 | 250 | Yes | 6 | 10785652053280 | 25.75 | 17.5 | 10.75 | 10.7 | 2.803 | Yes | UL Wet | cUL Wet | BAYSIDE 1L WALL LANTERN-12 | One Light Outdoor Wall Lantern |  | 89806EN3-12.jpg | 89806.jpg
89806EN3-15 | One Light Outdoor Wall Lantern | Bayside outdoor lighting fixtures from Sea Gull Lighting are crafted from high quality and durable polycarbonate for efficient design and long-lasting endurance. Bayside features incandescent and ENERGY STAR-qualified LED lighting fixtures. Offered in White Polycarbonate and Black Polycarbonate, the assortment includes five sizes of wall and/or ceiling mount enclosed fixtures, all of which come with Frosted Ribbed diffusers. Several styles can be mounted vertically or horizontally. Several styles are also ADA Compliant. | OUTDOOR | Bayside | Outdoor Lighting | White | 15 | Polycarbonate |  |  |  | Frosted Ribbed Polycarbonate | 1 Medium A19 9.3w |  | 1 | Yes | [14 empty] | 0 | [12 empty] | 37.98 | 75.96 | 113.94 | W:10'' H:5'' E:4'' | 1.3 |  |  | 10 | 5 | Single Cap Nut |  |  |  |  | 4 |  | No |  | No | [21 empty] | OB UP:2 1/2'' Oval |  |  |  | 6.5 | Black/White |  |  | Hardwired | 1 | 0 | 0 | 1 | 1 | 0 | 0 | 0 | 0 | 0 | 0 | 785652053290 | 9.75 | 8.5 | 8.5 | 1.5 | 0.408 | 250 | Yes | 6 | 10785652053297 | 25.75 | 17.5 | 10.75 | 10.7 | 2.803 | Yes | UL Wet | cUL Wet | BAYSIDE 1L WALL LANTERN-15 | One Light Outdoor Wall Lantern |  | 89806EN3-15.jpg | 89806.jpg
89807-12 | One Light Outdoor Wall / Ceiling Mount | Bayside outdoor lighting fixtures from Sea Gull Lighting are crafted from high quality and durable polycarbonate for efficient design and long-lasting endurance. Bayside features incandescent and ENERGY STAR-qualified LED lighting fixtures. Offered in White Polycarbonate and Black Polycarbonate, the assortment includes five sizes of wall and/or ceiling mount enclosed fixtures, all of which come with Frosted Ribbed diffusers. Several styles can be mounted vertically or horizontally. Several styles are also ADA Compliant. | OUTDOOR | Bayside | Outdoor Lighting | Black | 12 | Polycarbonate |  |  |  | Frosted Ribbed Polycarbonate | 1 Medium A19 75w |  | 1 | No | [14 empty] | 0 | [12 empty] | 40.48 | 80.96 | 121.44 | D:10'' H:5'' E:5'' | 1.8 | 10 |  |  | 5 | Cap Nuts |  |  |  |  | 5 |  | No |  | No | [21 empty] | OB UP:5'' Round |  |  |  | 6.5 | Black/White |  |  | Hardwired | 0 | 0 | 0 | 0 | 1 | 0 | 0 | 1 | 0 | 0 | 1 | 785652040528 | 10.5 | 10.75 | 6.25 | 2.2 | 0.408 | 175 | Yes | 12 | 10785652040525 | 22.75 | 19 | 22 | 29.2 | 5.503 | Yes | UL Wet | cUL Wet | BAYSIDE 1L WALL / CEILING-12 | One Light Outdoor Wall / Ceiling Mount |  | 89807BLE-12.jpg | 89807.jpg
89807-15 | One Light Outdoor Wall / Ceiling Mount | Bayside outdoor lighting fixtures from Sea Gull Lighting are crafted from high quality and durable polycarbonate for efficient design and long-lasting endurance. Bayside features incandescent and ENERGY STAR-qualified LED lighting fixtures. Offered in White Polycarbonate and Black Polycarbonate, the assortment includes five sizes of wall and/or ceiling mount enclosed fixtures, all of which come with Frosted Ribbed diffusers. Several styles can be mounted vertically or horizontally. Several styles are also ADA Compliant. | OUTDOOR | Bayside | Outdoor Lighting | White | 15 | Polycarbonate |  |  |  | Frosted Ribbed Polycarbonate | 1 Medium A19 75w |  | 1 | No | [14 empty] | 0 | [12 empty] | 40.48 | 80.96 | 121.44 | D:10'' H:5'' E:5'' | 1.8 | 10 |  |  | 5 | Cap Nuts |  |  |  |  | 5 |  | No |  | No | [21 empty] | OB UP:5'' Round |  |  |  | 6.5 | Black/White |  |  | Hardwired | 0 | 0 | 0 | 0 | 1 | 0 | 0 | 1 | 0 | 0 | 1 | 785652040535 | 10.5 | 10.75 | 6.25 | 2.2 | 0.408 | 175 | Yes | 12 | 10785652040532 | 22.75 | 19 | 22 | 29.2 | 5.503 | Yes | UL Wet | cUL Wet | BAYSIDE 1L WALL LANTERN-15 | One Light Outdoor Wall / Ceiling Mount |  | 89807-15.jpg | 89807.jpg
89807EN3-12 | One Light Outdoor Wall / Ceiling Mount | Bayside outdoor lighting fixtures from Sea Gull Lighting are crafted from high quality and durable polycarbonate for efficient design and long-lasting endurance. Bayside features incandescent and ENERGY STAR-qualified LED lighting fixtures. Offered in White Polycarbonate and Black Polycarbonate, the assortment includes five sizes of wall and/or ceiling mount enclosed fixtures, all of which come with Frosted Ribbed diffusers. Several styles can be mounted vertically or horizontally. Several styles are also ADA Compliant. | OUTDOOR | Bayside | Outdoor Lighting | Black | 12 | Polycarbonate |  |  |  | Frosted Ribbed Polycarbonate | 1 Medium A19 9.3w |  | 1 | Yes | [14 empty] | 0 | [12 empty] | 46.48 | 92.96 | 139.44 | D:10'' H:5'' E:5'' | 1.8 | 10 |  |  | 5 | Cap Nuts |  |  |  |  | 5 |  | No |  | No | [21 empty] | OB UP:5'' Round |  |  |  | 6.5 | Black/White |  |  | Hardwired | 0 | 0 | 0 | 1 | 1 | 0 | 0 | 0 | 0 | 0 | 1 | 785652053306 | 10.5 | 10.75 | 6.25 | 2.2 | 0.408 | 175 | Yes | 12 | 10785652053303 | 22.75 | 19 | 22 | 29.2 | 5.503 | Yes | UL Wet | cUL Wet | BAYSIDE 1L WALL / CEILING-12 | One Light Outdoor Wall / Ceiling Mount |  | 89807EN3-12.jpg | 89807.jpg
89807EN3-15 | One Light Outdoor Wall / Ceiling Mount | Bayside outdoor lighting fixtures from Sea Gull Lighting are crafted from high quality and durable polycarbonate for efficient design and long-lasting endurance. Bayside features incandescent and ENERGY STAR-qualified LED lighting fixtures. Offered in White Polycarbonate and Black Polycarbonate, the assortment includes five sizes of wall and/or ceiling mount enclosed fixtures, all of which come with Frosted Ribbed diffusers. Several styles can be mounted vertically or horizontally. Several styles are also ADA Compliant. | OUTDOOR | Bayside | Outdoor Lighting | White | 15 | Polycarbonate |  |  |  | Frosted Ribbed Polycarbonate | 1 Medium A19 9.3w |  | 1 | Yes | [14 empty] | 0 | [12 empty] | 46.48 | 92.96 | 139.44 | D:10'' H:5'' E:5'' | 1.8 | 10 |  |  | 5 | Cap Nuts |  |  |  |  | 5 |  | No |  | No | [21 empty] | OB UP:5'' Round |  |  |  | 6.5 | Black/White |  |  | Hardwired | 0 | 0 | 0 | 1 | 1 | 0 | 0 | 0 | 0 | 0 | 1 | 785652053313 | 10.5 | 10.75 | 6.25 | 2.2 | 0.408 | 175 | Yes | 12 | 10785652053310 | 22.75 | 19 | 22 | 29.2 | 5.503 | Yes | UL Wet | cUL Wet | BAYSIDE 1L WALL / CEILING-15 | One Light Outdoor Wall / Ceiling Mount |  | 89807EN3-15.jpg | 89807.jpg
89822-12 | Small One Light Outdoor Wall Lantern | The traditional design accents and pleasant proportions of the Brentwood outdoor lighting collection from Sea Gull Lighting make it a versatile selection for any home. Offered in either a Black Powdercoat or White Powdercoat finish, and either Clear or White Glass. The assortment offered in both finishes includes a small one-light outdoor wall lantern, a medium one-uplight outdoor wall lantern, a medium one-downlight outdoor wall lantern, a large one-light wall lantern, a one-light outdoor pendant and a one-light outdoor post lantern. In the Black Powdercoat finish only, a two-light outdoor ceiling flush mount is also available. Most of these fixtures easily convert to LED by purchasing LED replacement lamps sold separately. | OUTDOOR | Brentwood | Outdoor Lighting | Black | 12 | Die Cast Aluminum | Smooth White Glass | W:2.1875" H:5.75" |  |  | 1 Medium A19 60w |  | 1 | No | [14 empty] | 0 | [12 empty] | 33.48 | 66.96 | 100.44 | W:7'' H:10 1/4'' E:7'' | 2.5 |  |  | 7 | 10.25 | Center Lock-Up |  |  |  |  | 7 |  | No |  | No | [21 empty] | DP:3/8'' W:4 3/8'' H:5 3/16'' OB UP:6'' OB DOWN:4 1/4'' |  |  |  | 6.5 | Black/White |  |  | Hardwired | 0 | 0 | 0 | 0 | 1 | 0 | 0 | 1 | 0 | 0 | 0 | 785652024801 | 12 | 10 | 9 | 2.8 | 0.625 | 175 | Yes | 3 | 10785652024808 | 27.25 | 13 | 10.25 | 9.8 | 2.101 | Yes | UL Wet | cUL Wet | BRENTWOOD 1L LANTERN-12 | Small One Light Outdoor Wall Lantern |  | 89822-12.jpg | 8822BLE.jpg
89822EN3-12 | Small One Light Outdoor Wall Lantern | The traditional design accents and pleasant proportions of the Brentwood outdoor lighting collection from Sea Gull Lighting make it a versatile selection for any home. Offered in either a Black Powdercoat or White Powdercoat finish, and either Clear or White Glass. The assortment offered in both finishes includes a small one-light outdoor wall lantern, a medium one-uplight outdoor wall lantern, a medium one-downlight outdoor wall lantern, a large one-light wall lantern, a one-light outdoor pendant and a one-light outdoor post lantern. In the Black Powdercoat finish only, a two-light outdoor ceiling flush mount is also available. Most of these fixtures easily convert to LED by purchasing LED replacement lamps sold separately. | OUTDOOR | Brentwood | Outdoor Lighting | Black | 12 | Die Cast Aluminum | Smooth White Glass | W:2.1875" H:5.75" |  |  | 1 Medium A19 9.3w |  | 1 | Yes | [14 empty] | 0 | [12 empty] | 40.98 | 81.96 | 122.94 | W:7'' H:10 1/4'' E:7'' | 2.5 |  |  | 7 | 10.25 | Center Lock-Up |  |  |  |  | 7 |  | No |  | No | [21 empty] | DP:3/8'' W:4 3/8'' H:5 3/16'' OB UP:6'' OB DOWN:4 1/4'' |  |  |  | 6.5 | Black/White |  |  | Hardwired | 0 | 0 | 0 | 1 | 1 | 0 | 0 | 0 | 0 | 0 | 0 | 785652053320 | 12 | 10 | 9 | 2.8 | 0.625 | 175 | Yes | 3 | 10785652053327 | 27.25 | 13 | 10.25 | 9.8 | 2.101 | Yes | UL Wet | cUL Wet | BRENTWOOD 1L LANTERN-12 | Small One Light Outdoor Wall Lantern |  | 89822EN3-12.jpg | 89822.jpg
89823-12 | Large One Light Outdoor Wall Lantern | The traditional design accents and pleasant proportions of the Brentwood outdoor lighting collection from Sea Gull Lighting make it a versatile selection for any home. Offered in either a Black Powdercoat or White Powdercoat finish, and either Clear or White Glass. The assortment offered in both finishes includes a small one-light outdoor wall lantern, a medium one-uplight outdoor wall lantern, a medium one-downlight outdoor wall lantern, a large one-light wall lantern, a one-light outdoor pendant and a one-light outdoor post lantern. In the Black Powdercoat finish only, a two-light outdoor ceiling flush mount is also available. Most of these fixtures easily convert to LED by purchasing LED replacement lamps sold separately. | OUTDOOR | Brentwood | Outdoor Lighting | Black | 12 | Die Cast Aluminum | Smooth White Glass | W:3.625" H:7.6875" |  |  | 1 Medium A19 100w |  | 1 | No | [14 empty] | 0 | [12 empty] | 55.98 | 111.96 | 167.94 | W:10 1/4'' H:28'' E:10 3/4'' | 5.4 |  |  | 10.25 | 28 | Center Lock-Up |  |  |  |  | 10.75 |  | No |  | No | [21 empty] | DP:3/4'' W:4 1/4'' H:6 7/16'' OB UP:15'' OB DOWN:13'' |  |  |  | 6.5 | Black/White |  |  | Hardwired | 0 | 0 | 0 | 0 | 1 | 0 | 0 | 1 | 0 | 0 | 0 | 785652024825 | 15 | 13 | 12.25 | 6.1 | 1.382 | 175 | Yes | [8 empty] | UL Wet | cUL Wet | BRENTWOOD 1L LANTERN-12 | Large One Light Outdoor Wall Lantern |  | 8823BLE-12.jpg | 8823BLE.jpg
89823EN3-12 | Large One Light Outdoor Wall Lantern | The traditional design accents and pleasant proportions of the Brentwood outdoor lighting collection from Sea Gull Lighting make it a versatile selection for any home. Offered in either a Black Powdercoat or White Powdercoat finish, and either Clear or White Glass. The assortment offered in both finishes includes a small one-light outdoor wall lantern, a medium one-uplight outdoor wall lantern, a medium one-downlight outdoor wall lantern, a large one-light wall lantern, a one-light outdoor pendant and a one-light outdoor post lantern. In the Black Powdercoat finish only, a two-light outdoor ceiling flush mount is also available. Most of these fixtures easily convert to LED by purchasing LED replacement lamps sold separately. | OUTDOOR | Brentwood | Outdoor Lighting | Black | 12 | Die Cast Aluminum | Smooth White Glass | W:3.625" H:7.6875" |  |  | 1 Medium A19 9.3w |  | 1 | Yes | [14 empty] | 0 | [12 empty] | 64.48 | 128.96 | 193.44 | W:10 1/4'' H:28'' E:10 3/4'' | 6.4 |  |  | 10.25 | 28 | Center Lock-Up |  |  |  |  | 10.75 |  | No |  | No | [21 empty] | DP:3/4'' W:4 1/4'' H:6 7/16'' OB UP:15'' OB DOWN:13'' |  |  |  | 6.5 | Black/White |  |  | Hardwired | 0 | 0 | 0 | 1 | 1 | 0 | 0 | 0 | 0 | 0 | 0 | 785652053337 | 15 | 13 | 12.25 | 6.1 | 1.382 | 175 | Yes | [8 empty] | UL Wet | cUL Wet | BRENTWOOD 1L LANTERN-12 | Large One Light Outdoor Wall Lantern |  | 89823EN3-12.jpg | 89823.jpg
89824-12 | Medium One Light Outdoor Wall Lantern | The traditional design accents and pleasant proportions of the Brentwood outdoor lighting collection from Sea Gull Lighting make it a versatile selection for any home. Offered in either a Black Powdercoat or White Powdercoat finish, and either Clear or White Glass. The assortment offered in both finishes includes a small one-light outdoor wall lantern, a medium one-uplight outdoor wall lantern, a medium one-downlight outdoor wall lantern, a large one-light wall lantern, a one-light outdoor pendant and a one-light outdoor post lantern. In the Black Powdercoat finish only, a two-light outdoor ceiling flush mount is also available. Most of these fixtures easily convert to LED by purchasing LED replacement lamps sold separately. | OUTDOOR | Brentwood | Outdoor Lighting | Black | 12 | Die Cast Aluminum | Smooth White Glass | W:3.625" H:7.6875" |  |  | 1 Medium A19 100w |  | 1 | No | [14 empty] | 0 | [12 empty] | 47.48 | 94.96 | 142.44 | W:10 1/4'' H:19 3/4'' E:10 3/4'' | 4.2 |  |  | 10.25 | 19.75 | Center Lock-Up |  |  |  |  | 10.75 |  | No |  | No | [21 empty] | DP:3/4'' W:4 1/4'' H:6 7/16'' OB UP:15'' OB DOWN:4 3/4'' |  |  |  | 6.5 | Black/White |  |  | Hardwired | 0 | 0 | 0 | 0 | 1 | 0 | 0 | 1 | 0 | 0 | 0 | 785652024849 | 15.25 | 13.5 | 12.25 | 5.4 | 1.459 | 250 | Yes | [8 empty] | UL Wet | cUL Wet | BRENTWOOD 1L LANTERN-12 | Medium Uplight One Light Outdoor Wall Lantern |  | 8824BLE-12.jpg | 8824BLE.jpg
89824EN3-12 | Medium Uplight One Light Outdoor Wall Lantern | The traditional design accents and pleasant proportions of the Brentwood outdoor lighting collection from Sea Gull Lighting make it a versatile selection for any home. Offered in either a Black Powdercoat or White Powdercoat finish, and either Clear or White Glass. The assortment offered in both finishes includes a small one-light outdoor wall lantern, a medium one-uplight outdoor wall lantern, a medium one-downlight outdoor wall lantern, a large one-light wall lantern, a one-light outdoor pendant and a one-light outdoor post lantern. In the Black Powdercoat finish only, a two-light outdoor ceiling flush mount is also available. Most of these fixtures easily convert to LED by purchasing LED replacement lamps sold separately. | OUTDOOR | Brentwood | Outdoor Lighting | Black | 12 | Die Cast Aluminum | Smooth White Glass | W:3.625" H:7.6875" |  |  | 1 Medium A19 9.3w |  | 1 | Yes | [14 empty] | 0 | [12 empty] | 55.48 | 110.96 | 166.44 | W:10 1/4'' H:19 3/4'' E:10 3/4'' | 4.2 |  |  | 10.25 | 19.75 | Center Lock-Up |  |  |  |  | 10.75 |  | No |  | No | [21 empty] | DP:3/4'' W:4 1/4'' H:6 7/16'' OB UP:15'' OB DOWN:4 3/4'' |  |  |  | 6.5 | Black/White |  |  | Hardwired | 0 | 0 | 0 | 1 | 1 | 0 | 0 | 0 | 0 | 0 | 0 | 785652053344 | 15.25 | 13.5 | 12.25 | 5.4 | 1.459 | 250 | Yes | [8 empty] | UL Wet | cUL Wet | BRENTWOOD 1L LANTERN-12 | Medium Uplight One Light Outdoor Wall Lantern |  | 89824EN3-12.jpg | 89824.jpg
89825-12 | Medium One Light Outdoor Wall Lantern | The traditional design accents and pleasant proportions of the Brentwood outdoor lighting collection from Sea Gull Lighting make it a versatile selection for any home. Offered in either a Black Powdercoat or White Powdercoat finish, and either Clear or White Glass. The assortment offered in both finishes includes a small one-light outdoor wall lantern, a medium one-uplight outdoor wall lantern, a medium one-downlight outdoor wall lantern, a large one-light wall lantern, a one-light outdoor pendant and a one-light outdoor post lantern. In the Black Powdercoat finish only, a two-light outdoor ceiling flush mount is also available. Most of these fixtures easily convert to LED by purchasing LED replacement lamps sold separately. | OUTDOOR | Brentwood | Outdoor Lighting | Black | 12 | Die Cast Aluminum | Smooth White Glass | W:3.625" H:7.6875" |  |  | 1 Medium A19 100w |  | 1 | No | [14 empty] | 0 | [12 empty] | 46.98 | 93.96 | 140.94 | W:10 1/4'' H:18'' E:10 3/4'' | 4.2 |  |  | 10.25 | 18 | Center Lock-Up |  |  |  |  | 10.75 |  | No |  | No | [21 empty] | DP:3/4'' W:4 1/4'' H:6 7/16'' OB UP:4 3/4'' OB DOWN:13 1/4'' |  |  |  | 6.5 | Black/White |  |  | Hardwired | 0 | 0 | 0 | 0 | 1 | 0 | 0 | 1 | 0 | 0 | 0 | 785652024863 | 16.5 | 13.25 | 12.25 | 5.5 | 1.55 | 250 | Yes | [8 empty] | UL Wet | cUL Wet | BRENTWOOD 1L LANTERN-12 | Medium Downlight One Light Outdoor Wall Lantern |  | 8825BLE-12.jpg | 8825BLE.jpg
89825EN3-12 | Medium Downlight One Light Outdoor Wall Lantern | The traditional design accents and pleasant proportions of the Brentwood outdoor lighting collection from Sea Gull Lighting make it a versatile selection for any home. Offered in either a Black Powdercoat or White Powdercoat finish, and either Clear or White Glass. The assortment offered in both finishes includes a small one-light outdoor wall lantern, a medium one-uplight outdoor wall lantern, a medium one-downlight outdoor wall lantern, a large one-light wall lantern, a one-light outdoor pendant and a one-light outdoor post lantern. In the Black Powdercoat finish only, a two-light outdoor ceiling flush mount is also available. Most of these fixtures easily convert to LED by purchasing LED replacement lamps sold separately. | OUTDOOR | Brentwood | Outdoor Lighting | Black | 12 | Die Cast Aluminum | Smooth White Glass | W:3.625" H:7.6875" |  |  | 1 Medium A19 9.3w |  | 1 | Yes | [14 empty] | 0 | [12 empty] | 54.98 | 109.96 | 164.94 | W:10 1/4'' H:18'' E:10 3/4'' | 4.2 |  |  | 10.25 | 18 | Center Lock-Up |  |  |  |  | 10.75 |  | No |  | No | [21 empty] | DP:3/4'' W:4 1/4'' H:6 7/16'' OB UP:4 3/4'' OB DOWN:13 1/4'' |  |  |  | 6.5 | Black/White |  |  | Hardwired | 0 | 0 | 0 | 1 | 1 | 0 | 0 | 0 | 0 | 0 | 0 | 785652053351 | 16.5 | 13.25 | 12.25 | 5.5 | 1.55 | 250 | Yes | [8 empty] | UL Wet | cUL Wet | BRENTWOOD 1L LANTERN-12 | Medium Downlight One Light Outdoor Wall Lantern |  | 89825EN3-12.jpg | 89825.jpg
8988EN3-10 | One Light Outdoor Wall Lantern | With no pretentious airs about it, the Mulberry Hill outdoor lighting collection by Sea Gull Lighting is a series of simple and petite one-light outdoor wall lanterns offered in a range of finishes to complement any exterior, including White, Black, Pewter and Bronze. Both incandescent lamping and ENERGY STAR-qualified LED lamping are available. Several of these fixtures easily convert to LED by purchasing LED replacement lamps sold separately. | OUTDOOR | Mullberry Hill | Outdoor Lighting | Bronze | 10 | Die Cast Aluminum | Smooth White Glass | W:3" H:5" |  |  | 1 Medium A19 9.3w |  | 1 | Yes | [14 empty] | 0 | [12 empty] | 27.98 | 55.96 | 83.94 | W:5 3/4'' H:8 3/4'' E:4 1/2'' | 1.6 |  |  | 5.75 | 8.75 | Cap Nuts |  |  |  |  | 4.5 |  | No |  | No | [21 empty] | W:5 3/4'' H:8 3/4'' OB UP:5'' OB DOWN:3 3/4'' |  |  |  | 6.5 | Black/White |  | N/A | Hardwired | 0 | 0 | 0 | 1 | 1 | 0 | 0 | 0 | 0 | 0 | 0 | 785652053368 | 6.5 | 5.5 | 10 | 2.7 | 0.207 | 85 | Yes | 6 | 10785652053365 | 18 | 14 | 10.5 | 17.5 | 1.531 | Yes | UL Wet | cUL Wet | MULBERRY HILL 1L LANTERN-10 | One Light Outdoor Wall Lantern |  | 8988EN3-10.jpg | 8988EN3.jpg
8988EN3-12 | One Light Outdoor Wall Lantern | With no pretentious airs about it, the Mulberry Hill outdoor lighting collection by Sea Gull Lighting is a series of simple and petite one-light outdoor wall lanterns offered in a range of finishes to complement any exterior, including White, Black, Pewter and Bronze. Both incandescent lamping and ENERGY STAR-qualified LED lamping are available. Several of these fixtures easily convert to LED by purchasing LED replacement lamps sold separately. | OUTDOOR | Mullberry Hill | Outdoor Lighting | Black | 12 | Die Cast Aluminum | Smooth White Glass | W:3" H:5" |  |  | 1 Medium A19 9.3w |  | 1 | Yes | [14 empty] | 0 | [12 empty] | 27.98 | 55.96 | 83.94 | W:5 3/4'' H:8 3/4'' E:4 1/2'' | 1.6 |  |  | 5.75 | 8.75 | Cap Nuts |  |  |  |  | 4.5 |  | No |  | No | [21 empty] | W:5 3/4'' H:8 3/4'' OB UP:5'' OB DOWN:3 3/4'' |  |  |  | 6.5 | Black/White |  | N/A | Hardwired | 0 | 0 | 0 | 1 | 1 | 0 | 0 | 0 | 0 | 0 | 0 | 785652053375 | 11 | 6.75 | 5.5 | 1.8 | 0.236 | 125 | Yes | 6 | 10785652053372 | 18 | 13.75 | 11.75 | 12.1 | 1.683 | Yes | UL Wet | cUL Wet | MULBERRY HILL 1L LANTERN-12 | One Light Outdoor Wall Lantern |  | 8988EN3-12.jpg | 8988.jpg
8988EN3-15 | One Light Outdoor Wall Lantern | With no pretentious airs about it, the Mulberry Hill outdoor lighting collection by Sea Gull Lighting is a series of simple and petite one-light outdoor wall lanterns offered in a range of finishes to complement any exterior, including White, Black, Pewter and Bronze. Both incandescent lamping and ENERGY STAR-qualified LED lamping are available. Several of these fixtures easily convert to LED by purchasing LED replacement lamps sold separately. | OUTDOOR | Mullberry Hill | Outdoor Lighting | White | 15 | Die Cast Aluminum | Smooth White Glass | W:3" H:5" |  |  | 1 Medium A19 9.3w |  | 1 | Yes | [14 empty] | 0 | [12 empty] | 27.98 | 55.96 | 83.94 | W:5 3/4'' H:8 3/4'' E:4 1/2'' | 1.6 |  |  | 5.75 | 8.75 | Cap Nuts |  |  |  |  | 4.5 |  | No |  | No | [21 empty] | W:5 3/4'' H:8 3/4'' OB UP:5'' OB DOWN:3 3/4'' |  |  |  | 6.5 | Black/White |  | N/A | Hardwired | 0 | 0 | 0 | 1 | 1 | 0 | 0 | 0 | 0 | 0 | 0 | 785652053382 | 11 | 6.75 | 5.5 | 1.8 | 0.236 | 125 | Yes | 6 | 10785652053389 | 18 | 13.75 | 11.75 | 12.1 | 1.683 | Yes | UL Wet | cUL Wet | MULBERRY HILL 1L LANTERN-15 | One Light Outdoor Wall Lantern |  | 8988EN3-15.jpg | 8988.jpg
8988EN3-155 | One Light Outdoor Wall Lantern | With no pretentious airs about it, the Mulberry Hill outdoor lighting collection by Sea Gull Lighting is a series of simple and petite one-light outdoor wall lanterns offered in a range of finishes to complement any exterior, including White, Black, Pewter and Bronze. Both incandescent lamping and ENERGY STAR-qualified LED lamping are available. Several of these fixtures easily convert to LED by purchasing LED replacement lamps sold separately. | OUTDOOR | Mullberry Hill | Outdoor Lighting | Pewter | 155 | Die Cast Aluminum | Smooth White Glass | W:3" H:5" |  |  | 1 Medium A19 9.3w |  | 1 | Yes | [14 empty] | 0 | [12 empty] | 27.98 | 55.96 | 83.94 | W:5 3/4'' H:8 3/4'' E:4 1/2'' | 1.6 |  |  | 5.75 | 8.75 | Cap Nuts |  |  |  |  | 4.5 |  | No |  | No | [21 empty] | W:5 3/4'' H:8 3/4'' OB UP:5'' OB DOWN:3 3/4'' |  |  |  | 6.5 | Black/White |  | N/A | Hardwired | 0 | 0 | 0 | 1 | 1 | 0 | 0 | 0 | 0 | 0 | 0 | 785652053399 | 10.34 | 6.5 | 5.34 | 13 | 0.208 | 60 | Yes | 6 | 10785652053396 | 17.34 | 13.34 | 12 | 13.3 | 1.606 | Yes | UL Wet | cUL Wet | MULBERRY HILL 1L LANTERN-155 | One Light Outdoor Wall Lantern |  | 8988EN3-155.jpg | 8988.jpg
89936-12 | Small One Light Outdoor Wall Lantern | Bakersville outdoor lighting fixtures from Sea Gull Lighting are made to complement a wide range of architectural styles. Each light is crafted from high quality, durable steel and aluminum to provide you sensible style that lasts. The large, 1-light outdoor wall lantern is offered in Heirloom Bronze with Satin Etched glass or Clear Beveled glass. The remaining assortment of wall lanterns in three sizes and a Flush mount ceiling fixture are offered in a Black Powdercoat finish with Satin Etched glass (with ENERGY-STAR-qualified LED lamping options) or Clear Beveled glass (which can easily convert to LED by purchasing LED replacement lamps sold separately). | OUTDOOR | Bakersville | Outdoor Lighting | Black | 12 | Aluminum | Satin Etched Glass |  |  |  | 1 Medium A19 100w |  | 1 | No | [14 empty] | 0 | [12 empty] | 24.5 | 49 | 73.5 | W:6 1/2'' H:11'' E:7 3/4'' |  |  |  | 6.5 | 11 | Cap Nuts |  |  |  |  | 7.75 |  | No |  | No | [21 empty] | DP:7/8'' W:4 3/4'' H:6 3/8'' OB UP:3 5/16'' Irregular |  |  |  | 6.5 | Black/White |  |  | Hardwired | 0 | 0 | 0 | 0 | 1 | 0 | 0 | 1 | 0 | 0 | 0 | 785652078446 | [15 empty] | ETL Wet | cETL Wet | BAKERSVILLE 1L DOWN LANTERN-12 | Small One Light Outdoor Wall Lantern |  | 89936-12.jpg | 89936.jpg
89936-782 | Small One Light Outdoor Wall Lantern | Bakersville outdoor lighting fixtures from Sea Gull Lighting are made to complement a wide range of architectural styles. Each light is crafted from high quality, durable steel and aluminum to provide you sensible style that lasts. The large, 1-light outdoor wall lantern is offered in Heirloom Bronze with Satin Etched glass or Clear Beveled glass. The remaining assortment of wall lanterns in three sizes and a Flush mount ceiling fixture are offered in a Black Powdercoat finish with Satin Etched glass (with ENERGY-STAR-qualified LED lamping options) or Clear Beveled glass (which can easily convert to LED by purchasing LED replacement lamps sold separately). | OUTDOOR | Bakersville | Outdoor Lighting | Heirloom Bronze | 782 | Aluminum | Satin Etched Glass |  |  |  | 1 Medium A19 100w |  | 1 | No | [14 empty] | 0 | [12 empty] | 24.5 | 49 | 73.5 | W:6 1/2'' H:11'' E:7 3/4'' |  |  |  | 6.5 | 11 | Cap Nuts |  |  |  |  | 7.75 |  | No |  | No | [21 empty] | DP:7/8'' W:4 3/4'' H:6 3/8'' OB UP:3 5/16'' Irregular |  |  |  | 6.5 | Black/White |  |  | Hardwired | 0 | 0 | 0 | 0 | 1 | 0 | 0 | 1 | 0 | 0 | 0 | 785652079320 | [15 empty] | ETL Wet | cETL Wet | BAKERSVILLE 1L DOWN LANTERN-782 | Small One Light Outdoor Wall Lantern |  | 89936-782.jpg | 89936.jpg
89936EN3-12 | Small One Light Outdoor Wall Lantern | Bakersville outdoor lighting fixtures from Sea Gull Lighting are made to complement a wide range of architectural styles. Each light is crafted from high quality, durable steel and aluminum to provide you sensible style that lasts. The large, 1-light outdoor wall lantern is offered in Heirloom Bronze with Satin Etched glass or Clear Beveled glass. The remaining assortment of wall lanterns in three sizes and a Flush mount ceiling fixture are offered in a Black Powdercoat finish with Satin Etched glass (with ENERGY-STAR-qualified LED lamping options) or Clear Beveled glass (which can easily convert to LED by purchasing LED replacement lamps sold separately). | OUTDOOR | Bakersville | Outdoor Lighting | Black | 12 | Aluminum | Satin Etched Glass |  |  |  | 1 Medium A19 9.3w |  | 1 | Yes | [14 empty] | 0 | [12 empty] | 29.5 | 59 | 88.5 | W:6 1/2'' H:11'' E:7 3/4'' |  |  |  | 6.5 | 11 | Cap Nuts |  |  |  |  | 7.75 |  | No |  | No | [21 empty] | DP:7/8'' W:4 3/4'' H:6 3/8'' OB UP:3 5/16'' Irregular |  |  |  | 6.5 | Black/White |  |  | Hardwired | 0 | 0 | 0 | 1 | 1 | 0 | 0 | 0 | 0 | 0 | 0 | 785652082801 | [15 empty] | ETL Wet | cETL Wet | BAKERSVILLE 1L DOWN LANTERN-12 | Small One Light Outdoor Wall Lantern |  | 89936EN3-12.jpg | 89936EN3.jpg
89936EN3-782 | Small One Light Outdoor Wall Lantern | Bakersville outdoor lighting fixtures from Sea Gull Lighting are made to complement a wide range of architectural styles. Each light is crafted from high quality, durable steel and aluminum to provide you sensible style that lasts. The large, 1-light outdoor wall lantern is offered in Heirloom Bronze with Satin Etched glass or Clear Beveled glass. The remaining assortment of wall lanterns in three sizes and a Flush mount ceiling fixture are offered in a Black Powdercoat finish with Satin Etched glass (with ENERGY-STAR-qualified LED lamping options) or Clear Beveled glass (which can easily convert to LED by purchasing LED replacement lamps sold separately). | OUTDOOR | Bakersville | Outdoor Lighting | Heirloom Bronze | 782 | Aluminum | Satin Etched Glass |  |  |  | 1 Medium A19 9.3w |  | 1 | Yes | [14 empty] | 0 | [12 empty] | 29.5 | 59 | 88.5 | W:6 1/2'' H:11'' E:7 3/4'' |  |  |  | 6.5 | 11 | Cap Nuts |  |  |  |  | 7.75 |  | No |  | No | [21 empty] | DP:7/8'' W:4 3/4'' H:6 3/8'' OB UP:3 5/16'' Irregular |  |  |  | 6.5 | Black/White |  |  | Hardwired | 0 | 0 | 0 | 1 | 1 | 0 | 0 | 0 | 0 | 0 | 0 | 785652082818 | [15 empty] | ETL Wet | cETL Wet | BAKERSVILLE 1L DOWN LANTERN-782 | Small One Light Outdoor Wall Lantern |  | 89936EN3-782.jpg | 89936EN3.jpg
89937-12 | Small One Light Outdoor Wall Lantern | Bakersville outdoor lighting fixtures from Sea Gull Lighting are made to complement a wide range of architectural styles. Each light is crafted from high quality, durable steel and aluminum to provide you sensible style that lasts. The large, 1-light outdoor wall lantern is offered in Heirloom Bronze with Satin Etched glass or Clear Beveled glass. The remaining assortment of wall lanterns in three sizes and a Flush mount ceiling fixture are offered in a Black Powdercoat finish with Satin Etched glass (with ENERGY-STAR-qualified LED lamping options) or Clear Beveled glass (which can easily convert to LED by purchasing LED replacement lamps sold separately). | OUTDOOR | Bakersville | Outdoor Lighting | Black | 12 | Aluminum | Satin Etched Glass |  |  |  | 1 Medium A19 100w |  | 1 | No | [14 empty] | 0 | [12 empty] | 24.5 | 49 | 73.5 | W:6 1/2'' H:11'' E:7 3/4'' |  |  |  | 6.5 | 11 | Cap Nuts |  |  |  |  | 7.75 |  | No |  | No | [21 empty] | DP:7/8'' W:4 3/4'' H:6 3/8'' OB UP:3 5/16'' Irregular |  |  |  | 6.5 | Black/White |  |  | Hardwired | 0 | 0 | 0 | 0 | 1 | 0 | 0 | 1 | 0 | 0 | 0 | 785652078453 | [15 empty] | ETL Wet | cETL Wet | BAKERSVILLE 1L DOWN LANTERN-12 | Small One Light Outdoor Wall Lantern |  | 89937-12.jpg | 89937.jpg
89937-782 | Small One Light Outdoor Wall Lantern | Bakersville outdoor lighting fixtures from Sea Gull Lighting are made to complement a wide range of architectural styles. Each light is crafted from high quality, durable steel and aluminum to provide you sensible style that lasts. The large, 1-light outdoor wall lantern is offered in Heirloom Bronze with Satin Etched glass or Clear Beveled glass. The remaining assortment of wall lanterns in three sizes and a Flush mount ceiling fixture are offered in a Black Powdercoat finish with Satin Etched glass (with ENERGY-STAR-qualified LED lamping options) or Clear Beveled glass (which can easily convert to LED by purchasing LED replacement lamps sold separately). | OUTDOOR | Bakersville | Outdoor Lighting | Heirloom Bronze | 782 | Aluminum | Satin Etched Glass |  |  |  | 1 Medium A19 100w |  | 1 | No | [14 empty] | 0 | [12 empty] | 24.5 | 49 | 73.5 | W:6 1/2'' H:11'' E:7 3/4'' |  |  |  | 6.5 | 11 | Cap Nuts |  |  |  |  | 7.75 |  | No |  | No | [21 empty] | DP:7/8'' W:4 3/4'' H:6 3/8'' OB UP:3 5/16'' Irregular |  |  |  | 6.5 | Black/White |  |  | Hardwired | 0 | 0 | 0 | 0 | 1 | 0 | 0 | 1 | 0 | 0 | 0 | 785652079337 | [15 empty] | ETL Wet | cETL Wet | BAKERSVILLE 1L DOWN LANTERN-782 | Small One Light Outdoor Wall Lantern |  | 89937-782.jpg | 89937.jpg
89937EN3-12 | Small One Light Outdoor Wall Lantern | Bakersville outdoor lighting fixtures from Sea Gull Lighting are made to complement a wide range of architectural styles. Each light is crafted from high quality, durable steel and aluminum to provide you sensible style that lasts. The large, 1-light outdoor wall lantern is offered in Heirloom Bronze with Satin Etched glass or Clear Beveled glass. The remaining assortment of wall lanterns in three sizes and a Flush mount ceiling fixture are offered in a Black Powdercoat finish with Satin Etched glass (with ENERGY-STAR-qualified LED lamping options) or Clear Beveled glass (which can easily convert to LED by purchasing LED replacement lamps sold separately). | OUTDOOR | Bakersville | Outdoor Lighting | Black | 12 | Aluminum | Satin Etched Glass |  |  |  | 1 Medium A19 9.3w |  | 1 | Yes | [14 empty] | 0 | [12 empty] | 29.5 | 59 | 88.5 | W:6 1/2'' H:11'' E:7 3/4'' |  |  |  | 6.5 | 11 | Cap Nuts |  |  |  |  | 7.75 |  | No |  | No | [21 empty] | DP:7/8'' W:4 3/4'' H:6 3/8'' OB UP:3 5/16'' Irregular |  |  |  | 6.5 | Black/White |  |  | Hardwired | 0 | 0 | 0 | 1 | 1 | 0 | 0 | 0 | 0 | 0 | 0 | 785652082825 | [15 empty] | ETL Wet | cETL Wet | BAKERSVILLE 1L DOWN LANTERN-12 | Small One Light Outdoor Wall Lantern |  | 89937EN3-12.jpg | 89937EN3.jpg
89937EN3-782 | Small One Light Outdoor Wall Lantern | Bakersville outdoor lighting fixtures from Sea Gull Lighting are made to complement a wide range of architectural styles. Each light is crafted from high quality, durable steel and aluminum to provide you sensible style that lasts. The large, 1-light outdoor wall lantern is offered in Heirloom Bronze with Satin Etched glass or Clear Beveled glass. The remaining assortment of wall lanterns in three sizes and a Flush mount ceiling fixture are offered in a Black Powdercoat finish with Satin Etched glass (with ENERGY-STAR-qualified LED lamping options) or Clear Beveled glass (which can easily convert to LED by purchasing LED replacement lamps sold separately). | OUTDOOR | Bakersville | Outdoor Lighting | Heirloom Bronze | 782 | Aluminum | Satin Etched Glass |  |  |  | 1 Medium A19 9.3w |  | 1 | Yes | [14 empty] | 0 | [12 empty] | 29.5 | 59 | 88.5 | W:6 1/2'' H:11'' E:7 3/4'' |  |  |  | 6.5 | 11 | Cap Nuts |  |  |  |  | 7.75 |  | No |  | No | [21 empty] | DP:7/8'' W:4 3/4'' H:6 3/8'' OB UP:3 5/16'' Irregular |  |  |  | 6.5 | Black/White |  |  | Hardwired | 0 | 0 | 0 | 1 | 1 | 0 | 0 | 0 | 0 | 0 | 0 | 785652082832 | [15 empty] | ETL Wet | cETL Wet | BAKERSVILLE 1L DOWN LANTERN-782 | Small One Light Outdoor Wall Lantern |  | 89937EN3-782.jpg | 89937EN3.jpg
89940-12 | One Light Outdoor Wall Lantern | Bakersville outdoor lighting fixtures from Sea Gull Lighting are made to complement a wide range of architectural styles. Each light is crafted from high quality, durable steel and aluminum to provide you sensible style that lasts. The large, 1-light outdoor wall lantern is offered in Heirloom Bronze with Satin Etched glass or Clear Beveled glass. The remaining assortment of wall lanterns in three sizes and a Flush mount ceiling fixture are offered in a Black Powdercoat finish with Satin Etched glass (with ENERGY-STAR-qualified LED lamping options) or Clear Beveled glass (which can easily convert to LED by purchasing LED replacement lamps sold separately). | OUTDOOR | Bakersville | Outdoor Lighting | Black | 12 | Aluminum | Satin Etched Glass | W:2.9375" H:5.28125" |  |  | 1 Medium A19 100w |  | 1 | No | [14 empty] | 0 | [12 empty] | 18.98 | 37.96 | 56.94 | W:6 1/2'' H:15 1/2'' E:7 3/4'' | 2 |  |  | 6.5 | 15.5 | Wall / Bath |  |  |  |  | 7.75 |  | No |  | No | [21 empty] | DP:7/8'' W:4 11/16'' H:6 3/8'' OB UP:12 1/4'' OB DOWN:3 1/4'' Irregular |  |  |  | 6.5 |  |  |  | Hardwired | 0 | 0 | 0 | 0 | 1 | 0 | 0 | 1 | 0 | 0 | 0 | 785652024962 | 13.5 | 10 | 8.25 | 2.5 | 0.645 | 250 | Yes | [8 empty] | ETL Wet | cETL Wet | BAKERSVILLE 1L LANTERN-12 | One Light Outdoor Wall Lantern |  | 89940-12.jpg | 88940.jpg
89940-782 | One Light Outdoor Wall Lantern | Bakersville outdoor lighting fixtures from Sea Gull Lighting are made to complement a wide range of architectural styles. Each light is crafted from high quality, durable steel and aluminum to provide you sensible style that lasts. The large, 1-light outdoor wall lantern is offered in Heirloom Bronze with Satin Etched glass or Clear Beveled glass. The remaining assortment of wall lanterns in three sizes and a Flush mount ceiling fixture are offered in a Black Powdercoat finish with Satin Etched glass (with ENERGY-STAR-qualified LED lamping options) or Clear Beveled glass (which can easily convert to LED by purchasing LED replacement lamps sold separately). | OUTDOOR | Bakersville | Outdoor Lighting | Heirloom Bronze | 782 | Aluminum | Satin Etched Glass | W:2.9375" H:5.28125" |  |  | 1 Medium A19 100w |  | 1 | No | [14 empty] | 0 | [12 empty] | 19.98 | 39.96 | 59.94 | W:6 1/2'' H:15 1/2'' E:7 3/4'' | 2 |  |  | 6.5 | 15.5 | Wall / Bath |  |  |  |  | 7.75 |  | No |  | No | [21 empty] | DP:7/8'' W:4 11/16'' H:6 3/8'' OB UP:12 1/4'' OB DOWN:3 1/4'' Irregular |  |  |  | 6.5 |  |  |  | Hardwired | 0 | 0 | 0 | 0 | 1 | 0 | 0 | 1 | 0 | 0 | 0 | 785652024955 | 13.5 | 10 | 8.25 | 2.5 | 0.645 | 250 | Yes | [8 empty] | ETL Wet | cETL Wet | BAKERSVILLE 1L LANTERN-782 | One Light Outdoor Wall Lantern |  | 88940BL-782.jpg | 89940.jpg
89940EN3-12 | One Light Outdoor Wall Lantern | Bakersville outdoor lighting fixtures from Sea Gull Lighting are made to complement a wide range of architectural styles. Each light is crafted from high quality, durable steel and aluminum to provide you sensible style that lasts. The large, 1-light outdoor wall lantern is offered in Heirloom Bronze with Satin Etched glass or Clear Beveled glass. The remaining assortment of wall lanterns in three sizes and a Flush mount ceiling fixture are offered in a Black Powdercoat finish with Satin Etched glass (with ENERGY-STAR-qualified LED lamping options) or Clear Beveled glass (which can easily convert to LED by purchasing LED replacement lamps sold separately). | OUTDOOR | Bakersville | Outdoor Lighting | Black | 12 | Aluminum | Smooth White Glass | W:2.9375" H:5.28125" |  |  | 1 Medium A19 9.3w |  | 1 | Yes | [14 empty] | 0 | [12 empty] | 26.48 | 52.96 | 79.44 | W:6 1/2'' H:15 1/2'' E:7 3/4'' | 2 |  |  | 6.5 | 15.5 | Wall / Bath |  |  |  |  | 7.75 |  | No |  | No | [21 empty] | DP:7/8'' W:4 11/16'' H:6 3/8'' OB UP:12 1/4'' OB DOWN:3 1/4'' Irregular |  |  |  | 6.5 | Black/White |  |  | Hardwired | 0 | 0 | 0 | 1 | 1 | 0 | 0 | 0 | 0 | 0 | 0 | 785652044441 | 14 | 9.75 | 8.25 | 2.9 | 0.652 | 175 | Yes | [8 empty] | ETL Wet | cETL Wet | BAKERSVILLE 1L LANTERN-12 | One Light Outdoor Wall Lantern |  | 89940EN3-12.jpg | 89940.jpg
89940EN3-782 | One Light Outdoor Wall Lantern | Bakersville outdoor lighting fixtures from Sea Gull Lighting are made to complement a wide range of architectural styles. Each light is crafted from high quality, durable steel and aluminum to provide you sensible style that lasts. The large, 1-light outdoor wall lantern is offered in Heirloom Bronze with Satin Etched glass or Clear Beveled glass. The remaining assortment of wall lanterns in three sizes and a Flush mount ceiling fixture are offered in a Black Powdercoat finish with Satin Etched glass (with ENERGY-STAR-qualified LED lamping options) or Clear Beveled glass (which can easily convert to LED by purchasing LED replacement lamps sold separately). | OUTDOOR | Bakersville | Outdoor Lighting | Heirloom Bronze | 782 | Aluminum | Satin Etched Glass | W:2.9375" H:5.28125" |  |  | 1 Medium A19 9.3w |  | 1 | Yes | [14 empty] | 0 | [12 empty] | 26.98 | 53.96 | 80.94 | W:6 1/2'' H:15 1/2'' E:7 3/4'' | 2 |  |  | 6.5 | 15.5 | Wall / Bath |  |  |  |  | 7.75 |  | No |  | No | [21 empty] | DP:7/8'' W:4 11/16'' H:6 3/8'' OB UP:12 1/4'' OB DOWN:3 1/4'' Irregular |  |  |  | 6.5 | Black/White |  |  | Hardwired | 0 | 0 | 0 | 1 | 1 | 0 | 0 | 0 | 0 | 0 | 0 | 785652044472 | 14 | 9.75 | 8.25 | 2.9 | 0.652 | 175 | Yes | [8 empty] | ETL Wet | cETL Wet | BAKERSVILLE 1L LANTERN-782 | One Light Outdoor Wall Lantern |  | 89940EN3-782.jpg | 89940.jpg
89941-12 | One Light Outdoor Wall Lantern | Bakersville outdoor lighting fixtures from Sea Gull Lighting are made to complement a wide range of architectural styles. Each light is crafted from high quality, durable steel and aluminum to provide you sensible style that lasts. The large, 1-light outdoor wall lantern is offered in Heirloom Bronze with Satin Etched glass or Clear Beveled glass. The remaining assortment of wall lanterns in three sizes and a Flush mount ceiling fixture are offered in a Black Powdercoat finish with Satin Etched glass (with ENERGY-STAR-qualified LED lamping options) or Clear Beveled glass (which can easily convert to LED by purchasing LED replacement lamps sold separately). | OUTDOOR | Bakersville | Outdoor Lighting | Black | 12 | Aluminum | Satin Etched Glass | W:3.5625" H:6" |  |  | 1 Medium A19 100w |  | 1 | No | [14 empty] | 0 | [12 empty] | 27.98 | 55.96 | 83.94 | W:7 3/4'' H:17'' E:8 1/2'' | 2.8 |  |  | 7.75 | 17 | Wall / Bath |  |  |  |  | 8.5 |  | No |  | No | [21 empty] | DP:7/8'' W:4 11/16'' H:6 3/8'' OB UP:14'' OB DOWN:3'' Irregular |  |  |  | 6.5 |  |  |  | Hardwired | 0 | 0 | 0 | 0 | 1 | 0 | 0 | 1 | 0 | 0 | 0 | 785652027314 | 15.25 | 10 | 9.75 | 3.1 | 0.86 | 250 | Yes | [8 empty] | ETL Wet | cETL Wet | BAKERSVILLE 1L LANTERN-12 | One Light Outdoor Wall Lantern |  | 88941BL-12.jpg | 89941.jpg
89941-782 | One Light Outdoor Wall Lantern | Bakersville outdoor lighting fixtures from Sea Gull Lighting are made to complement a wide range of architectural styles. Each light is crafted from high quality, durable steel and aluminum to provide you sensible style that lasts. The large, 1-light outdoor wall lantern is offered in Heirloom Bronze with Satin Etched glass or Clear Beveled glass. The remaining assortment of wall lanterns in three sizes and a Flush mount ceiling fixture are offered in a Black Powdercoat finish with Satin Etched glass (with ENERGY-STAR-qualified LED lamping options) or Clear Beveled glass (which can easily convert to LED by purchasing LED replacement lamps sold separately). | OUTDOOR | Bakersville | Outdoor Lighting | Heirloom Bronze | 782 | Aluminum | Satin Etched Glass | W:3.5625" H:6" |  |  | 1 Medium A19 100w |  | 1 | No | [14 empty] | 0 | [12 empty] | 28.48 | 56.96 | 85.44 | W:7 3/4'' H:17'' E:8 1/2'' | 2.8 |  |  | 7.75 | 17 | Wall / Bath |  |  |  |  | 8.5 |  | No |  | No | [21 empty] | DP:7/8'' W:4 11/16'' H:6 3/8'' OB UP:14'' OB DOWN:3'' Irregular |  |  |  | 6.5 |  |  |  | Hardwired | 0 | 0 | 0 | 0 | 1 | 0 | 0 | 1 | 0 | 0 | 0 | 785652024979 | 15.25 | 10 | 9.75 | 3.1 | 0.86 | 250 | Yes | [8 empty] | ETL Wet | cETL Wet | BAKERSVILLE 1L LANTERN-782 | One Light Outdoor Wall Lantern |  | 88941BL-782.jpg | 89941.jpg
89941EN3-12 | One Light Outdoor Wall Lantern | Bakersville outdoor lighting fixtures from Sea Gull Lighting are made to complement a wide range of architectural styles. Each light is crafted from high quality, durable steel and aluminum to provide you sensible style that lasts. The large, 1-light outdoor wall lantern is offered in Heirloom Bronze with Satin Etched glass or Clear Beveled glass. The remaining assortment of wall lanterns in three sizes and a Flush mount ceiling fixture are offered in a Black Powdercoat finish with Satin Etched glass (with ENERGY-STAR-qualified LED lamping options) or Clear Beveled glass (which can easily convert to LED by purchasing LED replacement lamps sold separately). | OUTDOOR | Bakersville | Outdoor Lighting | Black | 12 | Aluminum | Satin Etched Glass | W:3.5625" H:6" |  |  | 1 Medium A19 9.3w |  | 1 | Yes | [14 empty] | 0 | [12 empty] | 34.48 | 68.96 | 103.44 | W:7 3/4'' H:17'' E:8 1/2'' | 2.8 |  |  | 7.75 | 17 | Wall / Bath |  |  |  |  | 8.5 |  | No |  | No | [21 empty] | DP:7/8'' W:4 11/16'' H:6 3/8'' OB UP:14'' OB DOWN:3'' Irregular |  |  |  | 6.5 | Black/White |  |  | Hardwired | 0 | 0 | 0 | 1 | 1 | 0 | 0 | 0 | 0 | 0 | 0 | 785652044465 | 15.5 | 10.25 | 9.5 | 3.4 | 0.873 | 250 | Yes | [8 empty] | ETL Wet | cETL Wet | BAKERSVILLE 1L LANTERN-12 | One Light Outdoor Wall Lantern |  | 89941EN3-12.jpg | 89941.jpg
89941EN3-782 | One Light Outdoor Wall Lantern | Bakersville outdoor lighting fixtures from Sea Gull Lighting are made to complement a wide range of architectural styles. Each light is crafted from high quality, durable steel and aluminum to provide you sensible style that lasts. The large, 1-light outdoor wall lantern is offered in Heirloom Bronze with Satin Etched glass or Clear Beveled glass. The remaining assortment of wall lanterns in three sizes and a Flush mount ceiling fixture are offered in a Black Powdercoat finish with Satin Etched glass (with ENERGY-STAR-qualified LED lamping options) or Clear Beveled glass (which can easily convert to LED by purchasing LED replacement lamps sold separately). | OUTDOOR | Bakersville | Outdoor Lighting | Heirloom Bronze | 782 | Aluminum | Satin Etched Glass | W:3.5625" H:6" |  |  | 1 Medium A19 9.3w |  | 1 | Yes | [14 empty] | 0 | [12 empty] | 34.98 | 69.96 | 104.94 | W:7 3/4'' H:17'' E:8 1/2'' | 2.8 |  |  | 7.75 | 17 | Wall / Bath |  |  |  |  | 8.5 |  | No |  | No | [21 empty] | DP:7/8'' W:4 11/16'' H:6 3/8'' OB UP:14'' OB DOWN:3'' Irregular |  |  |  | 6.5 | Black/White |  |  | Hardwired | 0 | 0 | 0 | 1 | 1 | 0 | 0 | 0 | 0 | 0 | 0 | 785652044502 | 15.5 | 10.25 | 9.5 | 3.4 | 0.873 | 250 | Yes | [8 empty] | ETL Wet | cETL Wet | BAKERSVILLE 1L LANTERN-782 | One Light Outdoor Wall Lantern |  | 89941EN3-782.jpg | 89941.jpg
900004-15 | Jane 200 40 Feet LED Tape 2700K | Jane LED Tape is perfect for a wide range of indoor applications where space is limited. Its low-profile design and flexibility allow for discrete installation in spaces like under cabinets, cove ceilings, toe-kicks, in cabinets, or even drawers. | LOW VOLTAGE SYSTEMS | Jane - LED Tape | Under Cabinet Lighting | White | 15 | [7 empty] | 0 | No | 8000 | 2700 | 90 | 88 | 24 | 19 - Integrated | LED - Array |  | 10 | 100 |  | 88 | 88 | 50000 | 0 | 90.9 | [11 empty] | 274.98 | 549.96 | 824.94 | L:480'' W:13/32'' H:1/16'' |  |  | 480 | 0.40625 | 0.0625 | [7 empty] | No |  | No | [30 empty] | 0 | 0 | 0 | 0 | 0 | 0 | 1 | 0 | 0 | 0 | 0 | 785652038488 | 9.75 | 8.5 | 0.5 | 0.6 | 0.024 | 65 | Yes | 25 | 10785652038485 | 15 | 8.5 | 9.5 | 15.3 | 0.701 | Yes |  | cETL Damp | JANE 200 40FT LED TAPE 2700K-15 | Jane 200 40 Feet LED Tape 2700K |  | 900004-15.jpg | 900004.jpg
900005-15 | Jane 200 40 Feet LED Tape 3000K | Jane LED Tape is perfect for a wide range of indoor applications where space is limited. Its low-profile design and flexibility allow for discrete installation in spaces like under cabinets, cove ceilings, toe-kicks, in cabinets, or even drawers. | LOW VOLTAGE SYSTEMS | Jane - LED Tape | Under Cabinet Lighting | White | 15 | [7 empty] | 1 | No | 8000 | 3000 | 90 | 88 | 24 | 19 - Integrated | LED - Array |  | 10 | 100 | LED | 88 | 88 | 50000 | 0 | [12 empty] | 274.98 | 549.96 | 824.94 | L:480'' W:13/32'' H:1/16'' |  |  | 480 | 0.40625 | 0.0625 | [7 empty] | No |  | No | [30 empty] | 0 | 0 | 0 | 0 | 0 | 0 | 1 | 0 | 0 | 0 | 0 | 785652038495 | 12 | 12 | 0.5 | 0.5 | 0.042 | 85 | Yes | 50 | 10785652038492 | 15.25 | 9.75 | 8.75 | 10.2 | 0.753 | Yes |  | cETL Damp | JANE 200 40FT LED TAPE 3000K-15 | Jane 200 40 Feet LED Tape 3000K |  | 900005-15.jpg | 900005.jpg
900006-15 | Jane 200 10 Feet LED Tape 2700K | Jane LED Tape is perfect for a wide range of indoor applications where space is limited. Its low-profile design and flexibility allow for discrete installation in spaces like under cabinets, cove ceilings, toe-kicks, in cabinets, or even drawers. | LOW VOLTAGE SYSTEMS | Jane - LED Tape | Under Cabinet Lighting | White | 15 | [7 empty] | 1 | No | 8000 | 2700 | 90 | 88 | 24 | 19 - Integrated | LED - Array |  | 10 | 100 | LED | 88 | 88 | 50000 | 0 | [12 empty] | 71.48 | 142.96 | 214.44 | L:120'' W:13/32'' H:1/16'' |  |  | 120 | 0.40625 | 0.0625 | [7 empty] | No |  | No | [30 empty] | 0 | 0 | 0 | 0 | 0 | 0 | 1 | 0 | 0 | 0 | 0 | 785652038501 | 12 | 12 | 1 | 0.2 | 0.083 | 100 | Yes | 25 | 10785652038508 | 15.25 | 9.75 | 8.75 | 6 | 0.753 | Yes |  | cETL Damp | JANE 200 10FT LED TAPE 2700K-15 | Jane 200 10 Feet LED Tape 2700K |  | 900006-15.jpg | 900006.jpg
900007-15 | Jane 200 10 Feet LED Tape 3000K | Jane LED Tape is perfect for a wide range of indoor applications where space is limited. Its low-profile design and flexibility allow for discrete installation in spaces like under cabinets, cove ceilings, toe-kicks, in cabinets, or even drawers. | LOW VOLTAGE SYSTEMS | Jane - LED Tape | Under Cabinet Lighting | White | 15 | [7 empty] | 1 | No | 2000 | 3000 | 90 | 22 | 24 | 19 - Integrated | LED - Array |  | 10 | 100 | LED | 22 | 22 | 50000 | 0 | [12 empty] | 71.48 | 142.96 | 214.44 | L:120'' W:13/32'' H:1/16'' |  |  | 120 | 0.40625 | 0.0625 | [7 empty] | No |  | No | [30 empty] | 0 | 0 | 0 | 0 | 0 | 0 | 1 | 0 | 0 | 0 | 0 | 785652038518 | 12 | 12 | 0.25 | 0.2 | 0.021 | 100 | Yes | 25 | 10785652038515 | 15.25 | 9.75 | 8.75 | 6 | 0.753 | Yes |  | cETL Damp | JANE 200 10FT LED TAPE 3000K-15 | Jane 200 10 Feet LED Tape 3000K |  | 900007-15.jpg | 900007.jpg
9004-32 | Glass Shade |  | ACCESSORY |  | Accessories | Clear | 32 | Glass | Clear Glass | D:3.75" H:6.375" |  |  |  |  | 0 | No | [14 empty] | 0 | [12 empty] | 9.48 | 18.96 | 28.44 | D:3 3/4'' H:6 3/8'' |  | 3.75 |  |  | 6.375 | N/A | [6 empty] | No |  | No | [28 empty] | N/A |  | 0 | 0 | 0 | 0 | 0 | 0 | 0 | 0 | 0 | 0 | 0 | 785652009044 | 6 | 6 | 9 | 1.1 | 0.188 | 175 | Yes | 5 | 10785652009041 | 31 | 6.5 | 10 | 6.4 | 1.166 | Yes |  |  | Clear Glass Shade Accessory | Glass Shade |  | 9004-32.jpg | 9004.jpg
9027-15 | Optional On/Off Switch | Ambiance Self-Contained Fluorescent Lighting is designed with quality and performance in mind. The low profile design is optimal for confined areas. High performance electronic ballasts and T5 lamps provide instant-on, flicker-free light. Contains multiple knockouts for ease of installation and linking units together. | UNDER CABINET | Self-Contained Fluorescent Lighting | Under Cabinet Lighting | White | 15 | [7 empty] | 0 | No | [14 empty] | 0 | [12 empty] | 4.48 | 8.96 | 13.44 |  | 0.07 |  |  |  |  | Other | [6 empty] | No |  | No | [28 empty] | On/Off Switch |  | 0 | 0 | 0 | 0 | 0 | 0 | 0 | 0 | 0 | 0 | 0 | 785652902758 | 6 | 5 | 1 | 0.1 | 0.017 | 93 | Yes | 12 | 10785652902755 | 10 | 6 | 2.5 | 0.5 | 0.087 | Yes | UL Damp | cUL Damp | White on/off switch Accessory | On / Off Switch |  | 9027-15.jpg | 9027.jpg
905000-15 | Jane LED Tape 96 Inch Power Cord | Jane LED Tape is perfect for a wide range of indoor applications where space is limited. Its low-profile design and flexibility allow for discrete installation in spaces like under cabinets, cove ceilings, toe-kicks, in cabinets, or even drawers. | LOW VOLTAGE SYSTEMS | Jane - LED Tape | Under Cabinet Lighting | White | 15 | [7 empty] | 0 | No | [14 empty] | 0 | [12 empty] | 9.48 | 18.96 | 28.44 | L:96'' |  |  | 96 | [9 empty] | No |  | No | [30 empty] | 0 | 0 | 0 | 0 | 0 | 0 | 0 | 0 | 0 | 0 | 0 | 785652038396 | 5 | 3 | 1 | 0.1 | 0.009 | 70 | Yes | 150 | 10785652038393 | 12.5 | 9 | 5 | 6.2 | 0.326 | Yes |  | cETL Damp | JANE 96 INCH POWER CORD-15 | Jane LED Tape 96 Inch Power Cord |  | 905000-15.jpg | 905000.jpg
905001-15 | Jane LED Tape Joiner Connector | Jane LED Tape is perfect for a wide range of indoor applications where space is limited. Its low-profile design and flexibility allow for discrete installation in spaces like under cabinets, cove ceilings, toe-kicks, in cabinets, or even drawers. | LOW VOLTAGE SYSTEMS | Jane - LED Tape | Under Cabinet Lighting | White | 15 | [7 empty] | 0 | No | [14 empty] | 0 | [12 empty] | 2.7 | 5.4 | 8.1 | L:13/16'' W:1/2'' H:3/16'' |  |  | 0.8125 | 0.5 | 0.1875 | [7 empty] | No |  | No | [30 empty] | 0 | 0 | 0 | 0 | 0 | 0 | 1 | 0 | 0 | 0 | 0 | 785652038402 | 4.56 | 2.25 | 0.1 | 0.1 | 0.001 | 60 | Yes | 500 | 10785652038409 | 15 | 8.5 | 9.5 | 2.6 | 0.701 | Yes |  | cETL Damp | JANE JOINER CONNECTOR-15 | Jane LED Tape Joiner Connector |  | 905001-15.jpg | 905001.jpg
905002-15 | Jane LED Tape 3 Inch Connector Cord | Jane LED Tape is perfect for a wide range of indoor applications where space is limited. Its low-profile design and flexibility allow for discrete installation in spaces like under cabinets, cove ceilings, toe-kicks, in cabinets, or even drawers. | LOW VOLTAGE SYSTEMS | Jane - LED Tape | Under Cabinet Lighting | White | 15 | [7 empty] | 0 | No | [14 empty] | 0 | [12 empty] | 3.98 | 7.96 | 11.94 | L:3'' |  |  | 3 | [9 empty] | No |  | No | [30 empty] | 0 | 0 | 0 | 0 | 0 | 0 | 0 | 0 | 0 | 0 | 0 | 785652038419 | 4.5 | 2.5 | 1 | 0.1 | 0.007 | 70 | Yes | 500 | 10785652038416 | 10 | 8 | 3 | 1.3 | 0.139 | Yes |  | cETL Damp | JANE 3IN CONNECTOR CORD-15 | Jane LED Tape 3 Inch Connector Cord |  | 905002-15.jpg | 905002.jpg
905003-15 | Jane LED Tape 6 Inch Connector Cord | Jane LED Tape is perfect for a wide range of indoor applications where space is limited. Its low-profile design and flexibility allow for discrete installation in spaces like under cabinets, cove ceilings, toe-kicks, in cabinets, or even drawers. | LOW VOLTAGE SYSTEMS | Jane - LED Tape | Under Cabinet Lighting | White | 15 | [7 empty] | 0 | No | [14 empty] | 0 | [12 empty] | 4.48 | 8.96 | 13.44 | L:6'' |  |  | 6 | [9 empty] | No |  | No | [30 empty] | 0 | 0 | 0 | 0 | 0 | 0 | 0 | 0 | 0 | 0 | 0 | 785652038426 | 4 | 2 | 1 | 0.1 | 0.005 | 70 | Yes | 400 | 10785652038423 | 15.25 | 8.5 | 9.25 | 4.2 | 0.694 | Yes |  | cETL Damp | JANE 6IN CONNECTOR CORD-15 | Jane LED Tape 6 Inch Connector Cord |  | 905003-15.jpg | 905003.jpg
905004-15 | Jane LED Tape 12 Inch Connector Cord | Jane LED Tape is perfect for a wide range of indoor applications where space is limited. Its low-profile design and flexibility allow for discrete installation in spaces like under cabinets, cove ceilings, toe-kicks, in cabinets, or even drawers. | LOW VOLTAGE SYSTEMS | Jane - LED Tape | Under Cabinet Lighting | White | 15 | [7 empty] | 0 | No | [14 empty] | 0 | [12 empty] | 5.46 | 10.92 | 16.38 | L:12'' |  |  | 12 | [9 empty] | No |  | No | [30 empty] | 0 | 0 | 0 | 0 | 0 | 0 | 0 | 0 | 0 | 0 | 0 | 785652038433 | 4 | 2.75 | 1 | 0.1 | 0.006 | 70 | Yes | 300 | 10785652038430 | 11 | 7.5 | 3 | 1.2 | 0.143 | Yes |  | cETL Damp | JANE 12IN CONNECTOR CORD-15 | Jane LED Tape 12 Inch Connector Cord |  | 905004-15.jpg | 905004.jpg
905005-15 | Jane LED Tape 18 Inch Connector Cord | Jane LED Tape is perfect for a wide range of indoor applications where space is limited. Its low-profile design and flexibility allow for discrete installation in spaces like under cabinets, cove ceilings, toe-kicks, in cabinets, or even drawers. | LOW VOLTAGE SYSTEMS | Jane - LED Tape | Under Cabinet Lighting | White | 15 | [7 empty] | 0 | No | [14 empty] | 0 | [12 empty] | 5.45 | 10.9 | 16.35 | L:18'' |  |  | 18 | [9 empty] | No |  | No | [30 empty] | 0 | 0 | 0 | 0 | 0 | 0 | 0 | 0 | 0 | 0 | 0 | 785652038440 | 4.5 | 3 | 1 | 0.1 | 0.008 | 85 | Yes | 300 | 10785652038447 | 11.5 | 8.5 | 3 | 1.6 | 0.17 | Yes |  | cETL Damp | JANE 18IN CONNECTOR CORD-15 | Jane LED Tape 18 Inch Connector Cord |  | 905005-15.jpg | 905005.jpg
905006-15 | Jane LED Tape 24 Inch Connector Cord | Jane LED Tape is perfect for a wide range of indoor applications where space is limited. Its low-profile design and flexibility allow for discrete installation in spaces like under cabinets, cove ceilings, toe-kicks, in cabinets, or even drawers. | LOW VOLTAGE SYSTEMS | Jane - LED Tape | Under Cabinet Lighting | White | 15 | [7 empty] | 0 | No | [14 empty] | 0 | [12 empty] | 6.98 | 13.96 | 20.94 | L:24'' |  |  | 24 | [9 empty] | No |  | No | [30 empty] | 0 | 0 | 0 | 0 | 0 | 0 | 0 | 0 | 0 | 0 | 0 | 785652038457 | 6 | 4 | 1 | 0.1 | 0.014 | 125 | Yes | 300 | 10785652038454 | 11 | 9.5 | 4 | 1.9 | 0.242 | Yes |  | cETL Damp | JANE 24IN CONNECTOR CORD-15 | Jane LED Tape 24 Inch Connector Cord |  | 905006-15.jpg | 905006.jpg
905007-15 | Jane LED Tape 36 Inch Connector Cord | Jane LED Tape is perfect for a wide range of indoor applications where space is limited. Its low-profile design and flexibility allow for discrete installation in spaces like under cabinets, cove ceilings, toe-kicks, in cabinets, or even drawers. | LOW VOLTAGE SYSTEMS | Jane - LED Tape | Under Cabinet Lighting | White | 15 | [7 empty] | 0 | No | [14 empty] | 0 | [12 empty] | 7.48 | 14.96 | 22.44 | L:36'' |  |  | 36 | [9 empty] | No |  | No | [30 empty] | 0 | 0 | 0 | 0 | 0 | 0 | 0 | 0 | 0 | 0 | 0 | 785652038464 | 5.5 | 3 | 1 | 0.1 | 0.01 | 93 | Yes | 300 | 10785652038461 | 14 | 9.5 | 3 | 2.6 | 0.231 | Yes |  | cETL Damp | JANE 36IN CONNECTOR CORD-15 | Jane LED Tape 36 Inch Connector Cord |  | 905007-15.jpg | 905007.jpg
905040-15 | Jane LED Tape 72 Inch Connector Cord | Jane LED Tape is perfect for a wide range of indoor applications where space is limited. Its low-profile design and flexibility allow for discrete installation in spaces like under cabinets, cove ceilings, toe-kicks, in cabinets, or even drawers. | LOW VOLTAGE SYSTEMS | Jane - LED Tape | Under Cabinet Lighting | White | 15 | [7 empty] | 0 | No | [14 empty] | 0 | [12 empty] | 7.98 | 15.96 | 23.94 | L:72'' |  |  | 72 | [9 empty] | No |  | No | [30 empty] | 0 | 0 | 0 | 0 | 0 | 0 | 0 | 0 | 0 | 0 | 0 | 785652038471 | 5.5 | 3 | 0.1 | 0.1 | 0.001 | 60 | Yes | 150 | 10785652038478 | 15 | 8.5 | 9.5 | 7.3 | 0.701 | Yes |  | cETL Damp | JANE 72IN CONNECTOR CORD-15 | Jane LED Tape 72 Inch Connector Cord |  | 905040-15.jpg | 905040.jpg
905045-32 | Jane LED Tape Clips - 10 Pack | Jane LED Tape is perfect for a wide range of indoor applications where space is limited. Its low-profile design and flexibility allow for discrete installation in spaces like under cabinets, cove ceilings, toe-kicks, in cabinets, or even drawers. | LOW VOLTAGE SYSTEMS | Jane - LED Tape | Under Cabinet Lighting |  |  | Stamped Steel | [6 empty] | 0 | No | [14 empty] | 0 | [12 empty] | 3.4 | 6.8 | 10.2 | [13 empty] | No |  | No | [30 empty] | 0 | 0 | 0 | 0 | 0 | 0 | 0 | 0 | 0 | 0 | 0 | 785652024580 | 4 | 2.5 | 1 | 1 | 0.006 | 60 | Yes | 400 | 10785652024587 | 14.75 | 8.5 | 9.6 | 8.8 | 0.697 | Yes |  | cETL Damp | 24VDC LED TAPE CLIPS 10PK | Jane LED Tape Clips - 10 Pack |  | 905045-32.jpg | 905045.jpg
90610-68 | ADDRESS NUMBER TILE | Making it easy for guests, deliveries and emergency services to find you, day or night, is important. The Ambiance® Lighting System Address Light reduces the guesswork. Both decorative and functional, this address light complements the curb appeal of your home while enhancing safety and security. Individual house number tiles constructed of high impact, UV resistant, high heat polycarbonate. Scratch resistant black numbers on white or creme tiles. Select desired numbers or blank tiles and insert into frame. • Maximum visibility by day and night. Increases security, speeds emergency response and deliveries. • Big 4" numbers constructed of high impact polycarbonate for clear, precise readability from 100 feet away. • Supplied with two Xenon high intensity light bulbs, that generate over 16 lumens of pure white light and consume only 4.5 watts. • Over 100,000 hours lamp life at 16 volts. • Easy to install, may connect to door bell transformer (16v max.) using supplied terminal block. • Innovative design deflects rain and debris. • Polished aluminum reflector maximizes light output. • Long lasting cast aluminum construction with polyester powdercoat paint finish protects against UV fading and resists cracking by garden chemicals and acid rain. | OUTDOOR | Address Light | Outdoor Lighting | White Plastic | 68 | Polycarbonate | [6 empty] | 0 | No | [14 empty] | 0 | [12 empty] | 2.48 | 4.96 | 7.44 | W:2 1/4'' H:5'' | 0.02 |  |  | 2.25 | 5 | N/A | [6 empty] | No |  | No | [30 empty] | 0 | 0 | 0 | 0 | 0 | 0 | 0 | 0 | 0 | 0 | 0 | 785652061066 | 5 | 2.36 | 0.25 | 0.05 | 0.002 | 65 | Yes | 200 | 10785652061063 | 9.5 | 11.25 | 10 | 14.46 | 0.618 | Yes |  |  | ADDRESS LIGHT "0" TILE-68 | ADDRESS NUMBER TILE |  | 90610-68.jpg | 90610.jpg
90611-68 | ADDRESS NUMBER TILE | Making it easy for guests, deliveries and emergency services to find you, day or night, is important. The Ambiance® Lighting System Address Light reduces the guesswork. Both decorative and functional, this address light complements the curb appeal of your home while enhancing safety and security. Individual house number tiles constructed of high impact, UV resistant, high heat polycarbonate. Scratch resistant black numbers on white or creme tiles. Select desired numbers or blank tiles and insert into frame. • Maximum visibility by day and night. Increases security, speeds emergency response and deliveries. • Big 4" numbers constructed of high impact polycarbonate for clear, precise readability from 100 feet away. • Supplied with two Xenon high intensity light bulbs, that generate over 16 lumens of pure white light and consume only 4.5 watts. • Over 100,000 hours lamp life at 16 volts. • Easy to install, may connect to door bell transformer (16v max.) using supplied terminal block. • Innovative design deflects rain and debris. • Polished aluminum reflector maximizes light output. • Long lasting cast aluminum construction with polyester powdercoat paint finish protects against UV fading and resists cracking by garden chemicals and acid rain. | OUTDOOR | Address Light | Outdoor Lighting | White Plastic | 68 | Polycarbonate | [6 empty] | 0 | No | [14 empty] | 0 | [12 empty] | 2.48 | 4.96 | 7.44 | W:2 1/4'' H:5'' | 0.02 |  |  | 2.25 | 5 | N/A | [6 empty] | No |  | No | [30 empty] | 0 | 0 | 0 | 0 | 0 | 0 | 0 | 0 | 0 | 0 | 0 | 785652061165 | 5 | 0.38 | 2.25 | 0.05 | 0.002 | 65 | Yes | 200 | 10785652061162 | 11 | 9.3 | 10 | 14.46 | 0.592 | Yes |  |  | ADDRESS LIGHT "1" TILE-68 | ADDRESS NUMBER TILE |  | 90611-68.jpg | 90611.jpg
90612-68 | ADDRESS NUMBER TILE | Making it easy for guests, deliveries and emergency services to find you, day or night, is important. The Ambiance® Lighting System Address Light reduces the guesswork. Both decorative and functional, this address light complements the curb appeal of your home while enhancing safety and security. Individual house number tiles constructed of high impact, UV resistant, high heat polycarbonate. Scratch resistant black numbers on white or creme tiles. Select desired numbers or blank tiles and insert into frame. • Maximum visibility by day and night. Increases security, speeds emergency response and deliveries. • Big 4" numbers constructed of high impact polycarbonate for clear, precise readability from 100 feet away. • Supplied with two Xenon high intensity light bulbs, that generate over 16 lumens of pure white light and consume only 4.5 watts. • Over 100,000 hours lamp life at 16 volts. • Easy to install, may connect to door bell transformer (16v max.) using supplied terminal block. • Innovative design deflects rain and debris. • Polished aluminum reflector maximizes light output. • Long lasting cast aluminum construction with polyester powdercoat paint finish protects against UV fading and resists cracking by garden chemicals and acid rain. | OUTDOOR | Address Light | Outdoor Lighting | White Plastic | 68 | Polycarbonate | [6 empty] | 0 | No | [14 empty] | 0 | [12 empty] | 2.48 | 4.96 | 7.44 | W:2 1/4'' H:5'' | 0.02 |  |  | 2.25 | 5 | N/A | [6 empty] | No |  | No | [30 empty] | 0 | 0 | 0 | 0 | 0 | 0 | 0 | 0 | 0 | 0 | 0 | 785652061264 | 5 | 0.38 | 2.25 | 0.05 | 0.002 | 65 | Yes | 200 | 10785652061261 | 11 | 9.3 | 10 | 14.46 | 0.592 | Yes |  |  | ADDRESS LIGHT "2" TILE-68 | ADDRESS NUMBER TILE |  | 90612-68.jpg | 90612.jpg
90613-68 | ADDRESS NUMBER TILE | Making it easy for guests, deliveries and emergency services to find you, day or night, is important. The Ambiance® Lighting System Address Light reduces the guesswork. Both decorative and functional, this address light complements the curb appeal of your home while enhancing safety and security. Individual house number tiles constructed of high impact, UV resistant, high heat polycarbonate. Scratch resistant black numbers on white or creme tiles. Select desired numbers or blank tiles and insert into frame. • Maximum visibility by day and night. Increases security, speeds emergency response and deliveries. • Big 4" numbers constructed of high impact polycarbonate for clear, precise readability from 100 feet away. • Supplied with two Xenon high intensity light bulbs, that generate over 16 lumens of pure white light and consume only 4.5 watts. • Over 100,000 hours lamp life at 16 volts. • Easy to install, may connect to door bell transformer (16v max.) using supplied terminal block. • Innovative design deflects rain and debris. • Polished aluminum reflector maximizes light output. • Long lasting cast aluminum construction with polyester powdercoat paint finish protects against UV fading and resists cracking by garden chemicals and acid rain. | OUTDOOR | Address Light | Outdoor Lighting | White Plastic | 68 | Polycarbonate | [6 empty] | 0 | No | [14 empty] | 0 | [12 empty] | 2.48 | 4.96 | 7.44 | W:2 1/4'' H:5'' | 0.02 |  |  | 2.25 | 5 | N/A | [6 empty] | No |  | No | [30 empty] | 0 | 0 | 0 | 0 | 0 | 0 | 0 | 0 | 0 | 0 | 0 | 785652061363 | 5 | 0.38 | 2.25 | 0.05 | 0.002 | 65 | Yes | 200 | 10785652061360 | 11 | 9.3 | 10 | 14.46 | 0.592 | Yes |  |  | ADDRESS LIGHT "3" TILE-68 | ADDRESS NUMBER TILE |  | 90613-68.jpg | 90613.jpg
90614-68 | ADDRESS NUMBER TILE | Making it easy for guests, deliveries and emergency services to find you, day or night, is important. The Ambiance® Lighting System Address Light reduces the guesswork. Both decorative and functional, this address light complements the curb appeal of your home while enhancing safety and security. Individual house number tiles constructed of high impact, UV resistant, high heat polycarbonate. Scratch resistant black numbers on white or creme tiles. Select desired numbers or blank tiles and insert into frame. • Maximum visibility by day and night. Increases security, speeds emergency response and deliveries. • Big 4" numbers constructed of high impact polycarbonate for clear, precise readability from 100 feet away. • Supplied with two Xenon high intensity light bulbs, that generate over 16 lumens of pure white light and consume only 4.5 watts. • Over 100,000 hours lamp life at 16 volts. • Easy to install, may connect to door bell transformer (16v max.) using supplied terminal block. • Innovative design deflects rain and debris. • Polished aluminum reflector maximizes light output. • Long lasting cast aluminum construction with polyester powdercoat paint finish protects against UV fading and resists cracking by garden chemicals and acid rain. | OUTDOOR | Address Light | Outdoor Lighting | White Plastic | 68 | Polycarbonate | [6 empty] | 0 | No | [14 empty] | 0 | [12 empty] | 2.48 | 4.96 | 7.44 | W:2 1/4'' H:5'' | 0.02 |  |  | 2.25 | 5 | N/A | [6 empty] | No |  | No | [30 empty] | 0 | 0 | 0 | 0 | 0 | 0 | 0 | 0 | 0 | 0 | 0 | 785652061462 | 5 | 0.38 | 2.25 | 0.05 | 0.002 | 65 | Yes | 200 | 10785652061469 | 11 | 9.3 | 10 | 14.45 | 0.592 | Yes |  |  | ADDRESS LIGHT "4" TILE-68 | ADDRESS NUMBER TILE |  | 90614-68.jpg | 90614.jpg
90615-68 | ADDRESS NUMBER TILE | Making it easy for guests, deliveries and emergency services to find you, day or night, is important. The Ambiance® Lighting System Address Light reduces the guesswork. Both decorative and functional, this address light complements the curb appeal of your home while enhancing safety and security. Individual house number tiles constructed of high impact, UV resistant, high heat polycarbonate. Scratch resistant black numbers on white or creme tiles. Select desired numbers or blank tiles and insert into frame. • Maximum visibility by day and night. Increases security, speeds emergency response and deliveries. • Big 4" numbers constructed of high impact polycarbonate for clear, precise readability from 100 feet away. • Supplied with two Xenon high intensity light bulbs, that generate over 16 lumens of pure white light and consume only 4.5 watts. • Over 100,000 hours lamp life at 16 volts. • Easy to install, may connect to door bell transformer (16v max.) using supplied terminal block. • Innovative design deflects rain and debris. • Polished aluminum reflector maximizes light output. • Long lasting cast aluminum construction with polyester powdercoat paint finish protects against UV fading and resists cracking by garden chemicals and acid rain. | OUTDOOR | Address Light | Outdoor Lighting | White Plastic | 68 | Polycarbonate | [6 empty] | 0 | No | [14 empty] | 0 | [12 empty] | 2.48 | 4.96 | 7.44 | W:2 1/4'' H:5'' | 0.02 |  |  | 2.25 | 5 | N/A | [6 empty] | No |  | No | [30 empty] | 0 | 0 | 0 | 0 | 0 | 0 | 0 | 0 | 0 | 0 | 0 | 785652061561 | 5 | 2.36 | 0.25 | 0.05 | 0.002 | 65 | Yes | 200 | 10785652061568 | 9.5 | 11.25 | 10 | 14.46 | 0.618 | Yes |  |  | ADDRESS LIGHT "5" TILE-68 | ADDRESS NUMBER TILE |  | 90615-68.jpg | 90615.jpg
90616-68 | ADDRESS NUMBER TILE | Making it easy for guests, deliveries and emergency services to find you, day or night, is important. The Ambiance® Lighting System Address Light reduces the guesswork. Both decorative and functional, this address light complements the curb appeal of your home while enhancing safety and security. Individual house number tiles constructed of high impact, UV resistant, high heat polycarbonate. Scratch resistant black numbers on white or creme tiles. Select desired numbers or blank tiles and insert into frame. • Maximum visibility by day and night. Increases security, speeds emergency response and deliveries. • Big 4" numbers constructed of high impact polycarbonate for clear, precise readability from 100 feet away. • Supplied with two Xenon high intensity light bulbs, that generate over 16 lumens of pure white light and consume only 4.5 watts. • Over 100,000 hours lamp life at 16 volts. • Easy to install, may connect to door bell transformer (16v max.) using supplied terminal block. • Innovative design deflects rain and debris. • Polished aluminum reflector maximizes light output. • Long lasting cast aluminum construction with polyester powdercoat paint finish protects against UV fading and resists cracking by garden chemicals and acid rain. | OUTDOOR | Address Light | Outdoor Lighting | White Plastic | 68 | Polycarbonate | [6 empty] | 0 | No | [14 empty] | 0 | [12 empty] | 2.48 | 4.96 | 7.44 | W:2 1/4'' H:5'' | 0.02 |  |  | 2.25 | 5 | N/A | [6 empty] | No |  | No | [30 empty] | 0 | 0 | 0 | 0 | 0 | 0 | 0 | 0 | 0 | 0 | 0 | 785652061660 | 5 | 0.38 | 2.25 | 0.05 | 0.002 | 65 | Yes | 200 | 10785652061667 | 11.25 | 9.3 | 10 | 14.46 | 0.605 | Yes |  |  | ADDRESS LIGHT "6 OR 9" TILE-68 | ADDRESS NUMBER TILE |  | 90616-68.jpg | 90616.jpg
90617-68 | ADDRESS NUMBER TILE | Making it easy for guests, deliveries and emergency services to find you, day or night, is important. The Ambiance® Lighting System Address Light reduces the guesswork. Both decorative and functional, this address light complements the curb appeal of your home while enhancing safety and security. Individual house number tiles constructed of high impact, UV resistant, high heat polycarbonate. Scratch resistant black numbers on white or creme tiles. Select desired numbers or blank tiles and insert into frame. • Maximum visibility by day and night. Increases security, speeds emergency response and deliveries. • Big 4" numbers constructed of high impact polycarbonate for clear, precise readability from 100 feet away. • Supplied with two Xenon high intensity light bulbs, that generate over 16 lumens of pure white light and consume only 4.5 watts. • Over 100,000 hours lamp life at 16 volts. • Easy to install, may connect to door bell transformer (16v max.) using supplied terminal block. • Innovative design deflects rain and debris. • Polished aluminum reflector maximizes light output. • Long lasting cast aluminum construction with polyester powdercoat paint finish protects against UV fading and resists cracking by garden chemicals and acid rain. | OUTDOOR | Address Light | Outdoor Lighting | White Plastic | 68 | Polycarbonate | [6 empty] | 0 | No | [14 empty] | 0 | [12 empty] | 2.48 | 4.96 | 7.44 | W:2 1/4'' H:5'' | 0.02 |  |  | 2.25 | 5 | N/A | [6 empty] | No |  | No | [30 empty] | 0 | 0 | 0 | 0 | 0 | 0 | 0 | 0 | 0 | 0 | 0 | 785652061769 | 5 | 0.38 | 2.25 | 0.05 | 0.002 | 65 | Yes | 200 | 10785652061766 | 11 | 9.3 | 10 | 14.46 | 0.592 | Yes |  |  | ADDRESS LIGHT "7" TILE-68 | ADDRESS NUMBER TILE |  | 90617-68.jpg | 90617.jpg
90618-68 | ADDRESS NUMBER TILE | Making it easy for guests, deliveries and emergency services to find you, day or night, is important. The Ambiance® Lighting System Address Light reduces the guesswork. Both decorative and functional, this address light complements the curb appeal of your home while enhancing safety and security. Individual house number tiles constructed of high impact, UV resistant, high heat polycarbonate. Scratch resistant black numbers on white or creme tiles. Select desired numbers or blank tiles and insert into frame. • Maximum visibility by day and night. Increases security, speeds emergency response and deliveries. • Big 4" numbers constructed of high impact polycarbonate for clear, precise readability from 100 feet away. • Supplied with two Xenon high intensity light bulbs, that generate over 16 lumens of pure white light and consume only 4.5 watts. • Over 100,000 hours lamp life at 16 volts. • Easy to install, may connect to door bell transformer (16v max.) using supplied terminal block. • Innovative design deflects rain and debris. • Polished aluminum reflector maximizes light output. • Long lasting cast aluminum construction with polyester powdercoat paint finish protects against UV fading and resists cracking by garden chemicals and acid rain. | OUTDOOR | Address Light | Outdoor Lighting | White Plastic | 68 | Polycarbonate | [6 empty] | 0 | No | [14 empty] | 0 | [12 empty] | 2.48 | 4.96 | 7.44 | W:2 1/4'' H:5'' | 0.02 |  |  | 2.25 | 5 | N/A | [6 empty] | No |  | No | [30 empty] | 0 | 0 | 0 | 0 | 0 | 0 | 0 | 0 | 0 | 0 | 0 | 785652061868 | 3.25 | 5 | 0.25 | 0.05 | 0.002 | 65 | Yes | 200 | 10785652061865 | 11.25 | 9.3 | 10.25 | 14.46 | 0.621 | Yes |  |  | ADDRESS NUMBER 8 TILE-68 | ADDRESS NUMBER TILE |  | 90618-68.jpg | 90618.jpg
90619-68 | ADDRESS NUMBER TILE | Making it easy for guests, deliveries and emergency services to find you, day or night, is important. The Ambiance® Lighting System Address Light reduces the guesswork. Both decorative and functional, this address light complements the curb appeal of your home while enhancing safety and security. Individual house number tiles constructed of high impact, UV resistant, high heat polycarbonate. Scratch resistant black numbers on white or creme tiles. Select desired numbers or blank tiles and insert into frame. • Maximum visibility by day and night. Increases security, speeds emergency response and deliveries. • Big 4" numbers constructed of high impact polycarbonate for clear, precise readability from 100 feet away. • Supplied with two Xenon high intensity light bulbs, that generate over 16 lumens of pure white light and consume only 4.5 watts. • Over 100,000 hours lamp life at 16 volts. • Easy to install, may connect to door bell transformer (16v max.) using supplied terminal block. • Innovative design deflects rain and debris. • Polished aluminum reflector maximizes light output. • Long lasting cast aluminum construction with polyester powdercoat paint finish protects against UV fading and resists cracking by garden chemicals and acid rain. | OUTDOOR | Address Light | Outdoor Lighting | White Plastic | 68 | Polycarbonate | [6 empty] | 0 | No | [14 empty] | 0 | [12 empty] | 2.48 | 4.96 | 7.44 | W:2 1/4'' H:5'' | 0.02 |  |  | 2.25 | 5 | N/A | [6 empty] | No |  | No | [30 empty] | 0 | 0 | 0 | 0 | 0 | 0 | 0 | 0 | 0 | 0 | 0 | 785652061967 | 5 | 0.38 | 2.25 | 0.05 | 0.002 | 65 | Yes | 200 | 10785652061964 | 11 | 9.3 | 10 | 14.46 | 0.592 | Yes |  |  | ADDRESS NUMBER BLANK TILE-68 | ADDRESS NUMBER TILE |  | 90619-68.jpg | 90619.jpg
90621-68 | ADDRESS NUMBER TILE | Making it easy for guests, deliveries and emergency services to find you, day or night, is important. The Ambiance® Lighting System Address Light reduces the guesswork. Both decorative and functional, this address light complements the curb appeal of your home while enhancing safety and security. Individual house number tiles constructed of high impact, UV resistant, high heat polycarbonate. Scratch resistant black numbers on white or creme tiles. Select desired numbers or blank tiles and insert into frame. • Maximum visibility by day and night. Increases security, speeds emergency response and deliveries. • Big 4" numbers constructed of high impact polycarbonate for clear, precise readability from 100 feet away. • Supplied with two Xenon high intensity light bulbs, that generate over 16 lumens of pure white light and consume only 4.5 watts. • Over 100,000 hours lamp life at 16 volts. • Easy to install, may connect to door bell transformer (16v max.) using supplied terminal block. • Innovative design deflects rain and debris. • Polished aluminum reflector maximizes light output. • Long lasting cast aluminum construction with polyester powdercoat paint finish protects against UV fading and resists cracking by garden chemicals and acid rain. | OUTDOOR | Address Light | Outdoor Lighting | White Plastic | 68 | Polycarbonate | [6 empty] | 0 | No | [14 empty] | 0 | [12 empty] | 2.98 | 5.96 | 8.94 | W:1 1/8'' H:5'' | 0.02 |  |  | 1.125 | 5 | N/A | [6 empty] | No |  | No | [30 empty] | 0 | 0 | 0 | 0 | 0 | 0 | 0 | 0 | 0 | 0 | 0 | 785652062186 | 5 | 2.36 | 0.25 | 0.05 | 0.002 | 65 | Yes | 200 | 10785652062183 | 9.5 | 11.25 | 10 | 14.46 | 0.618 | Yes |  |  | ADDRESS NUMBER 1/2 TILES-68 | ADDRESS NUMBER TILE |  | 90621-68.jpg | 90621.jpg
90842-15 | 6" 120V Xenon Connector Cord |  | UNDER CABINET | Connector Cords | Under Cabinet Lighting | White | 15 | [7 empty] | 0 | No | [14 empty] | 0 | [12 empty] | 3.4 | 6.8 | 10.2 | L:6'' | 0.01 |  | 6 | [9 empty] | No |  | No | [30 empty] | 0 | 0 | 0 | 0 | 0 | 0 | 0 | 0 | 0 | 0 | 0 | 785652032486 | 4 | 2 | 1.75 | 0.01 | 0.008 | 175 | Yes | 6 | 10785652032483 | 6.25 | 4.75 | 5 | 0.5 | 0.086 | Yes | C-UL-US Damp |  | 6 inch 120V xenon connector cord | 6" Connector Cord | SPT-2, 3C x 18AWG | 90842-15.jpg | 90842.jpg
90846-12 | 120V Xenon Master Switch |  | UNDER CABINET | Power Cords and Controls | Under Cabinet Lighting | Black | 12 | [7 empty] | 0 | No | [14 empty] | 0 | [12 empty] | 22.1 | 44.2 | 66.3 | L:4 23/32'' W:4 21/32'' H:1 1/16'' |  |  | 4.7188 | 4.6562 | 1.0625 | Screw(s) | [6 empty] | No |  | No | [28 empty] | On/Off Switch |  | 0 | 0 | 0 | 0 | 0 | 0 | 0 | 0 | 0 | 0 | 0 | 785652032561 | 5.25 | 5 | 1.5 | 0.6 | 0.023 | 65 | Yes | 20 | 10785652032568 | 17.5 | 11 | 6 | 12.2 | 0.668 | Yes | C-UL-US Damp |  | 120V xenon master switch | Master Switch |  | 90846-12.jpg | 90846.jpg
90846-15 | 120V Xenon Master Switch |  | UNDER CABINET | Power Cords and Controls | Under Cabinet Lighting | White | 15 | [7 empty] | 0 | No | [14 empty] | 0 | [12 empty] | 22.1 | 44.2 | 66.3 | L:4 23/32'' W:4 21/32'' H:1 1/16'' |  |  | 4.7188 | 4.6562 | 1.0625 | Screw(s) | [6 empty] | No |  | No | [28 empty] | On/Off Switch |  | 0 | 0 | 0 | 0 | 0 | 0 | 0 | 0 | 0 | 0 | 0 | 785652032554 | 5.25 | 5 | 1.5 | 0.6 | 0.023 | 65 | Yes | 20 | 10785652032551 | 17.5 | 11 | 6 | 12.2 | 0.668 | Yes | C-UL-US Damp |  | 120V xenon master switch | Master Switch |  | 90846-15.jpg | 90846.jpg
9100-824 |  |  | Accessory | Replacement Chain | [10 empty] | 0 | No | [27 empty] | 12.5 | 25 | 37.5 | [13 empty] | No |  | No | [30 empty] | 0 | 0 | 0 | 0 | 0 | 0 | 0 | 0 | 0 | 0 | 0 | 785652039560 | [6 empty] | Yes | [10 empty] | Chain Palladium |  |  | 9100-962.jpg | 9100.jpg
9103-05 | Decorative Chain in Chrome Finish |  | ACCESSORY | Replacement Chain | Accessories | Chrome | 5 | [7 empty] | 0 | No | [14 empty] | 0 | [12 empty] | 8 | 16 | 24 | L:72'' |  |  | 72 |  |  | N/A | [6 empty] | No |  | No | [28 empty] | N/A |  | 0 | 0 | 0 | 0 | 0 | 0 | 0 | 0 | 0 | 0 | 0 | 785652074257 | [7 empty] | 24 | 10785652074254 | [8 empty] | Decorative Chain in Chrome Finish | Decorative Chain in Chrome Finish |  | 9103-965.jpg | 9103.jpg
9103-778 | Decorative Chain in Brushed Oil Rubbed Bronze Finish |  | ACCESSORY | Replacement Chain | Accessories | Brushed Oil Rubbed Bronze | 778 | [7 empty] | 0 | No | [14 empty] | 0 | [12 empty] | 9.98 | 19.96 | 29.94 | L:72'' |  |  | 72 |  |  | N/A | [6 empty] | No |  | No | [28 empty] | N/A |  | 0 | 0 | 0 | 0 | 0 | 0 | 0 | 0 | 0 | 0 | 0 | 785652074066 | 4 | 3.25 | 3.5 | 1.1 | 0.026 | 60 | Yes | 24 | 10785652074063 | 15.25 | 12 | 9 | 28.3 | 0.953 | Yes |  |  | Decorative Chain in Brushed Oil Rubbed Bronze Finish | Decorative Chain in Brushed Oil Rubbed Bronze Finish |  | 9103-753.jpg | 9103.jpg
9103-802 | Decorative Chain in Obsidian Mist Finish |  | ACCESSORY | Replacement Chain | Accessories | Obsidian Mist | 802 | [7 empty] | 0 | No | [14 empty] | 0 | [12 empty] | 8.48 | 16.96 | 25.44 | L:72'' |  |  | 72 |  |  | N/A | [6 empty] | No |  | No | [28 empty] | N/A |  | 0 | 0 | 0 | 0 | 0 | 0 | 0 | 0 | 0 | 0 | 0 | 785652091025 | 4.75 | 4 | 1.5 | 1.4 | 0.016 | 60 | Yes | 4 | 10785652091022 | 6 | 5.25 | 7 | 7.25 | 0.128 | Yes |  |  | Decorative Chain in Obsidian Mist Finish | Decorative Chain in Obsidian Mist Finish |  | 9103-802.jpg | 9103.jpg
9107-185 |  |  | Accessory | Replacement Chain |  | Forged Iron | 185 | [7 empty] | 0 | No | [14 empty] | 0 | [12 empty] | 16.5 | 33 | 49.5 | L:72'' |  |  | 72 |  |  | N/A | [6 empty] | No |  | No | [28 empty] | N/A |  | 0 | 0 | 0 | 0 | 0 | 0 | 0 | 0 | 0 | 0 | 0 | 785652010712 | 6 | 3.75 | 2 | 1.5 | 0.026 |  | Yes | [10 empty] | Decorative Chain in Forged Iron Finish |  |  | 9107-02.jpg | 9107.jpg
9107-814 |  |  | Accessory | Replacement Chain |  | Misted Bronze | 814 | [7 empty] | 0 | No | [14 empty] | 0 | [12 empty] | 16.5 | 33 | 49.5 | L:72'' |  |  | 72 |  |  | N/A | [6 empty] | No |  | No | [28 empty] | N/A |  | 0 | 0 | 0 | 0 | 0 | 0 | 0 | 0 | 0 | 0 | 0 | 785652010781 | 6 | 3.75 | 2 | 1.5 | 0.026 |  | Yes | 24 | 10785652010788 | [8 empty] | Decorative Chain in Misted Bronze Finish |  |  | 9107-02.jpg | 9107.jpg
9122-05 | Link and Loop in Chrome |  | ACCESSORY | Replacement Chain | Accessories | Chrome | 5 | [7 empty] | 0 | No | [14 empty] | 0 | [12 empty] | 2.98 | 5.96 | 8.94 | L:3'' |  |  | 3 |  |  | N/A | [6 empty] | No |  | No | [28 empty] | N/A |  | 0 | 0 | 0 | 0 | 0 | 0 | 0 | 0 | 0 | 0 | 0 | 785652116186 | 3.5 | 2.75 | 1.5 | 0.1 | 0.008 | 60 | Yes | 50 | 10785652116183 | 7 | 5.5 | 3 | 4.7 | 0.067 | Yes |  |  | LINK AND LOOP-05 | Link and Loop in Chrome |  | 9122-05.jpg | 9122.jpg
9122-12 | Link and Loop in Black |  | ACCESSORY | Replacement Chain | Accessories | Black | 12 | [7 empty] | 0 | No | [14 empty] | 0 | [12 empty] | 5.1 | 10.2 | 15.3 | L:3'' |  |  | 3 |  |  | N/A | [6 empty] | No |  | No | [28 empty] | N/A |  | 0 | 0 | 0 | 0 | 0 | 0 | 0 | 0 | 0 | 0 | 0 | 785652067112 | 3.5 | 2.75 | 1.5 | 0.1 | 0.008 | 60 | Yes | 50 | 10785652067119 | [8 empty] | LINK AND LOOP-12 | Link and Loop in Black |  | 9122-12.jpg | 9122.jpg
9122-715 | Link and Loop in Autumn Bronze |  | ACCESSORY | Replacement Chain | Accessories | Autumn Bronze | 715 | [7 empty] | 0 | No | [14 empty] | 0 | [12 empty] | 2.98 | 5.96 | 8.94 | L:3'' |  |  | 3 |  |  | N/A | [6 empty] | No |  | No | [28 empty] | N/A |  | 0 | 0 | 0 | 0 | 0 | 0 | 0 | 0 | 0 | 0 | 0 | 785652116254 | 3.5 | 1 | 2 | 0.1 | 0.004 | 60 | Yes | 50 | 10785652116251 | 6.75 | 5.5 | 3 | 3.6 | 0.064 | Yes |  |  | LINK AND LOOP-715 | Link and Loop in Autumn Bronze |  | 9122-715.jpg | 9122.jpg
9122-778 | Link and Loop in Brushed Oil Rubbed Bronze |  | ACCESSORY | Replacement Chain | Accessories | Brushed Oil Rubbed Bronze | 778 | [7 empty] | 0 | No | [14 empty] | 0 | [12 empty] | 4.48 | 8.96 | 13.44 | L:3'' |  |  | 3 |  |  | N/A | [6 empty] | No |  | No | [28 empty] | N/A |  | 0 | 0 | 0 | 0 | 0 | 0 | 0 | 0 | 0 | 0 | 0 | 785652074073 | 4 | 0.25 | 0.25 | 0.4 | 0 | 60 | Yes | 50 | 10785652074070 | 8.25 | 8 | 5.5 | 4 | 0.21 | Yes |  |  | LINK AND LOOP-778 | Link and Loop in Brushed Oil Rubbed Bronze |  | 9122-778.jpg | 9122.jpg
9122-782 | Link and Loop in Heirloom Bronze |  | ACCESSORY | Replacement Chain | Accessories | Heirloom Bronze | 782 | [7 empty] | 0 | No | [14 empty] | 0 | [12 empty] | 2.98 | 5.96 | 8.94 | L:3'' |  |  | 3 |  |  | N/A | [6 empty] | No |  | No | [28 empty] | N/A |  | 0 | 0 | 0 | 0 | 0 | 0 | 0 | 0 | 0 | 0 | 0 | 785652116261 | 2.75 | 1.5 | 0.75 | 0.1 | 0.002 | 60 | Yes | 50 | 10785652116268 | 11.5 | 7.5 | 1.5 | 3.5 | 0.075 | Yes |  |  | LINK AND LOOP-782 | Link and Loop in Heirloom Bronze |  | 9122-782.jpg | 9122.jpg
9122-797 | Link and Loop in Weathered Zinc |  | ACCESSORY | Replacement Chain | Accessories | Weathered Zinc | 797 | [7 empty] | 0 | No | [14 empty] | 0 | [12 empty] | 2.8 | 5.6 | 8.4 | L:3'' |  |  | 3 |  |  | N/A | [6 empty] | No |  | No | [28 empty] | N/A |  | 0 | 0 | 0 | 0 | 0 | 0 | 0 | 0 | 0 | 0 | 0 | 785652073748 | 4 | 0.25 | 0.25 | 0.1 | 0 | 60 | Yes | 50 | 10785652073745 | 6 | 6 | 7 | 4.1 | 0.146 | Yes |  |  | LINK AND LOOP-797 | Link and Loop in Weathered Zinc |  | 9122-797.jpg | 9122.jpg
9122-802 | Link and Loop in Obsidian Mist |  | ACCESSORY | Replacement Chain | Accessories | Obsidian Mist | 802 | [7 empty] | 0 | No | [14 empty] | 0 | [12 empty] | 5.46 | 10.92 | 16.38 | L:3'' |  |  | 3 |  |  | N/A | [6 empty] | No |  | No | [28 empty] | N/A |  | 0 | 0 | 0 | 0 | 0 | 0 | 0 | 0 | 0 | 0 | 0 | 785652066993 | 3.125 | 3.875 | 0.25 | 0.1 | 0.002 | 60 | Yes | 6 | 10785652066990 | 7.25 | 5.625 | 5.5 | 0.08 | 0.13 | Yes |  |  | LINK AND LOOP-802 | Link and Loop in Obsidian Mist |  | 9122-802.jpg | 9122.jpg
9122-819 | Link and Loop in Weathered Iron |  | ACCESSORY | Replacement Chain | Accessories | Weathered Iron | 819 | [7 empty] | 0 | No | [14 empty] | 0 | [12 empty] | 2.98 | 5.96 | 8.94 | L:3'' |  |  | 3 |  |  | N/A | [6 empty] | No |  | No | [28 empty] | N/A |  | 0 | 0 | 0 | 0 | 0 | 0 | 0 | 0 | 0 | 0 | 0 | 785652073694 | 4 | 0.25 | 0.25 | 0.1 | 0 | 60 | Yes | 50 | 10785652073691 | 6 | 6 | 7 | 4.1 | 0.146 | Yes |  |  | LINK AND LOOP-819 | Link and Loop in Weathered Iron |  | 9122-819.jpg | 9122.jpg
9122-839 | Link and Loop in Blacksmith |  | ACCESSORY | Replacement Chain | Accessories | Blacksmith | 839 | [7 empty] | 0 | No | [14 empty] | 0 | [12 empty] | 2.98 | 5.96 | 8.94 | L:3'' |  |  | 3 |  |  | N/A | [6 empty] | No |  | No | [28 empty] | N/A |  | 0 | 0 | 0 | 0 | 0 | 0 | 0 | 0 | 0 | 0 | 0 | 785652116421 | 4 | 1 | 1 | 0.1 | 0.002 | 60 | Yes | 25 | 10785652116428 | 6.75 | 6.5 | 5.5 | 2.3 | 0.14 | Yes |  |  | LINK AND LOOP-839 | Link and Loop in Blacksmith |  | 9122-839.jpg | 9122.jpg
9122-962 | Link and Loop in Brushed Nickel |  | ACCESSORY | Replacement Chain | Accessories | Brushed Nickel | 962 | [7 empty] | 0 | No | [14 empty] | 0 | [12 empty] | 2.98 | 5.96 | 8.94 | L:3'' |  |  | 3 |  |  | N/A | [6 empty] | No |  | No | [28 empty] | N/A |  | 0 | 0 | 0 | 0 | 0 | 0 | 0 | 0 | 0 | 0 | 0 | 785652116476 | 4 | 1 | 1 | 0.1 | 0.002 | 60 | Yes | 50 | 10785652116473 | 11 | 8 | 2.75 | 5.1 | 0.14 | Yes |  |  | LINK AND LOOP-962 | Link and Loop in Brushed Nickel |  | 9122-962.jpg | 9122.jpg
9188-819 | 12" Stem |  | ACCESSORY | Replacement Stems | Pendants | Weathered Iron | 819 | [7 empty] | 0 | No | [14 empty] | 0 | [12 empty] | 9.48 | 18.96 | 28.44 | D:5/8'' L:12'' |  | 0.625 | 12 |  |  | N/A | [6 empty] | No |  | No | [28 empty] | N/A |  | 0 | 0 | 0 | 0 | 0 | 0 | 0 | 0 | 0 | 0 | 0 | 785652073717 | 12.5 | 0.1 | 0.1 | 0.3 | 0 | 60 | Yes | 10 | 10785652073714 | 11.75 | 6.25 | 7.25 | 3.1 | 0.308 | Yes |  |  | ACCESSORY STEM 5/8DIA-819 | 12" Stem |  | 9199-12.jpg | 9188.jpg
9196-05 | 12 Inch Accessory Stem in Chrome Finish |  | ACCESSORY | Replacement Stems | Pendants | Chrome | 5 | [7 empty] | 0 | No | [14 empty] | 0 | [12 empty] | 9.48 | 18.96 | 28.44 | D:3/4'' L:12'' |  | 0.75 | 12 | [9 empty] | No |  | No | [28 empty] | N/A |  | 0 | 0 | 0 | 0 | 0 | 0 | 0 | 0 | 0 | 0 | 0 | 785652207433 | 12.5 | 0.1 | 0.1 | 0.3 | 0 | 60 | Yes | 10 | 10785652207430 | 11.75 | 6.25 | 7.18 | 3.1 | 0.305 | Yes |  |  | 12 Inch Accessory Stem in Chrome Finish | 12 Inch Accessory Stem in Chrome Finish | To be used for 66160-05. Same as 9199-XXX except it is a fatter tube. | 9196-05.jpg | 9196.jpg
9196-839 | 12 Inch Accessory Stem in Blacksmith Finish |  | ACCESSORY | Replacement Stems | Pendants | Blacksmith | 839 | [7 empty] | 0 | No | [14 empty] | 0 | [12 empty] | 9.48 | 18.96 | 28.44 | D:3/4'' L:12'' |  | 0.75 | 12 | [9 empty] | No |  | No | [28 empty] | N/A |  | 0 | 0 | 0 | 0 | 0 | 0 | 0 | 0 | 0 | 0 | 0 | 785652208072 | 12.5 | 0.1 | 0.1 | 0.3 | 0 | 60 | Yes | 10 | 10785652208079 | 11.75 | 6.25 | 7.18 | 3.1 | 0.305 | Yes |  |  | 12 Inch Accessory Stem in Blacksmith Finish | 12 Inch Accessory Stem in Blacksmith Finish | To be used for 66160-839. Same as 9199-XXX except it is a fatter tube. | 9196-839.jpg | 9196.jpg
9198-71 | Additional Stem in Antique Bronze Finish |  | Accessory | Replacement Stems | Pendants | [9 empty] | 0 | No | [27 empty] | 1.45 | 2.9 | 4.35 | [13 empty] | No |  | No | [30 empty] | 0 | 0 | 0 | 0 | 0 | 0 | 0 | 0 | 0 | 0 | 0 | 785652037436 | [6 empty] | Yes | [10 empty] | Stem 1/2 x 6" Morris |  |  | 9196-839.jpg | 9198.jpg
9198-824 | Additional Stem in Palladium Finish |  | Accessory | Replacement Stems | Pendants | [9 empty] | 0 | No | [27 empty] | 1.85 | 3.7 | 5.55 | [13 empty] | No |  | No | [30 empty] | 0 | 0 | 0 | 0 | 0 | 0 | 0 | 0 | 0 | 0 | 0 | 785652039577 | [6 empty] | Yes | 10 | 10785652039574 | [5 empty] | Yes |  |  | Stem 1/2 x 6" |  |  | 9196-839.jpg | 9198.jpg
9199-05 | 12" Stem |  | ACCESSORY | Replacement Stems | Pendants | Chrome | 5 | [7 empty] | 0 | No | [14 empty] | 0 | [12 empty] | 9.48 | 18.96 | 28.44 | D:1/2'' L:12'' |  | 0.5 | 12 |  |  | N/A | [6 empty] | No |  | No | [28 empty] | N/A |  | 0 | 0 | 0 | 0 | 0 | 0 | 0 | 0 | 0 | 0 | 0 | 785652183904 | 12.5 | 0.5 | 0.5 | 0.2 | 0.002 | 60 | Yes | 10 | 10785652183901 | 11.75 | 6.25 | 7.25 | 2.9 | 0.308 | Yes |  |  | Accessory Stem in Chrome Finish | 12" Stem |  | 9199-05.jpg | 9199.jpg
9199-12 | 12" Stem |  | ACCESSORY | Replacement Stems | Pendants | Black | 12 | [7 empty] | 0 | No | [14 empty] | 0 | [12 empty] | 18.48 | 36.96 | 55.44 | D:1/2'' L:12'' |  | 0.5 | 12 |  |  | N/A | [6 empty] | No |  | No | [28 empty] | N/A |  | 0 | 0 | 0 | 0 | 0 | 0 | 0 | 0 | 0 | 0 | 0 | 785652067129 | 12.5 | 3.75 | 0.5 | 0.3 | 0.014 | 70 | Yes | 2 | 10785652067126 | 10.625 | 8.75 | 6.25 | 1.2 | 0.336 | Yes |  |  | Accessory Stem in Black Finish | 12" Stem |  | 9199-12.jpg | 9199.jpg
9199-44 | 12" Stem |  | ACCESSORY | Replacement Stems | Pendants | Weathered Copper | 44 | [7 empty] | 0 | No | [14 empty] | 0 | [12 empty] | 10.46 | 20.92 | 31.38 | D:1/2'' L:12'' |  | 0.5 | 12 | [9 empty] | No |  | No | [28 empty] | N/A |  | 0 | 0 | 0 | 0 | 0 | 0 | 0 | 0 | 0 | 0 | 0 | 785652009266 | 12.5 | 0.75 | 0.75 | 0.3 | 0.004 | 60 | Yes | 10 | 10785652009263 | 14.5 | 6 | 5.75 | 4 | 0.289 | Yes |  |  | Accessory Stem in Weathered Copper Finish | 12" Stem |  | 9199-44.jpg | 9199.jpg
9199-71 | 12" Stem |  | ACCESSORY | Replacement Stems | Pendants | Antique Bronze | 71 | [7 empty] | 0 | No | [14 empty] | 0 | [12 empty] | 12.98 | 25.96 | 38.94 | D:1/2'' L:12'' |  | 0.5 | 12 |  |  | N/A | [6 empty] | No |  | No | [28 empty] | N/A |  | 0 | 0 | 0 | 0 | 0 | 0 | 0 | 0 | 0 | 0 | 0 | 785652199714 | 12.75 | 0.75 | 0.75 | 0.3 | 0.004 | 60 | Yes | 10 | 10785652199711 | 13 | 5 | 2 | 3.2 | 0.075 | Yes |  |  | Accessory Stem in Antique Bronze Finish | 12" Stem |  | 9199-71.jpg | 9199.jpg
9199-710 | 12" Stem |  | ACCESSORY | Replacement Stems | Pendants | Burnt Sienna | 710 | [7 empty] | 0 | No | [14 empty] | 0 | [12 empty] | 5.96 | 11.92 | 17.88 | D:1/2'' L:12'' |  | 0.5 | 12 |  |  | N/A | [6 empty] | No |  | No | [28 empty] | N/A |  | 0 | 0 | 0 | 0 | 0 | 0 | 0 | 0 | 0 | 0 | 0 | 785652182655 | 12.75 | 0.75 | 0.75 | 0.3 | 0.004 | 60 | Yes | 10 | 10785652182652 | 13.5 | 4.75 | 2.25 | 3.3 | 0.083 | Yes |  |  | Accessory Stem in Burnt Sienna Finish | 12" Stem |  | 9199-710.jpg | 9199.jpg
9199-715 | 12" Stem |  | ACCESSORY | Replacement Stems | Pendants | Autumn Bronze | 715 | [7 empty] | 0 | No | [14 empty] | 0 | [12 empty] | 4.98 | 9.96 | 14.94 | D:1/2'' L:12'' |  | 0.5 | 12 |  |  | N/A | [6 empty] | No |  | No | [28 empty] | N/A |  | 0 | 0 | 0 | 0 | 0 | 0 | 0 | 0 | 0 | 0 | 0 | 785652236938 | 12.5 | 6 | 1 | 0.3 | 0.043 | 125 | Yes | 10 | 10785652236935 | 14 | 8.25 | 7 | 3.5 | 0.468 | Yes |  |  | Accessory Stem in Autumn Bronze Finsih | 12" Stem |  | 9199-827.jpg | 9199.jpg
9199-778 | 12" Stem |  | ACCESSORY | Replacement Stems | Pendants | Brushed Oil Rubbed Bronze | 778 | [7 empty] | 0 | No | [14 empty] | 0 | [12 empty] | 9.98 | 19.96 | 29.94 | D:1/2'' L:12'' |  | 0.5 | 12 |  |  | N/A | [6 empty] | No |  | No | [28 empty] | N/A |  | 0 | 0 | 0 | 0 | 0 | 0 | 0 | 0 | 0 | 0 | 0 | 785652074080 | 12.75 | 1 | 1 | 0.3 | 0.007 | 60 | Yes | 10 | 10785652074087 | 13.5 | 5.25 | 2.25 | 3.3 | 0.092 | Yes |  |  | Accessory Stem in Brushed Oil Rubbed Bronze Finish | 12" Stem |  | 9199-778.jpg | 9199.jpg
9199-782 | 12" Stem |  | ACCESSORY | Replacement Stems | Pendants | Heirloom Bronze | 782 | [7 empty] | 0 | No | [14 empty] | 0 | [12 empty] | 10.46 | 20.92 | 31.38 | D:1/2'' L:12'' |  | 0.5 | 12 |  |  | N/A | [6 empty] | No |  | No | [28 empty] | N/A |  | 0 | 0 | 0 | 0 | 0 | 0 | 0 | 0 | 0 | 0 | 0 | 785652199783 | 12.75 | 0.75 | 0.75 | 0.3 | 0.004 | 60 | Yes | 10 | 10785652199780 | 13 | 5 | 2 | 3.2 | 0.075 | Yes |  |  | Accessory Stem in Heirloom Bronze Finish | 12" Stem |  | 9199-782.jpg | 9199.jpg
9199-797 | 12" Stem |  | ACCESSORY | Replacement Stems | Pendants | Weathered Zinc | 797 | [7 empty] | 0 | No | [14 empty] | 0 | [12 empty] | 8.98 | 17.96 | 26.94 | D:1/2'' L:12'' |  | 0.5 | 12 |  |  | N/A | [6 empty] | No |  | No | [28 empty] | N/A |  | 0 | 0 | 0 | 0 | 0 | 0 | 0 | 0 | 0 | 0 | 0 | 785652073755 | 12.75 | 1 | 1 | 0.3 | 0.007 | 60 | Yes | 10 | 10785652073752 | 13.5 | 5.25 | 2.25 | 3.3 | 0.092 | Yes |  |  | Accessory Stem in Weathered Zinc Finish | 12" Stem |  | 9199-797.jpg | 9199.jpg
9199-802 | 12" Stem |  | ACCESSORY | Replacement Stems | Pendants | Obsidian Mist | 802 | [7 empty] | 0 | No | [14 empty] | 0 | [12 empty] | 18.48 | 36.96 | 55.44 | D:1/2'' L:12'' |  | 0.5 | 12 |  |  | N/A | [6 empty] | No |  | No | [28 empty] | N/A |  | 0 | 0 | 0 | 0 | 0 | 0 | 0 | 0 | 0 | 0 | 0 | 785652199806 | 12.75 | 0.75 | 0.75 | 0.3 | 0.004 | 60 | Yes | 10 | 10785652199803 | 13 | 5 | 2 | 3.2 | 0.075 | Yes |  |  | Accessory Stem in Obsidian Mist Finish | 12" Stem |  | 9199-802.jpg | 9199.jpg
9199-819 | 12" Stem |  | ACCESSORY | Replacement Stems | Pendants | Weathered Iron | 819 | [7 empty] | 0 | No | [14 empty] | 0 | [12 empty] | 8.98 | 17.96 | 26.94 | D:1/2'' L:12'' |  | 0.5 | 12 |  |  | N/A | [6 empty] | No |  | No | [28 empty] | N/A |  | 0 | 0 | 0 | 0 | 0 | 0 | 0 | 0 | 0 | 0 | 0 | 785652073700 | 12.75 | 1.75 | 0.75 | 0.3 | 0.01 | 60 | Yes | 10 | 10785652073707 | 13 | 5 | 2 | 3.2 | 0.075 | Yes |  |  | Accessory Stem in Weathered Iron Finish | 12" Stem |  | 9199-819.jpg | 9199.jpg
9199-839 | 12" Stem |  | ACCESSORY | Replacement Stems | Pendants | Blacksmith | 839 | [7 empty] | 0 | No | [14 empty] | 0 | [12 empty] | 8.48 | 16.96 | 25.44 | D:1/2'' L:12'' |  | 0.5 | 12 |  |  | N/A | [6 empty] | No |  | No | [28 empty] | N/A |  | 0 | 0 | 0 | 0 | 0 | 0 | 0 | 0 | 0 | 0 | 0 | 785652199899 | 12.5 | 0.5 | 0.5 | 0.2 | 0.002 | 60 | Yes | 10 | 10785652199896 | 11.75 | 6.25 | 7.18 | 2.9 | 0.305 | Yes |  |  | Accessory Stem in Blacksmith Finish | 12" Stem |  | 9199-839.jpg | 9199.jpg
9199-848 | 12" Stem |  | ACCESSORY | Replacement Stems | Accessories | Satin Bronze | 848 | [7 empty] | 0 | No | [14 empty] | 0 | [12 empty] | 9.98 | 19.96 | 29.94 | D:1/2'' L:12'' |  | 0.5 | 12 |  |  | N/A | [6 empty] | No |  | No | [28 empty] | N/A |  | 0 | 0 | 0 | 0 | 0 | 0 | 0 | 0 | 0 | 0 | 0 | 785652998485 | 13 | 0.75 | 0.75 | 0.4 | 0.004 | 60 | Yes | 10 | 10785652998482 | 13.78 | 4.58 | 2 | 3.8 | 0.073 | Yes |  |  | Accessory Stem in Satin Bronze Finish | 12" Stem |  | 9199-848.jpg | 9199.jpg
9199-962 | 12" Stem |  | ACCESSORY | Replacement Stems | Pendants | Brushed Nickel | 962 | [7 empty] | 0 | No | [14 empty] | 0 | [12 empty] | 9.98 | 19.96 | 29.94 | D:1/2'' L:12'' | 0.2 | 0.5 | 12 |  |  | N/A | [6 empty] | No |  | No | [28 empty] | N/A |  | 0 | 0 | 0 | 0 | 0 | 0 | 0 | 0 | 0 | 0 | 0 | 785652199967 | 12.75 | 0.75 | 0.75 | 0.3 | 0.004 | 60 | Yes | 10 | 10785652199964 | 13 | 5 | 2 | 3.2 | 0.075 | Yes |  |  | Accessory Stem in Brushed Nickel Finish | 12" Stem |  | 9199-962.jpg | 9199.jpg
9199-965 | 12" Stem |  | ACCESSORY | Replacement Stems | Accessories | Antique Brushed Nickel | 965 | [7 empty] | 0 | No | [14 empty] | 0 | [12 empty] | 9.98 | 19.96 | 29.94 | D:1/2'' L:12'' |  | 0.5 | 12 | [9 empty] | No |  | No | [28 empty] | N/A |  | 0 | 0 | 0 | 0 | 0 | 0 | 0 | 0 | 0 | 0 | 0 | 785652199950 | 12.5 | 1.625 | 0.625 | 0.3 | 0.007 | 60 | Yes | 10 | 10785652199957 | 13 | 4.125 | 4.5 | 3.65 | 0.14 | Yes |  |  | Accessory Stem in Antique Brushed Nickel | 12" Stem |  | 9199-965.jpg | 9199.jpg
9199-98 | 12" Stem |  | ACCESSORY | Replacement Stems | Pendants | Brushed Stainless | 98 | [7 empty] | 0 | No | [14 empty] | 0 | [12 empty] | 9.98 | 19.96 | 29.94 | D:1/2'' L:12'' |  | 0.5 | 12 | [9 empty] | No |  | No | [28 empty] | N/A |  | 0 | 0 | 0 | 0 | 0 | 0 | 0 | 0 | 0 | 0 | 0 | 785652919985 | 12.75 | 0.75 | 0.75 | 0.3 | 0.004 | 60 | Yes | 10 | 10785652919982 | 13 | 5 | 2 | 3.2 | 0.075 | Yes |  |  | Accessory Stem in Brushed Stainless Finish | 12" Stem |  | 9199-98.jpg | 9199.jpg
9226-12 | One Light Outdoor Path |  | OUTDOOR | Landscape Lighting | Outdoor Lighting | Black | 12 | Die Cast Aluminum |  |  |  | Clear Glass | 1 Medium A19 75w |  | 1 | No | [14 empty] | 0 | [12 empty] | 24.98 | 49.96 | 74.94 | D:5 7/8'' H:7'' | 2 | 5.875 |  |  | 7 | Other | [6 empty] | No |  | No | [25 empty] | 18 |  |  | N/A | Hardwired | 0 | 0 | 0 | 0 | 1 | 0 | 0 | 0 | 0 | 0 | 0 | 785652922626 | 10 | 6.18 | 6.18 | 2.5 | 0.221 | 93 | Yes | 6 | 10785652922623 | 13 | 13 | 10.78 | 11 | 1.054 | Yes | UL Wet | cUL Wet | 1L PATH LIGHT-12 | One Light Outdoor Path |  | 9226-12.jpg | 9226.jpg
9226-95 | One Light Outdoor Path |  | OUTDOOR | Landscape Lighting | Outdoor Lighting | Emerald Green | 95 |  |  |  |  | Clear Glass | 1 Medium A19 75w |  | 1 | No | [14 empty] | 0 | [12 empty] | 24.98 | 49.96 | 74.94 | D:5 7/8'' H:7'' | 2 | 5.875 |  |  | 7 | Other | [6 empty] | No |  | No | [25 empty] | 18 |  |  | N/A |  | 0 | 0 | 0 | 0 | 1 | 0 | 0 | 0 | 0 | 0 | 0 | 785652922657 | 10.18 | 6.25 | 6.25 | 2.4 | 0.23 | 93 | Yes | 6 | 10785652922654 | 13 | 13.25 | 10.75 | 10.7 | 1.072 | Yes | UL Wet | cUL Wet | 1L PATH LIGHT-95 | One Light Outdoor Path |  | 9226-95.jpg | 9226.jpg
9241-12 | Two Light Recessed Brick Light |  | OUTDOOR | Landscape Lighting | Outdoor Lighting | Black | 12 |  |  |  |  | Frosted Glass | 2 Wedge T5 18w 12v |  | 2 | No | [14 empty] | 0 | [12 empty] | 29.6 | 59.2 | 88.8 | L:9 1/8'' W:3 1/8'' H:4'' E:1/4'' |  |  | 9.125 | 3.125 | 4 | Other |  |  |  |  | 0.25 |  | No |  | No | [25 empty] | 6 | Black |  | N/A |  | 0 | 0 | 0 | 0 | 0 | 0 | 0 | 0 | 0 | 0 | 0 | 785652924125 | 3.4 | 4.2 | 9.3 | 1.6 | 0.077 | 65 | Yes | 6 | 10785652924122 | 13.2 | 10.2 | 7.6 | 10.4 | 0.592 | Yes | UL Wet | cUL Wet | Two Light Recessed Brick Light in Black Finish | Two Light Recessed Brick Light |  | 9241-12.jpg | 9241.jpg
93335-98 |  |  | OUTDOOR |  | Landscape Lighting | Brushed Stainless | 98 | [7 empty] | 0 | No | [27 empty] | 663 | 1326 | 1989 | W:6 11/16'' H:12'' E:6 5/32'' |  |  |  | 6.6875 | 12 | Other |  |  |  |  | 6.1562 |  | No |  | No | [25 empty] | 72 | Black |  |  |  | 0 | 0 | 0 | 0 | 0 | 0 | 0 | 0 | 0 | 0 | 0 | 785652212352 | 23 | 12.5 | 10.75 | 49.2 | 1.789 | 65 | Yes | [9 empty] | cETL Wet | 1200w. 277v, 12/13/14/15v up to 22v Secondary Lug (same as Unique Multimatic 93245-98) | 1200w Multi-Matic 277v Transformer | SPECIAL - same as 93245-98 | 93335-98.jpg | 93335.jpg
93401S-15 | Louver LED Step Light-15 |  | LIGHT KIT | LED Step Lighting | Landscape Lighting | White | 15 | [7 empty] | 1 | No | 90 | 3000 | 90 | 3.3 | 120 | 19 - Integrated | LED - Array |  | 10 | 100 | LED | 3.3 | 3.3 | 50000 | 0 | [12 empty] | 40.98 | 81.96 | 122.94 | L:4 3/4'' H:3'' E:1 9/16'' |  |  | 4.75 |  | 3 | [5 empty] | 1.5625 |  | No |  | No | [30 empty] | 0 | 0 | 0 | 0 | 0 | 0 | 1 | 0 | 0 | 0 | 0 | 785652102738 | 5.25 | 4 | 1.5 | 0.4 | 0.018 | 65 | Yes | 12 | 10785652102735 | 9.5 | 6 | 5 | 4.8 | 0.165 | Yes |  | cETL Wet | 120V LED STEP LT LOUVER-15 | Louver LED Step Light-15 |  | 93401S-15.jpg | 93401S.jpg
93401S-171 | Louver LED Step Light-171 |  | LIGHT KIT | LED Step Lighting | Landscape Lighting | Painted Antique Bronze | 171 | [7 empty] | 1 | No | 90 | 3000 | 90 | 3.3 | 120 | 19 - Integrated | LED - Array |  | 10 | 100 | LED | 3.3 | 3.3 | 50000 | 0 | [12 empty] | 40.98 | 81.96 | 122.94 | L:4 3/4'' H:3'' E:1 9/16'' |  |  | 4.75 |  | 3 | [5 empty] | 1.5625 |  | No |  | No | [30 empty] | 0 | 0 | 0 | 0 | 0 | 0 | 1 | 0 | 0 | 0 | 0 | 785652102745 | 5.25 | 3.2 | 2.25 | 0.4 | 0.022 | 70 | Yes | 6 | 10785652102742 | [7 empty] | cETL Wet | 120V LED STEP LT LOUVER-171 | Louver LED Step Light-171 |  | 93401S-171.jpg | 93401S.jpg
93401S-849 | Louver LED Step Light-849 |  | LIGHT KIT | LED Step Lighting | Landscape Lighting | Satin Nickel | 849 | [7 empty] | 1 | No | 90 | 3000 | 90 | 3.3 | 120 | 19 - Integrated | LED - Array |  | 10 | 100 | LED | 3.3 | 3.3 | 50000 | 0 | [12 empty] | 40.98 | 81.96 | 122.94 | L:4 3/4'' H:3'' E:1 9/16'' |  |  | 4.75 |  | 3 | [5 empty] | 1.5625 |  | No |  | No | [30 empty] | 0 | 0 | 0 | 0 | 0 | 0 | 1 | 0 | 0 | 0 | 0 | 785652102752 | 5.25 | 2.25 | 3.1 | 0.8 | 0.021 | 60 | Yes | 6 | 10785652102759 | [7 empty] | cETL Wet | 120V LED STEP LT LOUVER-849 | Louver LED Step Light-849 |  | 93401S-849.jpg | 93401S.jpg
93403S-15 | Tarpa LED Step Light-15 |  | LIGHT KIT | LED Step Lighting | Landscape Lighting | White | 15 | [7 empty] | 1 | No | 90 | 3000 | 90 | 3.3 | 120 | 19 - Integrated | LED - Array |  | 10 | 100 | LED | 3.3 | 3.3 | 50000 | 0 | [12 empty] | 40.98 | 81.96 | 122.94 | L:4 3/4'' H:3'' E:2 3/16'' |  |  | 4.75 |  | 3 | [5 empty] | 2.1875 |  | No |  | No | [30 empty] | 0 | 0 | 0 | 0 | 0 | 0 | 1 | 0 | 0 | 0 | 0 | 785652102769 | 9 | 7 | 3 | 1.1 | 0.109 | 93 | Yes | 6 | 10785652102766 | [7 empty] | cETL Wet | 120V LED STEP LT TARPA-15 | Tarpa LED Step Light-15 |  | 93403S-15.jpg | 93403S.jpg
93403S-171 | Tarpa LED Step Light-171 |  | LIGHT KIT | LED Step Lighting | Landscape Lighting | Painted Antique Bronze | 171 | [7 empty] | 1 | No | 90 | 3000 | 90 | 3.3 | 120 | 19 - Integrated | LED - Array |  | 10 | 100 | LED | 3.3 | 3.3 | 50000 | 0 | [12 empty] | 40.98 | 81.96 | 122.94 | L:4 3/4'' H:3'' E:2 3/16'' |  |  | 4.75 |  | 3 | [5 empty] | 2.1875 |  | No |  | No | [30 empty] | 0 | 0 | 0 | 0 | 0 | 0 | 1 | 0 | 0 | 0 | 0 | 785652102776 | 9 | 7 | 3 | 1.1 | 0.109 | 93 | Yes | 6 | 10785652102773 | [7 empty] | cETL Wet | 120V LED STEP LT TARPA-171 | Tarpa LED Step Light-171 |  | 93403S-171.jpg | 93403S.jpg
93403S-849 | Tarpa LED Step Light-849 |  | LIGHT KIT | LED Step Lighting | Landscape Lighting | Satin Nickel | 849 | [7 empty] | 1 | No | 90 | 3000 | 90 | 3.3 | 120 | 19 - Integrated | LED - Array |  | 10 | 100 | LED | 3.3 | 3.3 | 50000 | 0 | [12 empty] | 40.98 | 81.96 | 122.94 | L:4 3/4'' H:3'' E:2 3/16'' |  |  | 4.75 |  | 3 | [5 empty] | 2.1875 |  | No |  | No | [30 empty] | 0 | 0 | 0 | 0 | 0 | 0 | 1 | 0 | 0 | 0 | 0 | 785652102783 | 9 | 7 | 3 | 1.1 | 0.109 | 93 | Yes | 6 | 10785652102780 | [7 empty] | cETL Wet | 120V LED STEP LT TARPA-849 | Tarpa LED Step Light-849 |  | 93403S-849.jpg | 93403S.jpg
93405S-15 | Vitra LED Step Light-15 |  | LIGHT KIT | LED Step Lighting | Landscape Lighting | White | 15 | [7 empty] | 1 | No | 90 | 3000 | 90 | 3.3 | 120 | 19 - Integrated | LED - Array |  | 10 | 100 | LED | 3.3 | 3.3 | 50000 | 0 | [12 empty] | 40.98 | 81.96 | 122.94 | L:4 3/4'' H:3'' E:1 1/2'' |  |  | 4.75 |  | 3 | [5 empty] | 1.5 |  | No |  | No | [30 empty] | 0 | 0 | 0 | 0 | 0 | 0 | 1 | 0 | 0 | 0 | 0 | 785652102790 | 9 | 7 | 3 | 1.02 | 0.109 | 100 | Yes | 6 | 10785652102797 | [7 empty] | cETL Wet | 120V LED STEP LT VITRA-15 | Vitra LED Step Light-15 |  | 93405S-15.jpg | 93405S.jpg
93405S-171 | Vitra LED Step Light-171 |  | LIGHT KIT | LED Step Lighting | Landscape Lighting | Painted Antique Bronze | 171 | [7 empty] | 1 | No | 90 | 3000 | 90 | 3.3 | 120 | 19 - Integrated | LED - Array |  | 10 | 100 | LED | 3.3 | 3.3 | 50000 | 0 | [12 empty] | 40.98 | 81.96 | 122.94 | L:4 3/4'' H:3'' E:1 1/2'' |  |  | 4.75 |  | 3 | [5 empty] | 1.5 |  | No |  | No | [30 empty] | 0 | 0 | 0 | 0 | 0 | 0 | 1 | 0 | 0 | 0 | 0 | 785652102806 | 5.25 | 2.25 | 3.1 | 0.8 | 0.021 | 60 | Yes | 6 | 10785652102803 | [7 empty] | cETL Wet | 120V LED STEP LT VITRA-171 | Vitra LED Step Light-171 |  | 93405S-171.jpg | 93405S.jpg
93405S-849 | Vitra LED Step Light-849 |  | LIGHT KIT | LED Step Lighting | Landscape Lighting | Satin Nickel | 849 | [7 empty] | 1 | No | 90 | 3000 | 90 | 3.3 | 120 | 19 - Integrated | LED - Array |  | 10 | 100 | LED | 3.3 | 3.3 | 50000 | 0 | [12 empty] | 40.98 | 81.96 | 122.94 | L:4 3/4'' H:3'' E:1 1/2'' |  |  | 4.75 |  | 3 | [5 empty] | 1.5 |  | No |  | No | [30 empty] | 0 | 0 | 0 | 0 | 0 | 0 | 1 | 0 | 0 | 0 | 0 | 785652102813 | 5.25 | 2.25 | 3.1 | 0.8 | 0.021 | 60 | Yes | 6 | 10785652102810 | [7 empty] | cETL Wet | 120V LED STEP LT VITRA-849 | Vitra LED Step Light-849 |  | 93405S-849.jpg | 93405S.jpg
93481S-15 | Louver Turtle Step Light-15 |  | LIGHT KIT | LED Step Lighting | Landscape Lighting | White | 15 | [7 empty] | 1 | No | 90 |  | 90 | 3.3 | 120 | 19 - Integrated | LED - Array |  |  |  | LED | 3.3 | 3.3 | 50000 | 0 | [12 empty] | 55.98 | 111.96 | 167.94 | L:4 3/4'' H:3'' E:1 9/16'' |  |  | 4.75 |  | 3 | [5 empty] | 1.5625 |  | No |  | No | [30 empty] | 0 | 0 | 0 | 0 | 0 | 0 | 1 | 0 | 0 | 0 | 0 | 785652115479 | 5.25 | 3.4 | 1.5 | 1 | 0.015 | 60 | Yes | 6 | 10785652115476 | [7 empty] | cETL Wet | 120V TURTLE STEP LT LOUVER-15 | Louver Turtle Step Light-15 |  | 93481S-15.jpg | 93481S.jpg
93481S-171 | Louver Turtle Step Light-171 |  | LIGHT KIT | LED Step Lighting | Landscape Lighting | Painted Antique Bronze | 171 | [7 empty] | 1 | No | 90 |  | 90 | 3.3 | 120 | 19 - Integrated | LED - Array |  |  |  | LED | 3.3 | 3.3 | 50000 | 0 | [12 empty] | 55.98 | 111.96 | 167.94 | L:4 3/4'' H:3'' E:1 9/16'' |  |  | 4.75 |  | 3 | [5 empty] | 1.5625 |  | No |  | No | [30 empty] | 0 | 0 | 0 | 0 | 0 | 0 | 1 | 0 | 0 | 0 | 0 | 785652115486 | 5.25 | 3.4 | 1.5 | 1 | 0.015 | 60 | Yes | 6 | 10785652115483 | [7 empty] | cETL Wet | 120V TURTLE STEP LT LOUVER-171 | Louver Turtle Step Light-171 |  | 93481S-171.jpg | 93481S.jpg
93481S-849 | Louver Turtle Step Light-849 |  | LIGHT KIT | LED Step Lighting | Landscape Lighting | Satin Nickel | 849 | [7 empty] | 1 | No | 90 |  | 90 | 3.3 | 120 | 19 - Integrated | LED - Array |  |  |  | LED | 3.3 | 3.3 | 50000 | 0 | [12 empty] | 55.98 | 111.96 | 167.94 | L:4 3/4'' H:3'' E:1 9/16'' |  |  | 4.75 |  | 3 | [5 empty] | 1.5625 |  | No |  | No | [30 empty] | 0 | 0 | 0 | 0 | 0 | 0 | 1 | 0 | 0 | 0 | 0 | 785652115493 | 5.25 | 3.4 | 2.25 | 1 | 0.023 | 60 | Yes | 6 | 10785652115490 | [7 empty] | cETL Wet | 120V TURTLE STEP LT LOUVER-849 | Louver Turtle Step Light-849 |  | 93481S-849.jpg | 93481S.jpg
93483S-15 | Tarpa Turtle Step Light-15 |  | LIGHT KIT | LED Step Lighting | Landscape Lighting | White | 15 | [7 empty] | 1 | No | 90 |  | 90 | 3.3 | 120 | 19 - Integrated | LED - Array |  |  |  | LED | 3.3 | 3.3 | 50000 | 0 | [12 empty] | 55.98 | 111.96 | 167.94 | L:4 3/4'' H:3'' E:2 3/16'' |  |  | 4.75 |  | 3 | [5 empty] | 2.1875 |  | No |  | No | [30 empty] | 0 | 0 | 0 | 0 | 0 | 0 | 1 | 0 | 0 | 0 | 0 | 785652115509 | 5.25 | 3.18 | 2.25 | 0.8 | 0.022 | 60 | Yes | 12 | 10785652115506 | 9.75 | 9.75 | 6 | 10 | 0.33 | Yes |  | cETL Wet | 120V TURTLE STEP LT TARPA-15 | Tarpa Turtle Step Light-15 |  | 93483S-15.jpg | 93483S.jpg
93483S-171 | Tarpa Turtle Step Light-171 |  | LIGHT KIT | LED Step Lighting | Landscape Lighting | Painted Antique Bronze | 171 | [7 empty] | 1 | No | 90 |  | 90 | 3.3 | 120 | 19 - Integrated | LED - Array |  |  |  | LED | 3.3 | 3.3 | 50000 | 0 | [12 empty] | 55.98 | 111.96 | 167.94 | L:4 3/4'' H:3'' E:2 3/16'' |  |  | 4.75 |  | 3 | [5 empty] | 2.1875 |  | No |  | No | [30 empty] | 0 | 0 | 0 | 0 | 0 | 0 | 1 | 0 | 0 | 0 | 0 | 785652115516 | 5.25 | 3.4 | 2.5 | 1.5 | 0.026 | 60 | Yes | 6 | 10785652115513 | [7 empty] | cETL Wet | 120V TURTLE STEP LT TARPA-171 | Tarpa Turtle Step Light-171 |  | 93483S-171.jpg | 93483S.jpg
93483S-849 | Tarpa Turtle Step Light-849 |  | LIGHT KIT | LED Step Lighting | Landscape Lighting | Satin Nickel | 849 | [7 empty] | 1 | No | 90 |  | 90 | 3.3 | 120 | 19 - Integrated | LED - Array |  |  |  | LED | 3.3 | 3.3 | 50000 | 0 | [12 empty] | 55.98 | 111.96 | 167.94 | L:4 3/4'' H:3'' E:2 3/16'' |  |  | 4.75 |  | 3 | [5 empty] | 2.1875 |  | No |  | No | [30 empty] | 0 | 0 | 0 | 0 | 0 | 0 | 1 | 0 | 0 | 0 | 0 | 785652115523 | 5.25 | 3.25 | 2.25 | 0.9 | 0.022 | 60 | Yes | 6 | 10785652115520 | [7 empty] | cETL Wet | 120V TURTLE STEP LT TARPA-849 | Tarpa Turtle Step Light-849 |  | 93483S-849.jpg | 93483S.jpg
93485S-15 | Vitra Turtle Step Light-15 |  | LIGHT KIT | LED Step Lighting | Landscape Lighting | White | 15 | [7 empty] | 1 | No | 90 |  | 90 | 3.3 | 120 | 19 - Integrated | LED - Array |  |  |  | LED | 3.3 | 3.3 | 50000 | 0 | [12 empty] | 55.98 | 111.96 | 167.94 | L:4 3/4'' H:3'' E:1 1/2'' |  |  | 4.75 |  | 3 | [5 empty] | 1.5 |  | No |  | No | [30 empty] | 0 | 0 | 0 | 0 | 0 | 0 | 1 | 0 | 0 | 0 | 0 | 785652115530 | 5.25 | 3.25 | 2.25 | 0.8 | 0.022 | 60 | Yes | 6 | 10785652115537 | [7 empty] | cETL Wet | 120V TURTLE STEP LT VITRA-15 | Vitra Turtle Step Light-15 |  | 93485S-15.jpg | 93485S.jpg
93485S-171 | Vitra Turtle Step Light-171 |  | LIGHT KIT | LED Step Lighting | Landscape Lighting | Painted Antique Bronze | 171 | [7 empty] | 0 | No | 90 |  | 90 | 3.3 | 120 | 19 - Integrated | LED - Array |  |  |  | LED | 3.3 | 3.3 | 50000 | 0 | [12 empty] | 55.98 | 111.96 | 167.94 | L:4 3/4'' H:3'' E:1 1/2'' |  |  | 4.75 |  | 3 | [5 empty] | 1.5 |  | No |  | No | [30 empty] | 0 | 0 | 0 | 0 | 0 | 0 | 1 | 0 | 0 | 0 | 0 | 785652115547 | 5.25 | 3.25 | 2.25 | 1 | 0.022 | 60 | Yes | 6 | 10785652115544 | [7 empty] | cETL Wet | 120V TURTLE STEP LT VITRA-171 | Vitra Turtle Step Light-171 |  | 93485S-171.jpg | 93485S.jpg
93485S-849 | Vitra Turtle Step Light-849 |  | LIGHT KIT | LED Step Lighting | Landscape Lighting | Satin Nickel | 849 | [7 empty] | 1 | No | 90 |  | 90 | 3.3 | 120 | 19 - Integrated | LED - Array |  |  |  | LED | 3.3 | 3.3 | 50000 | 0 | [12 empty] | 55.98 | 111.96 | 167.94 | L:4 3/4'' H:3'' E:1 1/2'' |  |  | 4.75 |  | 3 | [5 empty] | 1.5 |  | No |  | No | [30 empty] | 0 | 0 | 0 | 0 | 0 | 0 | 1 | 0 | 0 | 0 | 0 | 785652115561 | 5.25 | 3.25 | 2.25 | 1 | 0.022 | 60 | Yes | 6 | 10785652115568 | [7 empty] | cETL Wet | 120V TURTLE STEP LT VITRA-849 | Vitra Turtle Step Light-849 |  | 93485S-849.jpg | 93485S.jpg
9357-12 | Mini-Recessed Open Reflector Trim |  | RECESSED | Mini-Recessed Trims | Ambiance Lighting Systems | Black | 12 |  |  |  |  | Glass |  |  | 0 | No | [14 empty] | 0 | [12 empty] | 8 | 16 | 24 | D:2'' H:3/4'' E:1/4'' |  | 2 |  |  | 0.75 | [5 empty] | 0.25 |  | No |  | No | [30 empty] | 0 | 0 | 0 | 0 | 0 | 0 | 0 | 0 | 0 | 0 | 0 | 785652935725 | 3 | 3 | 1.5 | 0.1 | 0.008 | 65 | Yes | 6 | 10785652935722 | 7.2 | 0.6 | 5.3 | 0.36 | 0.013 | Yes | C-UL-US Damp |  | Mini-recessed open reflector trim | Open Trim with Lens |  | 9357-12.jpg | 9357.jpg
9369-12 | Landscape Lighting Cable |  | OUTDOOR | Landscape Lighting | Ambiance Lighting Systems | Black | 12 | [7 empty] | 0 | No | [14 empty] | 0 | [12 empty] | 177.1 | 354.2 | 531.3 | W:13/32'' H:3/16'' |  |  |  | 0.40625 | 0.1875 | N/A | [6 empty] | No |  | No | [25 empty] | 2400 | Black |  | N/A |  | 0 | 0 | 0 | 0 | 0 | 0 | 0 | 0 | 0 | 0 | 0 | 785652936920 | 11 | 11 | 6.7 | 15.6 | 0.469 | 60 | Yes | [8 empty] | UL Wet | cUL Wet | Landscape Lighting Cable | Landscape Lighting Cable |  | 9369-12.jpg | 9369.jpg
9370-12 | Landscape Lighting Cable |  | OUTDOOR | Landscape Lighting | Ambiance Lighting Systems | Black | 12 | [7 empty] | 0 | No | [14 empty] | 0 | [12 empty] | 308.5 | 617 | 925.5 | W:13/32'' H:3/16'' |  |  |  | 0.40625 | 0.1875 | N/A | [6 empty] | No |  | No | [25 empty] | 6000 | Black |  | N/A |  | 0 | 0 | 0 | 0 | 0 | 0 | 0 | 0 | 0 | 0 | 0 | 785652937026 | 11 | 10.5 | 7.75 | 33.65 | 0.518 | 60 | Yes | [8 empty] | UL Wet | cUL Wet | Landscape Lighting Cable | Landscape Lighting Cable |  | 9370-12.jpg | 9370.jpg
9372-12 | Landscape Lighting Cable |  | OUTDOOR | Landscape Lighting | Ambiance Lighting Systems | Black | 12 | [7 empty] | 0 | No | [14 empty] | 0 | [12 empty] | 712.7 | 1425.4 | 2138.1 | W:13/32'' H:3/16'' |  |  |  | 0.40625 | 0.1875 | N/A | [6 empty] | No |  | No | [25 empty] | 12000 | Black |  | N/A |  | 0 | 0 | 0 | 0 | 0 | 0 | 0 | 0 | 0 | 0 | 0 | 785652937224 | 15.6 | 15.6 | 11 | 75 | 1.549 | 60 | Yes | [8 empty] | UL Wet | cUL Wet | Landscape Lighting Cable | Landscape Lighting Cable |  | 9372-12.jpg | 9372.jpg
9373-12 | 100' Outdoor Lx Cable |  | OUTDOOR | Lx Outdoor Cable | Ambiance Lighting Systems | Black | 12 | [7 empty] | 0 | No | [14 empty] | 0 | [12 empty] | 96.9 | 193.8 | 290.7 | L:1200'' W:3/8'' H:3/16'' |  |  | 1200 | 0.375 | 0.1875 | [7 empty] | No |  | No | [25 empty] | 1200 | Black |  |  |  | 0 | 0 | 0 | 0 | 0 | 0 | 0 | 0 | 0 | 0 | 0 | 785652937323 | 6.5 | 6.5 | 6.75 | 6.65 | 0.165 | 60 | Yes | 2 | 10785652937320 | 14 | 7.25 | 7.75 | 14.4 | 0.455 | Yes | UL Wet | cUL Wet | Ambiance Cable |  |  | 9373-12.jpg | 9373.jpg
9373-15 | 100' Outdoor Lx Cable |  | OUTDOOR | Lx Outdoor Cable | Ambiance Lighting Systems | White | 15 | [7 empty] | 0 | No | [14 empty] | 0 | [12 empty] | 96.9 | 193.8 | 290.7 | L:1200'' W:3/8'' H:3/16'' |  |  | 1200 | 0.375 | 0.1875 | [7 empty] | No |  | No | [25 empty] | 1200 | White |  |  |  | 0 | 0 | 0 | 0 | 0 | 0 | 0 | 0 | 0 | 0 | 0 | 785652937354 | 6.8 | 6.5 | 6.5 | 7.6 | 0.166 | 60 | Yes | 2 | 10785652937351 | 7 | 14.6 | 7.4 | 15.8 | 0.438 | Yes | UL Wet | cUL Wet | Ambiance Cable | Cable |  | 9373-15.jpg | 9373.jpg
9380-12 | Tap Off Connector-12 |  | LOW VOLTAGE SYSTEMS | Lx Components | Under Cabinet Lighting | Black | 12 | [7 empty] | 0 | No | [14 empty] | 0 | [12 empty] | 3.1 | 6.2 | 9.3 | L:1 1/2'' W:1 1/2'' H:7/16'' |  |  | 1.5 | 1.5 | 0.4375 | [7 empty] | No |  | No | [30 empty] | 0 | 0 | 0 | 0 | 0 | 0 | 0 | 0 | 0 | 0 | 0 | 785652938023 | 1.5 | 1.5 | 0.5 | 0.04 | 0.001 | 60 | Yes | 10 | 10785652938020 | 8.75 | 6.5 | 2.25 | 0.4 | 0.074 | Yes | UL Wet | cUL Wet | LX TAP OFF CONNECTOR-12 | Tap Off Connector-12 |  | 9380-12.jpg | 9380.jpg
9380-15 | Tap Off Connector-15 |  | LOW VOLTAGE SYSTEMS | Lx Components | Under Cabinet Lighting | White | 15 | [7 empty] | 0 | No | [14 empty] | 0 | [12 empty] | 3.1 | 6.2 | 9.3 | L:1 1/2'' W:1 1/2'' H:7/16'' |  |  | 1.5 | 1.5 | 0.4375 | [7 empty] | No |  | No | [30 empty] | 0 | 0 | 0 | 0 | 0 | 0 | 0 | 0 | 0 | 0 | 0 | 785652938054 | 0.5 | 4 | 2.2 | 0.04 | 0.003 | 70 | Yes | 500 | 10785652938051 | 14 | 14.25 | 13.5 | 20 | 1.559 | Yes | UL Wet | cUL Wet | LX TAP OFF CONNECTOR-15 | Tap Off Connector-15 |  | 9380-15.jpg | 9380.jpg
9412-15 | T3 Non-IC Mini-Recessed Housing |  | RECESSED | Mini-Recessed Housings | Ambiance Lighting Systems | White | 15 | [7 empty] | 0 | No | [14 empty] | 0 | [12 empty] | 20 | 40 | 60 | D:2 3/4'' H:3 1/4'' |  | 2.75 |  |  | 3.25 | [7 empty] | No |  | No | [30 empty] | 0 | 0 | 0 | 0 | 0 | 0 | 0 | 0 | 0 | 0 | 0 | 785652941252 | 5 | 6 | 2.5 | 0.6 | 0.043 | 85 | Yes | 4 | 10785652941259 | 6 | 6 | 6 | 2.4 | 0.125 | Yes | UL Damp | cUL Damp | Recessed Housing One Light White | Non-IC Minature Recessed Housing |  | 9412-15.jpg | 9412.jpg
9414-12 | Xenon Disk Light Diffuser Trim |  | UNDER CABINET | Optional Trims | Under Cabinet Lighting | Black | 12 |  |  |  |  | Etched Glass |  |  | 0 | No | [14 empty] | 0 | [12 empty] | 6.6 | 13.2 | 19.8 | D:2 1/2'' H:1/4'' | 0.08 | 2.5 |  |  | 0.25 | [7 empty] | No |  | No | [30 empty] | 0 | 0 | 0 | 0 | 0 | 0 | 0 | 0 | 0 | 0 | 0 | 785652999376 | 4 | 5 | 0.1 | 0.1 | 0.001 | 60 | Yes | 10 | 10785652999373 | 4 | 3 | 3.25 | 0.4 | 0.023 | Yes | C-UL-US Damp |  | LX Disk Light Etched Glass with Black Trim | Glass Diffuser Trim |  | 9414-12.jpg | 9414.jpg
9414-15 | Xenon Disk Light Diffuser Trim |  | UNDER CABINET | Optional Trims | Under Cabinet Lighting | White | 15 |  |  |  |  | Etched Glass |  |  | 0 | No | [14 empty] | 0 | [12 empty] | 6.6 | 13.2 | 19.8 | D:2 1/2'' H:1/4'' | 0.05 | 2.5 |  |  | 0.25 | [7 empty] | No |  | No | [30 empty] | 0 | 0 | 0 | 0 | 0 | 0 | 0 | 0 | 0 | 0 | 0 | 785652999383 | 3.25 | 2.5 | 0.25 | 0.06 | 0.001 | 60 | Yes | 10 | 10785652999380 | 3.25 | 3.25 | 3.25 | 0.4 | 0.02 | Yes | C-UL-US Damp |  | LX Disk Light Etched Glass with White Trim | Glass Diffuser Trim |  | 9414-15.jpg | 9414.jpg
9414-171 | Xenon Disk Light Diffuser Trim |  | UNDER CABINET | Optional Trims | Under Cabinet Lighting | Painted Antique Bronze | 171 |  |  |  |  | Etched Glass |  |  | 0 | No | [14 empty] | 0 | [12 empty] | 6.6 | 13.2 | 19.8 | D:2 1/2'' H:1/4'' |  | 2.5 |  |  | 0.25 | [7 empty] | No |  | No | [30 empty] | 0 | 0 | 0 | 0 | 0 | 0 | 0 | 0 | 0 | 0 | 0 | 785652949012 | 3.25 | 2.5 | 0.25 | 0.06 | 0.001 | 60 | Yes | 10 | 10785652949019 | 3.25 | 3.25 | 3.25 | 0.4 | 0.02 | Yes | C-UL-US Damp |  | LX Disk Light Etched Glass with Painted Antique Bronze Trim | Glass Diffuser Trim |  | 9414-171.jpg | 9414.jpg
9414-33 | Xenon Disk Light Diffuser Trim |  | UNDER CABINET | Optional Trims | Under Cabinet Lighting | Satin White | 33 |  |  |  |  | Etched Glass |  |  | 0 | No | [14 empty] | 0 | [12 empty] | 6.6 | 13.2 | 19.8 | D:2 1/2'' H:1/4'' |  | 2.5 |  |  | 0.25 | N/A | [6 empty] | No |  | No | [30 empty] | 0 | 0 | 0 | 0 | 0 | 0 | 0 | 0 | 0 | 0 | 0 | 785652941436 | 3.25 | 2.5 | 0.25 | 0.06 | 0.001 | 60 | Yes | 500 | 10785652941433 | 16.5 | 16.25 | 7.25 | 239 | 1.125 | Yes | C-UL-US Damp |  | Disk Lighting System Accessory Glass Trim W/ Etched Glass Diffuser | Glass Diffuser Trim |  | 9414-33.jpg | 9414.jpg
9414-962 | Xenon Disk Light Diffuser Trim |  | UNDER CABINET | Optional Trims | Under Cabinet Lighting | Brushed Nickel | 962 |  |  |  |  | Etched Glass |  |  | 0 | No | [14 empty] | 0 | [12 empty] | 6.6 | 13.2 | 19.8 | D:2 1/2'' H:1/4'' |  | 2.5 |  |  | 0.25 | [7 empty] | No |  | No | [30 empty] | 0 | 0 | 0 | 0 | 0 | 0 | 0 | 0 | 0 | 0 | 0 | 785652949005 | 3.25 | 2.5 | 0.25 | 0.06 | 0.001 | 60 | Yes | 10 | 10785652949002 | 3.25 | 3.25 | 3.25 | 0.4 | 0.02 | Yes | C-UL-US Damp |  | LX Disk Light Etched Glass with Brushed Nickel Trim | Glass Diffuser Trim |  | 9414-962.jpg | 9414.jpg
9428-12 | Lx Wedge Base Lampholder-12 |  | LOW VOLTAGE SYSTEMS | Lx Wedge Base Lampholders | Under Cabinet Lighting | Black | 12 | Polycarbonate | [6 empty] | 0 | No | [14 empty] | 0 | [12 empty] | 2.9 | 5.8 | 8.7 | L:2 1/2'' W:3/4'' H:3/4'' |  |  | 2.5 | 0.75 | 0.75 | [7 empty] | No |  | No | [30 empty] | 0 | 0 | 0 | 0 | 0 | 0 | 0 | 0 | 0 | 0 | 0 | 785652942822 | 3 | 2.5 | 1 | 0.01 | 0.004 | 100 | Yes | 50 | 10785652942829 | 11 | 11 | 3 | 1.2 | 0.21 | Yes | UL Damp | cUL Damp | LX WEDGE BASE LAMPHOLDER-12 | Lx Wedge Base Lampholder-12 |  | 9428-12.jpg | 9428.jpg
9428-15 | Lx Wedge Base Lampholder-15 |  | LOW VOLTAGE SYSTEMS | Lx Wedge Base Lamps | Under Cabinet Lighting | White | 15 | Polycarbonate | [6 empty] | 0 | No | [14 empty] | 0 | [12 empty] | 2.9 | 5.8 | 8.7 | L:2 1/2'' W:3/4'' H:3/4'' |  |  | 2.5 | 0.75 | 0.75 | [7 empty] | No |  | No | [30 empty] | 0 | 0 | 0 | 0 | 0 | 0 | 0 | 0 | 0 | 0 | 0 | 785652942853 | 3 | 2.5 | 1 | 0.01 | 0.004 | 100 | Yes | 50 | 10785652942850 | 11 | 11 | 3 | 1.2 | 0.21 | Yes | UL Damp | cUL Damp | LX WEDGE BASE LAMPHOLDER-15 | Lx Wedge Base Lampholder-15 |  | 9428-15.jpg | 9428.jpg
9435-12 | Lx Track, 4 Foot-12 |  | LOW VOLTAGE SYSTEMS | Lx Track | Under Cabinet Lighting | Black | 12 | [7 empty] | 0 | No | [14 empty] | 0 | [12 empty] | 4.98 | 9.96 | 14.94 | L:48'' W:1/2'' H:1/4'' |  |  | 48 | 0.5 | 0.25 | [7 empty] | No |  | No | [30 empty] | 0 | 0 | 0 | 0 | 0 | 0 | 0 | 0 | 0 | 0 | 0 | 785652943522 | 48 | 0.5 | 0.25 | 0.08 | 0.003 | 65 | Yes | 50 | 10785652943529 | 49 | 4.75 | 2.5 | 5.4 | 0.337 | Yes | UL Dry | cUL Dry | 4 FOOT LX TRACK-12 | Lx Track, 4 Foot-12 |  | 9435-12.jpg | 9435.jpg
9435-15 | Lx Track, 4 Foot-15 |  | LOW VOLTAGE SYSTEMS | Lx Track | Under Cabinet Lighting | White | 15 | [7 empty] | 0 | No | [14 empty] | 0 | [12 empty] | 4.98 | 9.96 | 14.94 | L:48'' W:1/2'' H:1/4'' |  |  | 48 | 0.5 | 0.25 | [7 empty] | No |  | No | [30 empty] | 0 | 0 | 0 | 0 | 0 | 0 | 0 | 0 | 0 | 0 | 0 | 785652943553 | 48 | 0.25 | 0.05 | 0.08 | 0 | 60 | Yes | 50 | 10785652943550 | 49 | 5 | 2.5 | 4.8 | 0.354 | Yes | UL Dry | cUL Dry | 4 FOOT LX TRACK-15 | Lx Track, 4 Foot-15 |  | 9435-15.jpg | 9435.jpg
94353-645 | White Rhapsody Pendant Glass |  | TRACK | Pendant Glass and Shades | Ambiance Lighting Systems | Opal Cased Etched | 645 |  | Opal Cased Etched Glass | D:4.5" H:10.5" |  |  | 1 Medium A19 100w | 1 G9 T4 40w | 2 | No | [14 empty] | 0 | [12 empty] | 39.5 | 79 | 118.5 | D:4 1/2'' H:10 1/2'' |  | 4.5 |  |  | 10.5 | [7 empty] | No |  | No | [30 empty] | 0 | 0 | 0 | 0 | 0 | 0 | 0 | 0 | 0 | 0 | 0 | 785652943560 | 6.25 | 6.125 | 11.625 | 1.45 | 0.258 | 150 | Yes | 3 | 10785652943567 | 12 | 6.5 | 19.5 | 4.85 | 0.88 | Yes | C-UL-US Dry |  | Transitions Glass Shade in Opal Cased Etched Finish. | White Rhapsody |  | 94353-645.jpg | 94353.jpg
94363-645 | Cased Opal Etched Directional Glass |  | TRACK | Directional Glass and Shades | Ambiance Lighting Systems | Opal Cased Etched | 645 |  | Opal Cased Etched Glass | D:3.0625" H:2.625" |  |  | 1 G9 T4 40w |  | 1 | No | [14 empty] | 0 | [12 empty] | 12.3 | 24.6 | 36.9 | D:3 1/16'' H:2 5/8'' | 0.31 | 3.0625 |  |  | 2.625 | [7 empty] | No |  | No | [30 empty] | 0 | 0 | 0 | 0 | 0 | 0 | 0 | 0 | 0 | 0 | 0 | 785652943645 | 4 | 4 | 4 | 0.3 | 0.037 | 100 | Yes | 3 | 10785652943642 | 5 | 5 | 11.75 | 1.4 | 0.17 | Yes | C-UL-US Dry |  | Transitions Glass Shade in Opal Cased Etched Finish. | Cased Opal Etched Glass |  | 94363-645.jpg | 94343.jpg
9438-12 | Lx Track Mounting Clip-12 |  | LOW VOLTAGE SYSTEMS | Lx Components | Under Cabinet Lighting | Black | 12 | [7 empty] | 0 | No | [14 empty] | 0 | [12 empty] | 1.7 | 3.4 | 5.1 | L:1'' W:3/4'' H:11/32'' | 0.01 |  | 1 | 0.75 | 0.34375 | [7 empty] | No |  | No | [30 empty] | 0 | 0 | 0 | 0 | 0 | 0 | 0 | 0 | 0 | 0 | 0 | 785652943829 | 1 | 0.75 | 0.38 | 0.004 | 0 | 175 | Yes | 600 | 10785652943826 | 11.25 | 9.25 | 9.75 | 2.4 | 0.587 | Yes | UL Dry | cUL Dry | LX TRACK MOUNTING CLIP-12 | Lx Track Mounting Clip-12 |  | 9438-12.jpg | 9438.jpg
9438-15 | Lx Track Mounting Clip-15 |  | LOW VOLTAGE SYSTEMS | Lx Components | Under Cabinet Lighting | White | 15 | [7 empty] | 0 | No | [14 empty] | 0 | [12 empty] | 1.98 | 3.96 | 5.94 | L:1'' W:3/4'' H:11/32'' | 0.01 |  | 1 | 0.75 | 0.34375 | [7 empty] | No |  | No | [30 empty] | 0 | 0 | 0 | 0 | 0 | 0 | 0 | 0 | 0 | 0 | 0 | 785652943850 | 0.8 | 1 | 0.3 | 0.01 | 0 | 93 | Yes | 600 | 10785652943857 | 11.75 | 9.13 | 9.75 | 6 | 0.605 | Yes | UL Dry | cUL Dry | LX TRACK MOUNTING CLIP-15 | Lx Track Mounting Clip-15 |  | 9438-15.jpg | 9438.jpg
94401S-15 | Louver LED Brick Light-15 |  | LIGHT KIT | LED Brick Lighting | Landscape Lighting | White | 15 | [7 empty] | 1 | No | 300 | 3000 | 90 | 8.6 | 120 | 19 - Integrated | LED - Array |  | 10 | 100 | LED | 8.6 | 8.6 | 50000 | 0 | [12 empty] | 91.48 | 182.96 | 274.44 | L:8 1/2'' H:3 5/16'' E:3 9/16'' |  |  | 8.5 |  | 3.3125 | [5 empty] | 3.5625 |  | No |  | No | [30 empty] | 0 | 0 | 0 | 0 | 0 | 0 | 1 | 0 | 0 | 0 | 0 | 785652114489 | 9 | 3.75 | 1.5 | 0.4 | 0.029 | 85 | Yes | 12 | 10785652114486 | [7 empty] | cETL Wet | 120V LED BRICK LT LOUVER-15 | Louver LED Brick Light-15 |  | 94401S-15.jpg | 94401S.jpg
94401S-171 | Louver LED Brick Light-171 |  | LIGHT KIT | LED Brick Lighting | Landscape Lighting | Painted Antique Bronze | 171 | [7 empty] | 1 | No | 300 | 3000 | 90 | 8.6 | 120 | 19 - Integrated | LED - Array |  | 10 | 100 | LED | 8.6 | 8.6 | 50000 | 0 | [12 empty] | 91.48 | 182.96 | 274.44 | L:8 1/2'' H:3 5/16'' E:3 9/16'' |  |  | 8.5 |  | 3.3125 | [5 empty] | 3.5625 |  | No |  | No | [30 empty] | 0 | 0 | 0 | 0 | 0 | 0 | 1 | 0 | 0 | 0 | 0 | 785652114496 | 9 | 3.75 | 1.5 | 0.4 | 0.029 | 85 | Yes | 12 | 10785652114493 | [7 empty] | cETL Wet | 120V LED BRICK LT LOUVER-171 | Louver LED Brick Light-171 |  | 94401S-171.jpg | 94401S.jpg
94401S-849 | Louver LED Brick Light-849 |  | LIGHT KIT | LED Brick Lighting | Landscape Lighting | Satin Nickel | 849 | [7 empty] | 1 | No | 300 | 3000 | 90 | 8.6 | 120 | 19 - Integrated | LED - Array |  | 10 | 100 | LED | 8.6 | 8.6 | 50000 | 0 | [12 empty] | 91.48 | 182.96 | 274.44 | L:8 1/2'' H:3 5/16'' E:3 9/16'' |  |  | 8.5 |  | 3.3125 | [5 empty] | 3.5625 |  | No |  | No | [30 empty] | 0 | 0 | 0 | 0 | 0 | 0 | 1 | 0 | 0 | 0 | 0 | 785652114502 | 9.125 | 5.5 | 4.125 | 2.7 | 0.12 | 65 | Yes | 12 | 10785652114509 | [7 empty] | cETL Wet | 120V LED BRICK LT LOUVER-849 | Louver LED Brick Light-849 |  | 94401S-849.jpg | 94401S.jpg
94403S-15 | Tarpa LED Brick Light-15 |  | LIGHT KIT | LED Brick Lighting | Landscape Lighting | White | 15 | [7 empty] | 1 | No | 300 | 3000 | 90 | 8.6 | 120 | 19 - Integrated | LED - Array |  | 10 | 100 | LED | 8.6 | 8.6 | 50000 | 0 | [12 empty] | 79 | 158 | 237 | L:8 1/2'' H:3 5/16'' E:4 1/8'' |  |  | 8.5 |  | 3.3125 | [5 empty] | 4.125 |  | No |  | No | [30 empty] | 0 | 0 | 0 | 0 | 0 | 0 | 1 | 0 | 0 | 0 | 0 | 785652114526 | 9 | 3.75 | 1.5 | 0.4 | 0.029 | 85 | Yes | 12 | 10785652114523 | [7 empty] | cETL Wet | 120V LED BRICK LT TARPA-15 | Tarpa LED Brick Light-15 |  | 94403S-15.jpg | 94403S.jpg
94403S-171 | Tarpa LED Brick Light-171 |  | LIGHT KIT | LED Brick Lighting | Landscape Lighting | Painted Antique Bronze | 171 | [7 empty] | 1 | No | 300 | 3000 | 90 | 8.6 | 120 | 19 - Integrated | LED - Array |  | 10 | 100 | LED | 8.6 | 8.6 | 50000 | 0 | [12 empty] | 91.48 | 182.96 | 274.44 | L:8 1/2'' H:3 5/16'' E:4 1/8'' |  |  | 8.5 |  | 3.3125 | [5 empty] | 4.125 |  | No |  | No | [30 empty] | 0 | 0 | 0 | 0 | 0 | 0 | 1 | 0 | 0 | 0 | 0 | 785652114533 | 9.25 | 4 | 5.5 | 2.7 | 0.118 | 65 | Yes | 12 | 10785652114530 | [7 empty] | cETL Wet | 120V LED BRICK LT TARPA-171 | Tarpa LED Brick Light-171 |  | 94403S-171.jpg | 94403S.jpg
94403S-849 | Tarpa LED Brick Light-849 |  | LIGHT KIT | LED Brick Lighting | Landscape Lighting | Satin Nickel | 849 | [7 empty] | 1 | No | 300 | 3000 | 90 | 8.6 | 120 | 19 - Integrated | LED - Array |  | 10 | 100 | LED | 8.6 | 8.6 | 50000 | 0 | [12 empty] | 91.48 | 182.96 | 274.44 | L:8 1/2'' H:3 5/16'' E:4 1/8'' |  |  | 8.5 |  | 3.3125 | [5 empty] | 4.125 |  | No |  | No | [30 empty] | 0 | 0 | 0 | 0 | 0 | 0 | 1 | 0 | 0 | 0 | 0 | 785652114557 | 9 | 3.75 | 1.5 | 0.4 | 0.029 | 85 | Yes | 12 | 10785652114554 | [7 empty] | cETL Wet | 120V LED BRICK LT TARPA-849 | Tarpa LED Brick Light-849 |  | 94403S-849.jpg | 94403S.jpg
94405S-15 | Vitra LED Brick Light-15 |  | LIGHT KIT | LED Brick Lighting | Landscape Lighting | White | 15 | [7 empty] | 1 | No | 300 | 3000 | 90 | 8.6 | 120 | 19 - Integrated | LED - Array |  | 10 | 100 | LED | 8.6 | 8.6 | 50000 | 0 | [12 empty] | 91.48 | 182.96 | 274.44 | L:8 1/2'' H:3 5/16'' E:3 1/2'' |  |  | 8.5 |  | 3.3125 | [5 empty] | 3.5 |  | No |  | No | [30 empty] | 0 | 0 | 0 | 0 | 0 | 0 | 1 | 0 | 0 | 0 | 0 | 785652114564 | 12 | 7 | 7 | 3.02 | 0.34 | 100 | Yes | 12 | 10785652114561 | [7 empty] | cETL Wet | 120V LED BRICK LT VITRA-15 | Vitra LED Brick Light-15 |  | 94405S-15.jpg | 94405S.jpg
94405S-171 | Vitra LED Brick Light-171 |  | LIGHT KIT | LED Brick Lighting | Landscape Lighting | Painted Antique Bronze | 171 | [7 empty] | 1 | No | 300 | 3000 | 90 | 8.6 | 120 | 19 - Integrated | LED - Array |  | 10 | 100 | LED | 8.6 | 8.6 | 50000 | 0 | [12 empty] | 91.48 | 182.96 | 274.44 | L:8 1/2'' H:3 5/16'' E:3 1/2'' |  |  | 8.5 |  | 3.3125 | [5 empty] | 3.5 |  | No |  | No | [30 empty] | 0 | 0 | 0 | 0 | 0 | 0 | 1 | 0 | 0 | 0 | 0 | 785652114571 | 12 | 7 | 7 | 3.02 | 0.34 | 100 | Yes | 12 | 10785652114578 | [7 empty] | cETL Wet | 120V LED BRICK LT VITRA-171 | Vitra LED Brick Light-171 |  | 94405S-171.jpg | 94405S.jpg
94405S-849 | Vitra LED Brick Light-849 |  | LIGHT KIT | LED Brick Lighting | Landscape Lighting | Satin Nickel | 849 | [7 empty] | 1 | No | 300 | 3000 | 90 | 8.6 | 120 | 19 - Integrated | LED - Array |  | 10 | 100 | LED | 8.6 | 8.6 | 50000 | 0 | [12 empty] | 91.48 | 182.96 | 274.44 | L:8 1/2'' H:3 5/16'' E:3 1/2'' |  |  | 8.5 |  | 3.3125 | [5 empty] | 3.5 |  | No |  | No | [30 empty] | 0 | 0 | 0 | 0 | 0 | 0 | 1 | 0 | 0 | 0 | 0 | 785652114595 | 12 | 7 | 7 | 3.02 | 0.34 | 100 | Yes | 12 | 10785652114592 | [7 empty] | cETL Wet | 120V LED BRICK LT VITRA-849 | Vitra LED Brick Light-849 |  | 94405S-849.jpg | 94405S.jpg
9442791S | LED BRICK INSERT 277V |  | OUTDOOR | LED Brick Lights |  | Undefined | [8 empty] | 1 | No | 275 | 3000 | 90 | 5.5 | 277 | 19 - Integrated | MODS - Modules |  | 10 | 100 | LED | 5.5 | 5.5 | 50000 | 0 | [12 empty] | 25.8 | 51.6 | 77.4 | W:7 7/8'' H:2 3/8'' E:1 7/8'' |  |  |  | 7.875 | 2.375 | [5 empty] | 1.875 |  | No |  | No | [30 empty] | 0 | 0 | 0 | 0 | 0 | 0 | 0 | 0 | 0 | 0 | 0 | 785652112119 | 9.25 | 4 | 5.5 | 2.3 | 0.118 | 85 | Yes | 12 | 10785652112116 | [8 empty] | LED BRICK INSERT 277V |  |  | 9442791S.jpg | 9442791S.jpg
9443-12 | Lx Fascia Panel Track, 4 Foot-12 |  | LOW VOLTAGE SYSTEMS | Lx Track | Under Cabinet Lighting | Black | 12 | [7 empty] | 0 | No | [14 empty] | 0 | [12 empty] | 13.48 | 26.96 | 40.44 | L:48'' W:7/8'' H:1 1/8'' |  |  | 48 | 0.875 | 1.125 | [7 empty] | No |  | No | [30 empty] | 0 | 0 | 0 | 0 | 0 | 0 | 0 | 0 | 0 | 0 | 0 | 785652944321 | 47.9 | 1.1 | 0.8 | 0.2 | 0.024 | 93 | Yes | 10 | 10785652944328 | 48.8 | 4.8 | 2.6 | 3.6 | 0.352 | Yes | UL Dry | cUL Dry | 4 FT LX FASCIA PANEL TRACK-12 | Lx Fascia Panel Track, 4 Foot-12 |  | 9443-12.jpg | 9443.jpg
94458-12 | 12V 75W Hardwire Magnetic Transformer | Magnetic transformers are encased in a metal, black powder coated enclosure and potted to minimize noise and vibration. They are listed, thermally protected, and dimmable along with having resettable circuit breakers for short circuit protection. Housings feature an easy-hang bracket, wiring access door and multiple convenience knockouts for line voltage entry. Boost tap included for when transformer is located 20 feet or more from lighting system. | LOW VOLTAGE SYSTEMS | Hardwire Transformers | Under Cabinet Lighting | Black | 12 | [7 empty] | 0 | No | [14 empty] | 0 | [12 empty] | 82.48 | 164.96 | 247.44 | L:8 3/4'' W:4 1/4'' H:3 3/4'' |  |  | 8.75 | 4.25 | 3.75 | Screw(s) | [6 empty] | No |  | No | [30 empty] | 0 | 0 | 0 | 0 | 0 | 0 | 0 | 0 | 0 | 0 | 0 | 785652116506 | 12 | 7.25 | 6.25 | 7.8 | 0.315 | 65 | Yes | 4 | 10785652116503 | 15.75 | 13.25 | 13.25 | 32.6 | 1.6 | Yes | UL Dry | cUL Dry | 12V 75W MAGNTC TRNSFRMR-12 | 12V 75W Hardwire Magnetic Transformer |  | 94458-12.jpg | 94458.jpg
94460-12 | 12V 150W Hardwire Magnetic Transformer | Magnetic transformers are encased in a metal, black powder coated enclosure and potted to minimize noise and vibration. They are listed, thermally protected, and dimmable along with having resettable circuit breakers for short circuit protection. Housings feature an easy-hang bracket, wiring access door and multiple convenience knockouts for line voltage entry. Boost tap included for when transformer is located 20 feet or more from lighting system. | LOW VOLTAGE SYSTEMS | Hardwire Transformers | Under Cabinet Lighting | Black | 12 | [7 empty] | 0 | No | [14 empty] | 0 | [12 empty] | 86.98 | 173.96 | 260.94 | L:10 1/2'' W:4 5/16'' H:4 5/16'' |  |  | 10.5 | 4.3125 | 4.3125 | Screw(s) | [6 empty] | No |  | No | [30 empty] | 0 | 0 | 0 | 0 | 0 | 0 | 0 | 0 | 0 | 0 | 0 | 785652003448 | 12.25 | 6.25 | 7.5 | 8.3 | 0.332 | 65 | Yes | 4 | 10785652003445 | 23.25 | 13 | 15.5 | 35.5 | 2.711 | Yes | UL Dry | cUL Dry | 12V 150W MAGNTC TRNSFRMR-12 | 12V 150W Hardwire Magnetic Transformer | Features: 1. Boost Tap On Primary 2. Re-settable 15A Magnetic Circuit Breaker on Secondary 3. Output: Single 150W 4. Shield Between Primary and Secondary 5. Thermal Protection On Primary | 94460-12.jpg | 94460.jpg
94461-12 | 24V 250W Hardwire Magnetic Transformer | Magnetic transformers are encased in a metal, black powder coated enclosure and potted to minimize noise and vibration. They are listed, thermally protected, and dimmable along with having resettable circuit breakers for short circuit protection. Housings feature an easy-hang bracket, wiring access door and multiple convenience knockouts for line voltage entry. Boost tap included for when transformer is located 20 feet or more from lighting system. | LOW VOLTAGE SYSTEMS | Hardwire Transformers | Under Cabinet Lighting | Black | 12 | [7 empty] | 0 | No | [14 empty] | 0 | [12 empty] | 109.98 | 219.96 | 329.94 | L:10 3/4'' W:4 1/2'' H:4 1/4'' |  |  | 10.75 | 4.5 | 4.25 | Screw(s) | [6 empty] | No |  | No | [30 empty] | 0 | 0 | 0 | 0 | 0 | 0 | 0 | 0 | 0 | 0 | 0 | 785652003455 | 12 | 7.25 | 6.5 | 10.9 | 0.327 | 60 | Yes | 4 | 10785652003452 | 15.5 | 13.5 | 12.75 | 45.2 | 1.544 | Yes | UL Dry | cUL Dry | 24V 250W MAGNTC TRNSFRMR-12 | 24V 250W Hardwire Magnetic Transformer |  | 94461-12.jpg | 94460.jpg
94462-12 | 12V 300W Hardwire Magnetic Transformer | Magnetic transformers are encased in a metal, black powder coated enclosure and potted to minimize noise and vibration. They are listed, thermally protected, and dimmable along with having resettable circuit breakers for short circuit protection. Housings feature an easy-hang bracket, wiring access door and multiple convenience knockouts for line voltage entry. Boost tap included for when transformer is located 20 feet or more from lighting system. | LOW VOLTAGE SYSTEMS | Hardwire Transformers | Under Cabinet Lighting | Black | 12 | [7 empty] | 0 | No | [14 empty] | 0 | [12 empty] | 99.98 | 199.96 | 299.94 | L:10 9/16'' W:4 3/8'' H:3 7/8'' |  |  | 10.5625 | 4.375 | 3.875 | Screw(s) | [6 empty] | No |  | No | [30 empty] | 0 | 0 | 0 | 0 | 0 | 0 | 0 | 0 | 0 | 0 | 0 | 785652944673 | 12.25 | 6.25 | 7.5 | 10.4 | 0.332 | 60 | Yes | 4 | 10785652944670 | 13.5 | 12.75 | 15.625 | 43.6 | 1.556 | Yes | UL Dry | cUL Dry | 12V 300W MAGNTC TRNSFRMR-12 | 12V 300W Hardwire Magnetic Transformer | Features: 1. Boost Tap On Primary 2. Re-settable 25A Magnetic Circuit Breaker on Secondary 3. Output: Single 300W 4. Shield Between Primary and Secondary 5. Thermal Protection On Primary | 94462-12.jpg | 94462.jpg
94481S-15 | Louver Turtle Brick Light-15 |  | LIGHT KIT | LED Brick Lighting | Landscape Lighting | White | 15 | [7 empty] | 1 | No | 300 |  | 90 | 8.6 | 120 | 19 - Integrated | LED - Array |  |  |  | LED | 8.6 | 8.6 | 50000 | 0 | [12 empty] | 90.48 | 180.96 | 271.44 | L:8 1/2'' H:3 5/16'' E:3 9/16'' |  |  | 8.5 |  | 3.3125 | [5 empty] | 3.5625 |  | No |  | No | [30 empty] | 0 | 0 | 0 | 0 | 0 | 0 | 1 | 0 | 0 | 0 | 0 | 785652114847 | 9.25 | 5.25 | 4.25 | 2.7 | 0.119 | 65 | Yes | 12 | 10785652114844 | [7 empty] | cETL Wet | 120V TRTL BRCK LT LOUVER-15 | Louver Turtle Brick Light-15 |  | 94481S-15.jpg | 94481S.jpg
94481S-171 | Louver Turtle Brick Light-171 |  | LIGHT KIT | LED Brick Lighting | Landscape Lighting | Painted Antique Bronze | 171 | [7 empty] | 1 | No | 300 |  | 90 | 8.6 | 120 | 19 - Integrated | LED - Array |  |  |  | LED | 8.6 | 8.6 | 50000 | 0 | [12 empty] | 90.48 | 180.96 | 271.44 | L:8 1/2'' H:3 5/16'' E:3 9/16'' |  |  | 8.5 |  | 3.3125 | [5 empty] | 3.5625 |  | No |  | No | [30 empty] | 0 | 0 | 0 | 0 | 0 | 0 | 1 | 0 | 0 | 0 | 0 | 785652114854 | 9.25 | 5.5 | 4.25 | 2.7 | 0.125 | 70 | Yes | 12 | 10785652114851 | [7 empty] | cETL Wet | 120V TRTL BRCK LT LOUVER-171 | Louver Turtle Brick Light-171 |  | 94481S-171.jpg | 94481S.jpg
94481S-849 | Louver Turtle Brick Light-849 |  | LIGHT KIT | LED Brick Lighting | Landscape Lighting | Satin Nickel | 849 | [7 empty] | 1 | No | 300 |  | 90 | 8.6 | 120 | 19 - Integrated | LED - Array |  |  |  | LED | 8.6 | 8.6 | 50000 | 0 | [12 empty] | 93.48 | 186.96 | 280.44 | L:8 1/2'' H:3 5/16'' E:3 9/16'' |  |  | 8.5 |  | 3.3125 | [5 empty] | 3.5625 |  | No |  | No | [30 empty] | 0 | 0 | 0 | 0 | 0 | 0 | 1 | 0 | 0 | 0 | 0 | 785652114861 | 9.25 | 5.5 | 4.25 | 2.7 | 0.125 | 70 | Yes | 12 | 10785652114868 | [7 empty] | cETL Wet | 120V TRTL BRCK LT LOUVER-849 | Louver Turtle Brick Light-849 |  | 94481S-849.jpg | 94481S.jpg
94483S-15 | Tarpa Turtle Brick Light-15 |  | LIGHT KIT | LED Brick Lighting | Landscape Lighting | White | 15 | [7 empty] | 1 | No | 300 |  | 90 | 8.6 | 120 | 19 - Integrated | LED - Array |  |  |  | LED | 8.6 | 8.6 | 50000 | 0 | [12 empty] | 81 | 162 | 243 | L:8 1/2'' H:3 5/16'' E:4 1/8'' |  |  | 8.5 |  | 3.3125 | [5 empty] | 4.125 |  | No |  | No | [30 empty] | 0 | 0 | 0 | 0 | 0 | 0 | 1 | 0 | 0 | 0 | 0 | 785652114878 | 9 | 3.75 | 1.5 | 0.4 | 0.029 | 85 | Yes | 12 | 10785652114875 | [7 empty] | cETL Wet | 120V TRTL BRCK LT TARPA-15 | Tarpa Turtle Brick Light-15 |  | 94483S-15.jpg | 94483S.jpg
94483S-171 | Tarpa Turtle Brick Light-171 |  | LIGHT KIT | LED Brick Lighting | Landscape Lighting | Painted Antique Bronze | 171 | [7 empty] | 1 | No | 300 |  | 90 | 8.6 | 120 | 19 - Integrated | LED - Array |  |  |  | LED | 8.6 | 8.6 | 50000 | 0 | [12 empty] | 90.48 | 180.96 | 271.44 | L:8 1/2'' H:3 5/16'' E:4 1/8'' |  |  | 8.5 |  | 3.3125 | [5 empty] | 4.125 |  | No |  | No | [30 empty] | 0 | 0 | 0 | 0 | 0 | 0 | 1 | 0 | 0 | 0 | 0 | 785652114885 | 9.25 | 4 | 5.5 | 2.7 | 0.118 | 65 | Yes | 12 | 10785652114882 | [7 empty] | cETL Wet | 120V TRTL BRCK LT TARPA-171 | Tarpa Turtle Brick Light-171 |  | 94483S-171.jpg | 94483S.jpg
94483S-849 | Tarpa Turtle Brick Light-849 |  | LIGHT KIT | LED Brick Lighting | Landscape Lighting | Satin Nickel | 849 | [7 empty] | 1 | No | 300 |  | 90 | 8.6 | 120 | 19 - Integrated | LED - Array |  |  |  | LED | 8.6 | 8.6 | 50000 | 0 | [12 empty] | 93.48 | 186.96 | 280.44 | L:8 1/2'' H:3 5/16'' E:4 1/8'' |  |  | 8.5 |  | 3.3125 | [5 empty] | 4.125 |  | No |  | No | [30 empty] | 0 | 0 | 0 | 0 | 0 | 0 | 1 | 0 | 0 | 0 | 0 | 785652114892 | 9.25 | 7.75 | 5.5 | 2.7 | 0.228 | 93 | Yes | 12 | 10785652114899 | [7 empty] | cETL Wet | 120V TRTL BRCK LT TARPA-849 | Tarpa Turtle Brick Light-849 |  | 94483S-849.jpg | 94483S.jpg
94485S-15 | Vitra Turtle Brick Light-15 |  | LIGHT KIT | LED Brick Lighting | Landscape Lighting | White | 15 | [7 empty] | 1 | No | 300 |  | 90 | 8.6 | 120 | 19 - Integrated | LED - Array |  |  |  | LED | 8.6 | 8.6 | 50000 | 0 | [12 empty] | 93.48 | 186.96 | 280.44 | L:8 1/2'' H:3 5/16'' E:3 1/2'' |  |  | 8.5 |  | 3.3125 | [5 empty] | 3.5 |  | No |  | No | [30 empty] | 0 | 0 | 0 | 0 | 0 | 0 | 1 | 0 | 0 | 0 | 0 | 785652114908 | 9 | 7.75 | 6 | 2.7 | 0.242 | 93 | Yes | 12 | 10785652114905 | [7 empty] | cETL Wet | 120V TRTL BRCK LT VITRA-15 | Vitra Turtle Brick Light-15 |  | 94485S-15.jpg | 94485S.jpg
94485S-171 | Vitra Turtle Brick Light-171 |  | LIGHT KIT | LED Brick Lighting | Landscape Lighting | Painted Antique Bronze | 171 | [7 empty] | 1 | No | 300 |  | 90 | 8.6 | 120 | 19 - Integrated | LED - Array |  |  |  | LED | 8.6 | 8.6 | 50000 | 0 | [12 empty] | 93.48 | 186.96 | 280.44 | L:8 1/2'' H:3 5/16'' E:3 1/2'' |  |  | 8.5 |  | 3.3125 | [5 empty] | 3.5 |  | No |  | No | [30 empty] | 0 | 0 | 0 | 0 | 0 | 0 | 1 | 0 | 0 | 0 | 0 | 785652114915 | 18.25 | 9 | 9 | 2.7 | 0.855 | 250 | Yes | 12 | 10785652114912 | [7 empty] | cETL Wet | 120V TRTL BRCK LT VITRA-171 | Vitra Turtle Brick Light-171 |  | 94485S-171.jpg | 94485S.jpg
94485S-849 | Vitra Turtle Brick Light-849 |  | LIGHT KIT | LED Brick Lighting | Landscape Lighting | Satin Nickel | 849 | [7 empty] | 1 | No | 300 |  | 90 | 8.6 | 120 | 19 - Integrated | LED - Array |  |  |  | LED | 8.6 | 8.6 | 50000 | 0 | [12 empty] | 93.48 | 186.96 | 280.44 | L:8 1/2'' H:3 5/16'' E:3 1/2'' |  |  | 8.5 |  | 3.3125 | [5 empty] | 3.5 |  | No |  | No | [30 empty] | 0 | 0 | 0 | 0 | 0 | 0 | 1 | 0 | 0 | 0 | 0 | 785652114922 | 9.25 | 4 | 5.5 | 2.7 | 0.118 | 65 | Yes | 12 | 10785652114929 | [7 empty] | cETL Wet | 120V TRTL BRCK LT VITRA-849 | Vitra Turtle Brick Light-849 |  | 94485S-849.jpg | 94485S.jpg
9450 | Lx Double Faced Mounting Tape |  | LOW VOLTAGE SYSTEMS | Lx Components | Under Cabinet Lighting | [9 empty] | 0 | No | [14 empty] | 0 | [12 empty] | 9.48 | 18.96 | 28.44 | L:300'' W:3/8'' H:1/32'' | 0.08 |  | 300 | 0.375 | 0.03125 | [7 empty] | No |  | No | [30 empty] | 0 | 0 | 0 | 0 | 0 | 0 | 0 | 0 | 0 | 0 | 0 | 785652945007 | 7 | 6 | 0.1 | 0.1 | 0.002 | 60 | Yes | 144 | 10785652945004 | 15.5 | 11 | 12.75 | 11.3 | 1.258 | Yes |  | cETL Dry | DOUBLE FACED TAPE 25FT | Lx Double Faced Mounting Tape |  | 9450.jpg | 9450.jpg
94512-71 | Saratoga Pendant Rail Kit |  | TRACK | Pendant Kits | Ambiance Lighting Systems | Antique Bronze / Ember Glow | 71 / 664 |  | Ember Glow Glass | D:6.125" H:6.25" |  |  | 3 G9 T4 40w |  | 3 | Yes | [14 empty] | 0 | [12 empty] | 178.5 | 357 | 535.5 | L:47 5/8'' |  |  | 47.625 |  |  | Other | [6 empty] | No |  | No | [30 empty] | 0 | 0 | 0 | 0 | 0 | 0 | 0 | 0 | 0 | 0 | 0 | 785652096990 | 48.5 | 10.18 | 7.75 | 11.9 | 2.214 | 150 | Yes | 3 | 10785652096997 | 49.5 | 10.75 | 24.5 | 39.8 | 7.545 | Yes | ETL Dry | cETL Dry | SARATOGA 3L PEND RAILKIT-71 | Three Light Pendant Rail Kit |  | 94512-71.jpg | 94512.jpg
94514-71 | Trenton Pendant Rail Kit |  | TRACK | Pendant Kits | Ambiance Lighting Systems | Antique Bronze / Dusted Ivory | 71 / 667 |  | Dusted Ivory Glass | D:5.25" H:3.15625" |  |  | 3 G9 T4 40w |  | 3 | Yes | [14 empty] | 0 | [12 empty] | 184 | 368 | 552 | L:47 5/8'' |  |  | 47.625 |  |  | Other | [6 empty] | No |  | No | [30 empty] | 0 | 0 | 0 | 0 | 0 | 0 | 0 | 0 | 0 | 0 | 0 | 785652097010 | 48.75 | 7.25 | 7.5 | 10 | 1.534 | 125 | Yes | 3 | 10785652097017 | 49.25 | 22.5 | 8.75 | 35 | 5.611 | Yes | ETL Dry | cETL Dry | TRENTON 3L PEND RAILKIT-71 | Three Light Pendant Rail Kit |  | 94514-71.jpg | 94514.jpg
94517-965 | Torry Directional Rail Kit |  | TRACK | Directional Kits | Ambiance Lighting Systems | Antique Brushed Nickel / Satin Etched | 965 / 619 |  | Satin Etched Glass | D:3.1875" H:2.15625" |  |  | 3 G9 T4 40w |  | 3 | Yes | [14 empty] | 0 | [12 empty] | 178.7 | 357.4 | 536.1 | L:47 5/8'' |  |  | 47.625 |  |  | Other | [6 empty] | No |  | No | [26 empty] | Clear |  |  |  | 0 | 0 | 0 | 0 | 0 | 0 | 0 | 0 | 0 | 0 | 0 | 785652096952 | 49 | 6.25 | 4.75 | 6.16 | 0.842 | 125 | Yes | 3 | 10785652096959 | 49.25 | 19.5 | 5.5 | 22 | 3.057 | Yes | ETL Dry | cETL Dry | TORRY 3L RAILKIT-965 | Three Light Directional Rail Kit |  | 94517-965.jpg | 94517.jpg
9452-12 | Twist-On Honey Comb Disk Light Trim |  | UNDER CABINET | Optional Trims | Under Cabinet Lighting | Black | 12 | [7 empty] | 0 | No | [14 empty] | 0 | [12 empty] | 8.95 | 17.9 | 26.85 | D:2 1/2'' H:1/4'' |  | 2.5 |  |  | 0.25 | [7 empty] | No |  | No | [30 empty] | 0 | 0 | 0 | 0 | 0 | 0 | 0 | 0 | 0 | 0 | 0 | 785652945212 | 0.5 | 2.7 | 2.4 | 0.03 | 0.002 | 70 | Yes | 3 | 10785652945219 | 1.2 | 3.2 | 3 | 0.1 | 0.007 | Yes |  | cETL Damp | Disk Light HoneyComb Trim | Twist-On Honey Comb Trim |  | 9452-12.jpg | 9452.jpg
9454-12 | 12V 15W-60W Hardwire Electronic Transformer | LX electronic transformers have soft-start circuitry that increases lamp life. The emit no audible noise, employ automatically resetting short circuit protection, are Listed, moisture and shock resistant, and are dimmable. | LOW VOLTAGE SYSTEMS | Lx Transformers | Under Cabinet Lighting | Black | 12 | [7 empty] | 0 | No | [14 empty] | 0 | [12 empty] | 32.48 | 64.96 | 97.44 | L:2 3/4'' W:1 1/2'' H:1 1/8'' |  |  | 2.75 | 1.5 | 1.125 | [7 empty] | No |  | No | [30 empty] | 0 | 0 | 0 | 0 | 0 | 0 | 0 | 0 | 0 | 0 | 0 | 785652945427 | 6 | 3 | 2 | 0.2 | 0.021 | 100 | Yes | 72 | 10785652945424 | 19.25 | 18.25 | 13.5 | 21.7 | 2.745 | Yes | UL Dry | cUL Dry | 12V 15W-60W ELECT TRNSFRMR-12 | 12V 15W-60W Hardwire Electronic Transformer |  | 9454-12.jpg | 9454.jpg
94560-71 | Saratoga Complete Pendant Assembly |  | TRACK | Complete Pendants | Ambiance Lighting Systems | Antique Bronze / Ember Glow | 71 / 664 | Steel / Aluminum | Ember Glow Glass | D:6.125" H:6.25" |  |  | 1 G9 T4 40w |  | 1 | Yes | [14 empty] | 0 | [12 empty] | 56.9 | 113.8 | 170.7 | D:6 1/8'' H:19 19/32'' O:118 1/8'' |  | 6.125 |  |  | 19.5938 | Dual Mount |  |  | 118.125 |  |  |  | No |  | No | [20 empty] | D:5 1/8'' DP:1 21/32'' |  |  |  |  | 96 | Black |  |  |  | 0 | 0 | 0 | 0 | 0 | 0 | 0 | 0 | 0 | 0 | 0 | 785652096884 | 18.25 | 8.5 | 8.5 | 3.3 | 0.763 | 150 | Yes | 3 | 10785652096881 | 25.5 | 19 | 9.5 | 12.32 | 2.664 | Yes | ETL Dry | cETL Dry | TRANS SARATOGA CONV PEND ASSY | 120V Convertible Pendant Assembly |  | 94560-71.jpg | 94560.jpg
9456-12 | 12V 60W-150W Hardwire Electronic Transformer | LX electronic transformers have soft-start circuitry that increases lamp life. The emit no audible noise, employ automatically resetting short circuit protection, are Listed, moisture and shock resistant, and are dimmable. | LOW VOLTAGE SYSTEMS | Lx Transformers | Under Cabinet Lighting | Black | 12 | [7 empty] | 0 | No | [14 empty] | 0 | [12 empty] | 61.48 | 122.96 | 184.44 | L:6 1/4'' W:2 1/4'' H:1 11/16'' |  |  | 6.25 | 2.25 | 1.6875 | Screw(s) | [6 empty] | No |  | No | [30 empty] | 0 | 0 | 0 | 0 | 0 | 0 | 0 | 0 | 0 | 0 | 0 | 785652945625 | 6 | 3 | 3 | 0.9 | 0.031 | 65 | Yes | 32 | 10785652945622 | 25.5 | 13 | 13.75 | 34.2 | 2.638 | Yes | UL Dry | cUL Dry | 12V 60W-150W ELECT TRNSFRMR-12 | 12V 60W-150W Hardwire Electronic Transformer |  | 9456-12.jpg | 9456.jpg
94571-965 | G9 Contemporary Pendant Assembly |  | TRACK | Pendant Assemblies | Ambiance Lighting Systems | Antique Brushed Nickel / Frosted | 965 / 97 | Steel / Aluminum |  |  |  |  | 1 G9 T4 40w |  | 1 | Yes | [14 empty] | 0 | [12 empty] | 39.8 | 79.6 | 119.4 | D:1'' H:12 5/32'' O:112 7/16'' |  | 1 |  |  | 12.1562 | Dual Mount |  |  | 112.4375 |  |  |  | No |  | No | [20 empty] | D:5'' DP:1 3/32'' |  |  |  |  | 96 | Clear |  |  |  | 0 | 0 | 0 | 0 | 0 | 0 | 0 | 0 | 0 | 0 | 0 | 785652096730 | 12.625 | 5.875 | 2.25 | 1.54 | 0.097 | 85 | Yes | 3 | 10785652096737 | 13.25 | 6.5 | 7.658 | 5.06 | 0.382 | Yes | ETL Dry | cETL Dry | G-9 Contemporary Pendant Assembly | Contemporary Pendant Assembly |  | 94571-965.jpg | 94571.jpg
9459-12 | Miniature Wiring Compartment / Splicer |  | LOW VOLTAGE SYSTEMS | Connectors and Accessories | Ambiance Lighting Systems | Black | 12 | Polycarbonate | [6 empty] | 0 | No | [14 empty] | 0 | [12 empty] | 7.98 | 15.96 | 23.94 | L:2'' W:31/32'' H:5/8'' |  |  | 2 | 0.96875 | 0.625 | [7 empty] | No |  | No | [30 empty] | 0 | 0 | 0 | 0 | 0 | 0 | 0 | 0 | 0 | 0 | 0 | 785652945922 | 3 | 2.75 | 1 | 0.1 | 0.005 | 70 | Yes | 100 | 10785652945929 | 11.25 | 9.8 | 9.25 | 5.4 | 0.59 | Yes | C-UL-US Dry |  | MINI WIRING COMPARTMENT-12 | Miniature Wiring Compartment / Splicer |  | 9459-12.jpg | 9459.jpg
9459-15 | Miniature Wiring Compartment / Splicer |  | LOW VOLTAGE SYSTEMS | Connectors and Accessories | Ambiance Lighting Systems | White | 15 | Polycarbonate | [6 empty] | 0 | No | [14 empty] | 0 | [12 empty] | 7.98 | 15.96 | 23.94 | L:2'' W:31/32'' H:5/8'' |  |  | 2 | 0.96875 | 0.625 | [7 empty] | No |  | No | [30 empty] | 0 | 0 | 0 | 0 | 0 | 0 | 0 | 0 | 0 | 0 | 0 | 785652945953 | 3 | 2.5 | 1 | 0.04 | 0.004 | 100 | Yes | 100 | 10785652945950 | 11.25 | 9.25 | 9.5 | 5.4 | 0.572 | Yes | C-UL-US Dry |  | MINI WIRING COMPARTMENT-15 | Miniature Wiring Compartment / Splicer |  | 9459-15.jpg | 9459.jpg
9469-12 | 25 Feet Indoor Lx Cable-12 |  | LOW VOLTAGE SYSTEMS | Lx Indoor Cable | Under Cabinet Lighting | Black | 12 | [7 empty] | 0 | No | [14 empty] | 0 | [12 empty] | 40.98 | 81.96 | 122.94 | L:300'' W:3/8'' H:3/16'' |  |  | 300 | 0.375 | 0.1875 | [7 empty] | No |  | No | [25 empty] | 300 | Black |  |  |  | 0 | 0 | 0 | 0 | 0 | 0 | 0 | 0 | 0 | 0 | 0 | 785652946929 | 9 | 9 | 1.5 | 2.4 | 0.07 | 60 | Yes | 10 | 10785652946926 | 13 | 10 | 11 | 25.1 | 0.828 | Yes | UL Dry | cUL Dry | 25 FEET INDOOR LX CABLE-12 | 25 Feet Indoor Lx Cable-12 |  | 9469-12.jpg | 9469.jpg
9469-15 | 25 Feet Indoor Lx Cable-15 |  | LOW VOLTAGE SYSTEMS | Lx Indoor Cable | Under Cabinet Lighting | White | 15 | [7 empty] | 0 | No | [14 empty] | 0 | [12 empty] | 40.98 | 81.96 | 122.94 | L:300'' W:3/8'' H:3/16'' |  |  | 300 | 0.375 | 0.1875 | [7 empty] | No |  | No | [25 empty] | 300 | White |  |  |  | 0 | 0 | 0 | 0 | 0 | 0 | 0 | 0 | 0 | 0 | 0 | 785652946950 | 9 | 9 | 1.5 | 2.4 | 0.07 | 60 | Yes | 10 | 10785652946957 | 13 | 10 | 11 | 25.1 | 0.828 | Yes | UL Dry | cUL Dry | 25 FEET INDOOR LX CABLE-15 | 25 Feet Indoor Lx Cable-15 |  | 9469-15.jpg | 9469.jpg
9470-12 | 50 Feet Indoor Lx Cable-12 |  | LOW VOLTAGE SYSTEMS | Lx Indoor Cable | Under Cabinet Lighting | Black | 12 | [7 empty] | 0 | No | [14 empty] | 0 | [12 empty] | 73.48 | 146.96 | 220.44 | L:600'' W:3/8'' H:3/16'' |  |  | 600 | 0.375 | 0.1875 | [7 empty] | No |  | No | [25 empty] | 600 | Black |  |  |  | 0 | 0 | 0 | 0 | 0 | 0 | 0 | 0 | 0 | 0 | 0 | 785652947025 | 6.5 | 6.5 | 3.25 | 4.3 | 0.079 | 60 | Yes | 10 | 10785652947022 | 15.125 | 12.375 | 12.625 | 45.6 | 1.368 | Yes | UL Dry | cUL Dry | 50 FEET INDOOR LX CABLE-12 | 50 Feet Indoor Lx Cable-12 |  | 9470-12.jpg | 9470.jpg
9470-15 | 50 Feet Indoor Lx Cable-15 |  | LOW VOLTAGE SYSTEMS | Lx Indoor Cable | Under Cabinet Lighting | White | 15 | [7 empty] | 0 | No | [14 empty] | 0 | [12 empty] | 73.48 | 146.96 | 220.44 | L:600'' W:3/8'' H:3/16'' |  |  | 600 | 0.375 | 0.1875 | [7 empty] | No |  | No | [25 empty] | 600 | White |  |  |  | 0 | 0 | 0 | 0 | 0 | 0 | 0 | 0 | 0 | 0 | 0 | 785652947056 | 6.5 | 6.5 | 3.25 | 4.3 | 0.079 | 60 | Yes | 10 | 10785652947053 | 15.1 | 12.1 | 12.1 | 45.6 | 1.279 | Yes | UL Dry | cUL Dry | 50 FEET INDOOR LX CABLE-15 | 50 Feet Indoor Lx Cable-15 |  | 9470-15.jpg | 9470.jpg
9471-12 | 100 Feet Indoor Lx Cable-12 |  | LOW VOLTAGE SYSTEMS | Lx Indoor Cable | Under Cabinet Lighting | Black | 12 | [7 empty] | 0 | No | [14 empty] | 0 | [12 empty] | 137.48 | 274.96 | 412.44 | L:1200'' W:3/8'' H:3/16'' |  |  | 1200 | 0.375 | 0.1875 | [7 empty] | No |  | No | [25 empty] | 1200 | Black |  |  |  | 0 | 0 | 0 | 0 | 0 | 0 | 0 | 0 | 0 | 0 | 0 | 785652947124 | 6.5 | 6.5 | 4.25 | 8.7 | 0.104 | 60 | Yes | 6 | 10785652947121 | 13.78 | 14 | 8.25 | 54 | 0.921 | Yes | UL Dry | cUL Dry | 100 FEET INDOOR LX CABLE-12 | 100 Feet Indoor Lx Cable-12 |  | 9471-12.jpg | 9471.jpg
9471-15 | 100 Feet Indoor Lx Cable-12 |  | LOW VOLTAGE SYSTEMS | Lx Indoor Cable | Under Cabinet Lighting | White | 15 | [7 empty] | 0 | No | [14 empty] | 0 | [12 empty] | 137.48 | 274.96 | 412.44 | L:1200'' W:3/8'' H:3/16'' |  |  | 1200 | 0.375 | 0.1875 | [7 empty] | No |  | No | [25 empty] | 1200 | White |  |  |  | 0 | 0 | 0 | 0 | 0 | 0 | 0 | 0 | 0 | 0 | 0 | 785652947155 | 6.5 | 6.5 | 4.4 | 8.5 | 0.108 | 60 | Yes | 6 | 10785652947152 | 14 | 14 | 7.5 | 53.1 | 0.851 | Yes | UL Dry | cUL Dry | 100 FEET INDOOR LX CABLE-15 | 100 Feet Indoor Lx Cable-15 |  | 9471-15.jpg | 9471.jpg
94729-965 | PAR20 Transitional Complete Directional Assembly |  | TRACK | Complete Directionals | Ambiance Lighting Systems | Antique Brushed Nickel | 965 | [5 empty] | 1 Medium PAR20 50w |  | 1 | No | [14 empty] | 0 | [12 empty] | 30 | 60 | 90 | D:3 1/4'' L:5 1/4'' H:4 1/2'' O:6 1/4'' |  | 3.25 | 5.25 |  | 4.5 | Other |  |  | 6.25 |  |  |  | No |  | No | [30 empty] | 0 | 0 | 0 | 0 | 0 | 0 | 0 | 1 | 0 | 0 | 0 | 785652096518 | 6.75 | 5 | 8.25 | 1 | 0.161 | 125 | Yes | 3 | 10785652096515 | 15.38 | 7.5 | 9.25 | 3.7 | 0.617 | Yes | ETL Dry | cETL Dry | One Light Transitonal Directional Fixture | One Light Transitonal Directional Fixture |  | 94729-965.jpg | 94729.jpg
94730-71 | PAR20 Traditional Complete Directional Assembly |  | TRACK | Complete Directionals | Ambiance Lighting Systems | Antique Bronze | 71 | [5 empty] | 1 Medium PAR20 50w |  | 1 | No | [14 empty] | 0 | [12 empty] | 36.9 | 73.8 | 110.7 | D:3 7/16'' L:5 3/8'' H:4 7/8'' O:6 3/4'' |  | 3.4375 | 5.375 |  | 4.875 | Other |  |  | 6.75 |  |  |  | No |  | No | [30 empty] | 0 | 0 | 0 | 0 | 0 | 0 | 0 | 1 | 0 | 0 | 0 | 785652096525 | 7 | 4.25 | 8.25 | 1.1 | 0.142 | 125 | Yes | 3 | 10785652096522 | 13.5 | 7.5 | 9.25 | 3.74 | 0.542 | Yes | ETL Dry | cETL Dry | One Light Transitonal Directional Fixture | One Light Transitonal Directional Fixture |  | 94730-71.jpg | 94730.jpg
9481-12 | Lx Conduit Wire Compartment-12 |  | LOW VOLTAGE SYSTEMS | Lx Wiring Compartments | Under Cabinet Lighting | Black | 12 | Steel | [6 empty] | 0 | No | [14 empty] | 0 | [12 empty] | 13.48 | 26.96 | 40.44 | L:2'' W:1 5/16'' H:1 1/4'' |  |  | 2 | 1.3125 | 1.25 | [7 empty] | No |  | No | [30 empty] | 0 | 0 | 0 | 0 | 0 | 0 | 0 | 0 | 0 | 0 | 0 | 785652948121 | 3 | 2 | 1.5 | 0.2 | 0.005 | 60 | Yes | 10 | 10785652948128 | 8 | 4.25 | 3.75 | 1.7 | 0.074 | Yes | UL Dry | cUL Dry | LX CONDUIT WIRE COMPARTMENT-12 | Lx Conduit Wire Compartment-12 |  | 9481-12.jpg | 9481.jpg
9481-15 | Lx Conduit Wire Compartment-15 |  | LOW VOLTAGE SYSTEMS | Lx Wiring Compartments | Under Cabinet Lighting | White | 15 | Steel | [6 empty] | 0 | No | [14 empty] | 0 | [12 empty] | 13.48 | 26.96 | 40.44 | L:2'' W:1 5/16'' H:1 1/4'' |  |  | 2 | 1.3125 | 1.25 | [7 empty] | No |  | No | [30 empty] | 0 | 0 | 0 | 0 | 0 | 0 | 0 | 0 | 0 | 0 | 0 | 785652948152 | 3 | 2 | 1.5 | 0.1 | 0.005 | 70 | Yes | 10 | 10785652948159 | 8 | 4.25 | 4 | 1.7 | 0.079 | Yes | UL Dry | cUL Dry | LX CONDUIT WIRE COMPARTMENT-15 | Lx Conduit Wire Compartment-15 |  | 9481-15.jpg | 9481.jpg
94844-965 | Contemporary Rail Power Feed Canopy |  | TRACK | Mounting Components | Ambiance Lighting Systems | Antique Brushed Nickel | 965 | [7 empty] | 0 | No | [14 empty] | 0 | [12 empty] | 34.7 | 69.4 | 104.1 | D:5'' H:5 7/8'' |  | 5 |  |  | 5.875 | [7 empty] | No |  | No | [20 empty] | D:5'' DP:13/16'' | [9 empty] | 0 | 0 | 0 | 0 | 0 | 0 | 0 | 0 | 0 | 0 | 0 | 785652096266 | 10 | 6.25 | 6.5 | 1.43 | 0.235 | 125 | Yes | 6 | 10785652096263 | 19.75 | 10.5 | 14 | 10.45 | 1.68 | Yes | ETL Dry | cETL Dry | Contemporary Power Feed in Antique Brushed Nickel Finish | Rail Power Feed Canopy Adapter |  | 94844-965.jpg | 94844.jpg
9485-12 | Xenon Disk 24 Degree Beam |  | UNDER CABINET | Xenon Disks | Under Cabinet Lighting | Black | 12 | [5 empty] | 1 Wedge T5 18w 12v |  | 1 | No | [7 empty] | 24 | [6 empty] | 4 | [12 empty] | 8.1 | 16.2 | 24.3 | D:3 1/8'' H:7/8'' |  | 3.125 |  |  | 0.875 | Dual Mount | [6 empty] | No |  | No | [25 empty] | 36 | Black |  |  |  | 0 | 0 | 0 | 0 | 0 | 0 | 0 | 0 | 0 | 0 | 0 | 785652948527 | 7 | 6 | 1 | 0.2 | 0.024 | 100 | Yes | 5 | 10785652948524 | 6 | 5.58 | 6 | 1.1 | 0.116 | Yes | UL Damp | cUL Damp | Disk Lighting One Light Black | Accent Disk Light | Recessed Extension is 7/32" Surface Mounted extension is 7/8" | 9485-12.jpg | 9485.jpg
9485-171 | Xenon Disk 24 Degree Beam |  | UNDER CABINET | Xenon Disks | Under Cabinet Lighting | Painted Antique Bronze | 171 | [5 empty] | 1 Wedge T5 18w 12v |  | 1 | No | [7 empty] | 24 | [6 empty] | 4 | [12 empty] | 8.75 | 17.5 | 26.25 | D:3 1/8'' H:7/8'' |  | 3.125 |  |  | 0.875 | Dual Mount | [6 empty] | No |  | No | [25 empty] | 36 | Black |  |  |  | 0 | 0 | 0 | 0 | 0 | 0 | 0 | 0 | 0 | 0 | 0 | 785652948411 | 6 | 5 | 1.5 | 0.2 | 0.026 | 100 | Yes | 5 | 10785652948418 | 6 | 6 | 6 | 1.1 | 0.125 | Yes | UL Damp | cUL Damp | Ambiance Disk Lighting System | AMBIANCE | Recessed Extension is 7/32" Surface Mounted extension is 7/8" | 9485-171.jpg | 9485.jpg
94861-965 | Contemporary Swivel Support Adapter |  | TRACK | Mounting Components | Ambiance Lighting Systems | Antique Brushed Nickel | 965 | [7 empty] | 0 | No | [14 empty] | 0 | [12 empty] | 24.2 | 48.4 | 72.6 | D:1 13/16'' H:9 9/16'' O:11'' |  | 1.8125 |  |  | 9.5625 |  |  |  | 11 |  |  |  | No |  | No | [30 empty] | 0 | 0 | 0 | 0 | 0 | 0 | 0 | 0 | 0 | 0 | 0 | 785652094873 | 11.58 | 2 | 2 | 0.8 | 0.027 | 65 | Yes | 6 | 10785652094870 | 12.25 | 6.58 | 4.75 | 5.3 | 0.222 | Yes | ETL Dry | cETL Dry | Traditional Swivel Support in Antique Brushed Nickel Finish | Rail Swivel Support Adapter |  | 94861-965.jpg | 94861.jpg
9487-12 | Decorative Metal Trim Ring |  | RECESSED | Mini-Recessed Trims | Ambiance Lighting Systems | Black | 12 | [7 empty] | 0 | No | [14 empty] | 0 | [12 empty] | 2.6 | 5.2 | 7.8 | D:3 1/4'' H:5/16'' |  | 3.25 |  |  | 0.3125 | [7 empty] | No |  | No | [30 empty] | 0 | 0 | 0 | 0 | 0 | 0 | 0 | 0 | 0 | 0 | 0 | 785652948718 | 3.5 | 3.5 | 3.5 | 0.04 | 0.025 | 60 | Yes | 3 | 10785652948715 | 3.75 | 3.75 | 1.38 | 2 | 0.011 | Yes |  | cETL Damp | Trim Ring | Optional Decorative Metal Trim Ring |  | 9487-12.jpg | 9487.jpg
9487-15 | Decorative Metal Trim Ring |  | RECESSED | Mini-Recessed Trims | Ambiance Lighting Systems | White | 15 | [7 empty] | 0 | No | [14 empty] | 0 | [12 empty] | 2.6 | 5.2 | 7.8 | D:3 1/4'' H:5/16'' |  | 3.25 |  |  | 0.3125 | [7 empty] | No |  | No | [30 empty] | 0 | 0 | 0 | 0 | 0 | 0 | 0 | 0 | 0 | 0 | 0 | 785652948756 | 3.5 | 3.5 | 0.38 | 0.04 | 0.003 | 85 | Yes | 3 | 10785652948753 | 3.58 | 3.75 | 1.38 | 0.12 | 0.011 | Yes |  | cETL Damp | Trim Ring | Optional Decorative Metal Trim Ring |  | 9487-15.jpg | 9487.jpg
9488-12 | Lx Fused Plug-12 |  | LOW VOLTAGE SYSTEMS | Lx Components | Under Cabinet Lighting | Black | 12 | Polycarbonate | [6 empty] | 0 | No | [14 empty] | 0 | [12 empty] | 5.45 | 10.9 | 16.35 | L:7/8'' W:3/4'' H:13/16'' |  |  | 0.875 | 0.75 | 0.8125 | [7 empty] | No |  | No | [30 empty] | 0 | 0 | 0 | 0 | 0 | 0 | 0 | 0 | 0 | 0 | 0 | 785652948824 | 1 | 2.6 | 3 | 0.003 | 0.005 | 300 | Yes | 5 | 10785652948821 | 1 | 5.5 | 2.7 | 0.015 | 0.009 | Yes | UL Dry | cUL Dry | LX FUSED PLUG-12 | Lx Fused Plug-12 |  | 9488-12.jpg | 9488.jpg
94883-71 | Trenton Directional Mono-Point |  | TRACK | Monopoint Directionals | Ambiance Lighting Systems | Antique Bronze / Dusted Ivory | 71 / 667 |  | Dusted Ivory Glass | D:3.375" H:2.21875" |  |  | 1 G9 T4 40w |  | 1 | Yes | [14 empty] | 0 | [12 empty] | 47.4 | 94.8 | 142.2 | D:3 7/16'' W:5 11/16'' H:6 5/8'' O:6 5/8'' |  | 3.4375 |  | 5.6875 | 6.625 | Cap Nuts |  |  | 6.625 |  |  |  | No |  | No | [20 empty] | D:5 1/8'' DP:31/32'' | [9 empty] | 0 | 0 | 0 | 0 | 0 | 0 | 0 | 0 | 0 | 0 | 0 | 785652096907 | 7.6 | 6.25 | 7.2 | 1.32 | 0.198 | 125 | Yes | 3 | 10785652096904 | 19.25 | 8.38 | 7.2 | 4.84 | 0.672 | Yes |  | cETL Damp | TRANS TRENTON DIRECTNL MONOPT | One Light Directional Mono-Point |  | 94883-71.jpg | 94883.jpg
94895-965 | MRC16 Contemporary Directional Fixture |  | TRACK | Complete Directionals | Ambiance Lighting Systems | Antique Brushed Nickel | 965 | [7 empty] | 0 | No | [14 empty] | 0 | [12 empty] | 37.9 | 75.8 | 113.7 | D:3 3/16'' L:4 7/16'' H:4 9/16'' O:6'' | 0.55 | 3.1875 | 4.4375 |  | 4.5625 | Other |  |  | 6 |  |  |  | No |  | No | [30 empty] | 0 | 0 | 0 | 0 | 0 | 0 | 0 | 1 | 0 | 0 | 0 | 785652948978 | 5.25 | 5.25 | 8.25 | 0.77 | 0.132 | 150 | Yes | 3 | 10785652948975 | 16.75 | 6 | 9.25 | 3.08 | 0.538 | Yes |  | cETL Dry | Contemporary Track Head in Antique Brushed Nickel Finish | Contemporary Track Head in Antique Brushed Nickel Finish |  | 94895-965.jpg | 94895.jpg
94897-71 | MRC16 Contemporary Directional Mono-Point |  | TRACK | Monopoint Directionals | Ambiance Lighting Systems | Antique Bronze | 71 | [7 empty] | 0 | No | [14 empty] | 0 | [12 empty] | 37.9 | 75.8 | 113.7 | D:3 3/16'' L:6 1/4'' H:4 1/4'' |  | 3.1875 | 6.25 |  | 4.25 | Cap Nuts | [6 empty] | No |  | No | [20 empty] | D:5'' DP:13/32'' | [8 empty] | Hardwired | 0 | 0 | 0 | 0 | 0 | 0 | 0 | 1 | 0 | 0 | 0 | 785652489716 | 6.5 | 6.5 | 8.25 | 0.99 | 0.202 | 150 | Yes | 3 | 10785652489713 | 20.5 | 7.25 | 9 | 3.96 | 0.774 | Yes |  | cETL Damp | Contemporary Monopoint Track Head in Antique Bronze Finish | One Light Contemporary Monopoint Track Head |  | 94897-71.jpg | 94897.jpg
94897-965 | MRC16 Contemporary Directional Mono-Point |  | TRACK | Monopoint Directionals | Ambiance Lighting Systems | Antique Brushed Nickel | 965 | [7 empty] | 0 | No | [14 empty] | 0 | [12 empty] | 37.9 | 75.8 | 113.7 | D:3 3/16'' L:6 1/4'' H:4 1/4'' |  | 3.1875 | 6.25 |  | 4.25 | Cap Nuts | [6 empty] | No |  | No | [20 empty] | D:5'' DP:13/32'' | [8 empty] | Hardwired | 0 | 0 | 0 | 0 | 0 | 0 | 0 | 1 | 0 | 0 | 0 | 785652489792 | 6.5 | 6.5 | 8.25 | 0.99 | 0.202 | 150 | Yes | 3 | 10785652489799 | 20.5 | 7.25 | 9 | 3.96 | 0.774 | Yes |  | cETL Damp | Contemporary Monopoint Track Head in Antique Brushed Nickel Finish | Contemporary Directional Monopoint |  | 94897-965.jpg | 94897.jpg
94898-71 | MRC16 Traditional Directional Mono-Point |  | TRACK | Monopoint Directionals | Ambiance Lighting Systems | Antique Bronze | 71 | [7 empty] | 0 | No | [14 empty] | 0 | [12 empty] | 37.9 | 75.8 | 113.7 | D:3 1/2'' L:6 1/2'' H:5'' | 0.55 | 3.5 | 6.5 |  | 5 | Cap Nuts | [6 empty] | No |  | No | [20 empty] | D:5 1/8'' DP:31/32'' | [8 empty] | Hardwired | 0 | 0 | 0 | 0 | 0 | 0 | 0 | 1 | 0 | 0 | 0 | 785652489815 | 6.5 | 6.5 | 8.25 | 0.99 | 0.202 | 150 | Yes | 3 | 10785652489812 | 20.5 | 7.25 | 9 | 3.96 | 0.774 | Yes |  | cETL Damp | Traditional Monopoint Track Head in Antique Bronze Finish | One Light Traditional Directional Lighting |  | 94898-71.jpg | 94898.jpg
94898-965 | MRC16 Traditional Directional Mono-Point |  | TRACK | Monopoint Directionals | Ambiance Lighting Systems | Antique Brushed Nickel | 965 | [7 empty] | 0 | No | [14 empty] | 0 | [12 empty] | 37.9 | 75.8 | 113.7 | D:3 1/2'' L:6 1/2'' H:5'' | 0.55 | 3.5 | 6.5 |  | 5 | Cap Nuts | [6 empty] | No |  | No | [20 empty] | D:5 1/8'' DP:31/32'' | [8 empty] | Hardwired | 0 | 0 | 0 | 0 | 0 | 0 | 0 | 1 | 0 | 0 | 0 | 785652489853 | 6.5 | 6.5 | 8.25 | 0.99 | 0.202 | 150 | Yes | 3 | 10785652489850 | 20.5 | 7.25 | 9 | 3.96 | 0.774 | Yes |  | cETL Damp | TRANS TRAD MR16 GU10 MONOPT AN | Traditional Monopoint Track Head in Antique Brushed Nickel Finish |  | 94898-965.jpg | 94898.jpg
95220S-12 | Undercabinet 3in Connector Cord |  | UNDER CABINET | Connectors and Accessories | Under Cabinet Lighting | Black | 12 | [7 empty] | 0 | No | [14 empty] | 0 | [12 empty] | 5.2 | 10.4 | 15.6 | L:3'' |  |  | 3 | [9 empty] | No |  | No | [30 empty] | 0 | 0 | 0 | 0 | 0 | 0 | 0 | 0 | 0 | 0 | 0 | 785652041068 | 4.58 | 3.18 | 0.1 | 0.1 | 0.001 | 60 | Yes | [10 empty] | UNDERCAB 3IN CONN CORD-12 |  |  | 95220S-12.jpg | 95220S.jpg
95220S-15 | 3 Inch Connector Cord |  | UNDER CABINET | Connectors and Accessories | Under Cabinet Lighting | White | 15 | [7 empty] | 0 | No | [14 empty] | 0 | [12 empty] | 6.98 | 13.96 | 20.94 | L:3'' |  |  | 3 | [9 empty] | No |  | No | [30 empty] | 0 | 0 | 0 | 0 | 0 | 0 | 0 | 0 | 0 | 0 | 0 | 785652041075 | 4.58 | 3.18 | 0.1 | 1 | 0.001 | 60 | Yes | [10 empty] | UNDERCAB 3IN CONN CORD-15 | 3 Inch Connector Cord |  | 95220S-15.jpg | 95220S.jpg
95221S-12 | Undercabinet 6in Connector Cord |  | UNDER CABINET | Connectors and Accessories | Under Cabinet Lighting | Black | 12 | [7 empty] | 0 | No | [14 empty] | 0 | [12 empty] | 5.6 | 11.2 | 16.8 | L:6'' |  |  | 6 | [9 empty] | No |  | No | [30 empty] | 0 | 0 | 0 | 0 | 0 | 0 | 0 | 0 | 0 | 0 | 0 | 785652041082 | 4.6 | 3 | 0.1 | 1 | 0.001 | 60 | Yes | [10 empty] | UNDERCAB 6IN CONN CORD-12 |  |  | 95221S-12.jpg | 95221S.jpg
95221S-15 | 6 Inch Connector Cord |  | UNDER CABINET | Connectors and Accessories | Under Cabinet Lighting | White | 15 | [7 empty] | 0 | No | [14 empty] | 0 | [12 empty] | 7.48 | 14.96 | 22.44 | L:6'' |  |  | 6 | [9 empty] | No |  | No | [30 empty] | 0 | 0 | 0 | 0 | 0 | 0 | 0 | 0 | 0 | 0 | 0 | 785652041099 | 4.58 | 3 | 0.1 | 0.1 | 0.001 | 60 | Yes | [10 empty] | UNDERCAB 6IN CONN CORD-15 | 6 Inch Connector Cord |  | 95221S-15.jpg | 95221S.jpg
95222S-12 | Undercabinet 12in Connector Cord |  | UNDER CABINET | Connectors and Accessories | Under Cabinet Lighting | Black | 12 | [7 empty] | 0 | No | [14 empty] | 0 | [12 empty] | 6.2 | 12.4 | 18.6 | L:12'' |  |  | 12 | [9 empty] | No |  | No | [30 empty] | 0 | 0 | 0 | 0 | 0 | 0 | 0 | 0 | 0 | 0 | 0 | 785652041105 | 7 | 3.75 | 0.1 | 0.1 | 0.002 | 60 | Yes | [10 empty] | UNDERCAB 12IN CONN CORD-12 |  |  | 95222S-12.jpg | 95222S.jpg
95222S-15 | 12 Inch Connector Cord |  | UNDER CABINET | Connectors and Accessories | Under Cabinet Lighting | White | 15 | [7 empty] | 0 | No | [14 empty] | 0 | [12 empty] | 7.98 | 15.96 | 23.94 | L:12'' |  |  | 12 | [9 empty] | No |  | No | [30 empty] | 0 | 0 | 0 | 0 | 0 | 0 | 0 | 0 | 0 | 0 | 0 | 785652041112 | 7 | 3.75 | 0.1 | 0.1 | 0.002 | 60 | Yes | [10 empty] | UNDERCAB 12IN CONN CORD-15 | 12 Inch Connector Cord |  | 95222S-15.jpg | 95222S.jpg
95223S-15 | 18 Inch Connector Cord |  | UNDER CABINET | Connectors and Accessories | Under Cabinet Lighting | White | 15 | [7 empty] | 0 | No | [14 empty] | 0 | [12 empty] | 7.98 | 15.96 | 23.94 | L:18'' |  |  | 18 | [9 empty] | No |  | No | [30 empty] | 0 | 0 | 0 | 0 | 0 | 0 | 0 | 0 | 0 | 0 | 0 | 785652041136 | 4.75 | 3.5 | 0.75 | 0.1 | 0.007 | 70 | Yes | 200 | 10785652041133 | 16.25 | 16.25 | 7.25 | 18.8 | 1.108 | Yes |  |  | UNDERCAB 18IN CONN CORD-15 | 18 Inch Connector Cord |  | 95223S-15.jpg | 95223S.jpg
95230S-12 | Undercabinet 24in Connector Cord |  | UNDER CABINET | Connectors and Accessories | Under Cabinet Lighting | Black | 12 | [7 empty] | 0 | No | [14 empty] | 0 | [12 empty] | 8 | 16 | 24 | L:24'' |  |  | 24 | [9 empty] | No |  | No | [30 empty] | 0 | 0 | 0 | 0 | 0 | 0 | 0 | 0 | 0 | 0 | 0 | 785652041143 | 6.5 | 4 | 1 | 0.2 | 0.015 | 85 | Yes | [10 empty] | UNDERCAB 24IN POWER CORD-12 |  |  | 95230S-12.jpg | 95230S.jpg
95230S-15 | 24 Inch Power Cord |  | UNDER CABINET | Connectors and Accessories | Under Cabinet Lighting | White | 15 | [7 empty] | 0 | No | [14 empty] | 0 | [12 empty] | 9.98 | 19.96 | 29.94 | L:24'' |  |  | 24 | [9 empty] | No |  | No | [30 empty] | 0 | 0 | 0 | 0 | 0 | 0 | 0 | 0 | 0 | 0 | 0 | 785652041150 | 6.5 | 4 | 1 | 0.2 | 0.015 | 85 | Yes | [10 empty] | UNDERCAB 24IN POWER CORD-15 | 24 Inch Power Cord |  | 95230S-15.jpg | 95230S.jpg
95231S-12 | Undercabinet 72in Connector Cord |  | UNDER CABINET | Connectors and Accessories | Under Cabinet Lighting | Black | 12 | [7 empty] | 0 | No | [14 empty] | 0 | [12 empty] | 11.6 | 23.2 | 34.8 | L:72'' |  |  | 72 | [9 empty] | No |  | No | [30 empty] | 0 | 0 | 0 | 0 | 0 | 0 | 0 | 0 | 0 | 0 | 0 | 785652041167 | 10 | 6.25 | 1 | 3 | 0.036 | 60 | Yes | [10 empty] | UNDERCAB 72IN POWER CORD-12 |  |  | 95231S-12.jpg | 95231S.jpg
95231S-15 | 72 Inch Power Cord |  | UNDER CABINET | Connectors and Accessories | Under Cabinet Lighting | White | 15 | [7 empty] | 0 | No | [14 empty] | 0 | [12 empty] | 14.98 | 29.96 | 44.94 | L:72'' |  |  | 72 | [9 empty] | No |  | No | [30 empty] | 0 | 0 | 0 | 0 | 0 | 0 | 0 | 0 | 0 | 0 | 0 | 785652041174 | 9.58 | 6.25 | 1 | 0.3 | 0.035 | 100 | Yes | [10 empty] | UNDERCAB 72IN POWER CORD-15 | 72 Inch Power Cord |  | 95231S-15.jpg | 95231S.jpg
95236S-12 | Undercabinet Flush Connector Cord |  | UNDER CABINET | Connectors and Accessories | Under Cabinet Lighting | Black | 12 | [7 empty] | 0 | No | [14 empty] | 0 | [12 empty] | 6.7 | 13.4 | 20.1 | L:1'' W:3/4'' H:1/2'' |  |  | 1 | 0.75 | 0.5 | [7 empty] | No |  | No | [30 empty] | 0 | 0 | 0 | 0 | 0 | 0 | 0 | 0 | 0 | 0 | 0 | 785652041181 | 3.6 | 2.75 | 0.1 | 0.1 | 0.001 | 60 | Yes | [10 empty] | UNDERCAB FLUSH CONNECTOR-12 |  |  | 95236S-12.jpg | 95236S.jpg
95236S-15 | Fixture to Fixture Connector |  | UNDER CABINET | Connectors and Accessories | Under Cabinet Lighting | White | 15 | [7 empty] | 0 | No | [14 empty] | 0 | [12 empty] | 8.48 | 16.96 | 25.44 | L:1'' W:3/4'' H:1/2'' |  |  | 1 | 0.75 | 0.5 | [7 empty] | No |  | No | [30 empty] | 0 | 0 | 0 | 0 | 0 | 0 | 0 | 0 | 0 | 0 | 0 | 785652041198 | 3.6 | 2.75 | 0.1 | 0.1 | 0.001 | 60 | Yes | [10 empty] | UNDERCAB FLUSH CONNECTOR-15 | Fixture to Fixture Connector |  | 95236S-15.jpg | 95236S.jpg
95237S-12 | Undercabinet Cord Connector |  | UNDER CABINET | Connectors and Accessories | Under Cabinet Lighting | Black | 12 | [7 empty] | 0 | No | [14 empty] | 0 | [12 empty] | 6.7 | 13.4 | 20.1 | L:2 1/2'' W:3/4'' H:1/2'' |  |  | 2.5 | 0.75 | 0.5 | [7 empty] | No |  | No | [30 empty] | 0 | 0 | 0 | 0 | 0 | 0 | 0 | 0 | 0 | 0 | 0 | 785652041204 | 4 | 2.38 | 10 | 0.1 | 0.055 | 300 | Yes | [10 empty] | UNDERCAB CORD CONNECTOR-12 |  |  | 95237S-12.jpg | 95237S.jpg
95237S-15 | Cord to Cord Connector |  | UNDER CABINET | Connectors and Accessories | Under Cabinet Lighting | White | 15 | [7 empty] | 0 | No | [14 empty] | 0 | [12 empty] | 8.48 | 16.96 | 25.44 | L:2 1/2'' W:3/4'' H:1/2'' |  |  | 2.5 | 0.75 | 0.5 | [7 empty] | No |  | No | [30 empty] | 0 | 0 | 0 | 0 | 0 | 0 | 0 | 0 | 0 | 0 | 0 | 785652041211 | 4 | 2.78 | 1 | 0.1 | 0.006 | 70 | Yes | [10 empty] | UNDERCAB CORD CONNECTOR-15 | Cord to Cord Connector |  | 98277S-15 | 95237S.jpg
95374-12 | Barn Light Small Cage | The classic Barn Lights are hand crafted in aluminum and coated in a Galvanized or Blacksmith finish. Ideal for large or heavily trafficked outdoor areas that need plenty of downward directed light. The oversized Barn Lights make great accents to any commercial lighting plan or residential garage entry, shed, or patio. To customize your look, a 6" extender is included with every fixture. Also available as Dark Sky with four size options to choose from. | ACCESSORY | Barn Light | Accessories | Black | 12 | [7 empty] | 0 | No | [14 empty] | 0 | [12 empty] | 17 | 34 | 51 | D:8 1/4'' H:2 1/4'' |  | 8.25 |  |  | 2.25 | Screw(s) | [6 empty] | No |  | No | [30 empty] | 0 | 0 | 0 | 0 | 0 | 0 | 0 | 0 | 0 | 0 | 0 | 785652078804 | 8.75 | 8.5 | 3 | 0.6 | 0.129 | 175 | Yes | 10 | 10785652078801 | [7 empty] | cETL Wet | BARN LIGHT SM CAGE-12 | Barn Light Small Cage |  | 95374-12.jpg | 95374.jpg
95374-57 | Barn Light Small Cage | The classic Barn Lights are hand crafted in aluminum and coated in a Galvanized or Blacksmith finish. Ideal for large or heavily trafficked outdoor areas that need plenty of downward directed light. The oversized Barn Lights make great accents to any commercial lighting plan or residential garage entry, shed, or patio. To customize your look, a 6" extender is included with every fixture. Also available as Dark Sky with four size options to choose from. | ACCESSORY | Barn Light | Accessories | Weathered Pewter | 57 | [7 empty] | 0 | No | [14 empty] | 0 | [12 empty] | 17 | 34 | 51 | D:8 1/4'' H:2 1/4'' |  | 8.25 |  |  | 2.25 | Screw(s) | [6 empty] | No |  | No | [30 empty] | 0 | 0 | 0 | 0 | 0 | 0 | 0 | 0 | 0 | 0 | 0 | 785652078811 | 8.75 | 8.5 | 3 | 6 | 0.129 | 60 | Yes | 10 | 10785652078818 | [7 empty] | cETL Wet | BARN LIGHT SM CAGE-57 | Barn Light Small Cage |  | 95374-57.jpg | 95374.jpg
95374-71 | Barn Light Small Cage | The classic Barn Lights are hand crafted in aluminum and coated in a Galvanized or Blacksmith finish. Ideal for large or heavily trafficked outdoor areas that need plenty of downward directed light. The oversized Barn Lights make great accents to any commercial lighting plan or residential garage entry, shed, or patio. To customize your look, a 6" extender is included with every fixture. Also available as Dark Sky with four size options to choose from. | ACCESSORY | Barn Light | Accessories | Antique Bronze | 71 | [7 empty] | 0 | No | [14 empty] | 0 | [12 empty] | 17 | 34 | 51 | D:8 1/4'' H:2 1/4'' |  | 8.25 |  |  | 2.25 | Screw(s) | [6 empty] | No |  | No | [30 empty] | 0 | 0 | 0 | 0 | 0 | 0 | 0 | 0 | 0 | 0 | 0 | 785652078828 | 3.25 | 8.75 | 8.5 | 0.6 | 0.14 | 175 | Yes | 10 | 10785652078825 | [7 empty] | cETL Wet | BARN LIGHT SM CAGE-71 | Barn Light Small Cage |  | 95374-71.jpg | 95374.jpg
95411S-15 | 12V 2700K Fixed Round Down Light-15 |  | RECESSED | Lucarne LED Niche | Recessed Lights | White | 15 | Aluminum | [6 empty] | 1 | No | 300 | 2700 | 90 | 5.5 | 12 | 19 - Integrated | LED - Array |  | 10 | 100 | LED | 5.5 | 5.5 | 50000 | 0 | [12 empty] | 27.98 | 55.96 | 83.94 | D:2 5/8'' W:2 5/8'' H:2 11/16'' |  | 2.625 |  | 2.625 | 2.6875 | [7 empty] | No |  | No | [30 empty] | 0 | 0 | 0 | 0 | 0 | 0 | 0 | 0 | 0 | 0 | 0 | 785652114168 | 3.175 | 3.175 | 3.75 | 0.4 | 0.022 | 70 | Yes | 24 | 10785652114165 | 13 | 9.5 | 8.25 | 11.3 | 0.59 | Yes | ETL Wet | cETL Wet | 12V 2700K FIXED LED NICHE-15 | 12V 2700K Fixed Round Down Light-15 |  | 95411S-15.jpg | 95411S.jpg
95411S-171 | 12V 2700K Fixed Round Down Light-171 |  | RECESSED | Lucarne LED Niche | Recessed Lights | Painted Antique Bronze | 171 | Aluminum | [6 empty] | 1 | No | 300 | 2700 | 90 | 5.5 | 12 | 19 - Integrated | LED - Array |  | 10 | 100 | LED | 5.5 | 5.5 | 50000 | 0 | [12 empty] | 27.98 | 55.96 | 83.94 | D:2 5/8'' W:2 5/8'' H:2 11/16'' |  | 2.625 |  | 2.625 | 2.6875 | [7 empty] | No |  | No | [30 empty] | 0 | 0 | 0 | 0 | 0 | 0 | 0 | 0 | 0 | 0 | 0 | 785652114175 | 3.175 | 3.175 | 3.75 | 0.4 | 0.022 | 70 | Yes | 24 | 10785652114172 | 13 | 9.5 | 8.25 | 11.3 | 0.59 | Yes | ETL Wet | cETL Wet | 12V 2700K FIXED LED NICHE-171 | 12V 2700K Fixed Round Down Light-171 |  | 95411S-171.jpg | 95411S.jpg
95412S-15 | 12V 3000K Fixed Round Down Light-15 |  | RECESSED | Lucarne LED Niche | Recessed Lights | White | 15 | Aluminum | [6 empty] | 1 | No | 300 | 3000 | 90 | 5.5 | 12 | 19 - Integrated | LED - Array |  | 10 | 100 | LED | 5.5 | 5.5 | 50000 | 0 | [12 empty] | 27.98 | 55.96 | 83.94 | D:2 5/8'' W:2 5/8'' H:2 11/16'' |  | 2.625 |  | 2.625 | 2.6875 | [7 empty] | No |  | No | [30 empty] | 0 | 0 | 0 | 0 | 0 | 0 | 0 | 0 | 0 | 0 | 0 | 785652114182 | 3.175 | 3.175 | 3.75 | 0.4 | 0.022 | 70 | Yes | 24 | 10785652114189 | 13 | 9.75 | 8.25 | 11.3 | 0.605 | Yes | ETL Wet | cETL Wet | 12V 3000K FIXED LED NICHE-15 | 12V 3000K Fixed Round Down Light-15 |  | 95412S-15.jpg | 95412S.jpg
95412S-171 | 12V 3000K Fixed Round Down Light-171 |  | RECESSED | Lucarne LED Niche | Recessed Lights | Painted Antique Bronze | 171 | Aluminum | [6 empty] | 1 | No | 300 | 3000 | 90 | 5.5 | 12 | 19 - Integrated | LED - Array |  | 10 | 100 | LED | 5.5 | 5.5 | 50000 | 0 | [12 empty] | 27.98 | 55.96 | 83.94 | D:2 5/8'' W:2 5/8'' H:2 11/16'' |  | 2.625 |  | 2.625 | 2.6875 | [7 empty] | No |  | No | [30 empty] | 0 | 0 | 0 | 0 | 0 | 0 | 0 | 0 | 0 | 0 | 0 | 785652114199 | 3 | 3 | 4.5 | 0.6 | 0.023 | 65 | Yes | 24 | 10785652114196 | 12.25 | 9.75 | 9.75 | 14.4 | 0.674 | Yes | ETL Wet | cETL Wet | 12V 3000K FIXED LED NICHE-171 | 12V 3000K Fixed Round Down Light-171 |  | 95412S-171.jpg | 95412S.jpg
95416S-15 | 12V 2700K Gimbal Round Down Light-15 |  | RECESSED | Lucarne LED Niche | Recessed Lights | White | 15 | Aluminum | [6 empty] | 1 | No | 300 | 2700 | 90 | 5.5 | 12 | 19 - Integrated | LED - Array |  | 10 | 100 | LED | 5.5 | 5.5 | 50000 | 0 | [12 empty] | 33.48 | 66.96 | 100.44 | D:2 5/8'' W:2 5/8'' H:3 1/2'' |  | 2.625 |  | 2.625 | 3.5 | [7 empty] | No |  | No | [30 empty] | 0 | 0 | 0 | 0 | 0 | 0 | 0 | 0 | 0 | 0 | 0 | 785652114229 | 3 | 3 | 4.5 | 0.6 | 0.023 | 65 | Yes | 24 | 10785652114226 | 12.25 | 9.75 | 9.75 | 14.4 | 0.674 | Yes | ETL Wet | cETL Wet | 12V 2700K GIMBAL LED NICHE-15 | 12V 2700K Gimbal Round Down Light-15 |  | 95416S-15.jpg | 95416S.jpg
95416S-171 | 12V 2700K Gimbal Round Down Light-171 |  | RECESSED | Lucarne LED Niche | Recessed Lights | Painted Antique Bronze | 171 | Aluminum | [6 empty] | 1 | No | 300 | 2700 | 90 | 5.5 | 12 | 19 - Integrated | LED - Array |  | 10 | 100 | LED | 5.5 | 5.5 | 50000 | 0 | [12 empty] | 33.48 | 66.96 | 100.44 | D:2 5/8'' W:2 5/8'' H:3 1/2'' |  | 2.625 |  | 2.625 | 3.5 | [7 empty] | No |  | No | [30 empty] | 0 | 0 | 0 | 0 | 0 | 0 | 0 | 0 | 0 | 0 | 0 | 785652114236 | 3 | 3 | 4.5 | 0.6 | 0.023 | 65 | Yes | 24 | 10785652114233 | 12.25 | 9.75 | 9.75 | 14.4 | 0.674 | Yes | ETL Wet | cETL Wet | 12V 2700K GIMBAL LED NICHE-171 | 12V 2700K Gimbal Round Down Light-171 |  | 95416S-171.jpg | 95416S.jpg
95417S-15 | 12V 3000K Gimbal Round Down Light-15 |  | RECESSED | Lucarne LED Niche | Recessed Lights | White | 15 | Aluminum | [6 empty] | 1 | No | 300 | 3000 | 90 | 5.5 | 12 | 19 - Integrated | LED - Array |  | 10 | 100 | LED | 5.5 | 5.5 | 50000 | 0 | [12 empty] | 33.48 | 66.96 | 100.44 | D:2 5/8'' W:2 5/8'' H:3 1/2'' |  | 2.625 |  | 2.625 | 3.5 | [7 empty] | No |  | No | [30 empty] | 0 | 0 | 0 | 0 | 0 | 0 | 0 | 0 | 0 | 0 | 0 | 785652114243 | 3 | 3 | 4.5 | 0.6 | 0.023 | 65 | Yes | 24 | 10785652114240 | 12.25 | 9.75 | 9.75 | 14.4 | 0.674 | Yes | ETL Wet | cETL Wet | 12V 3000K GIMBAL LED NICHE-15 | 12V 3000K Gimbal Round Down Light-15 |  | 95417S-15.jpg | 95417S.jpg
95417S-171 | 12V 3000K Gimbal Round Down Light-171 |  | RECESSED | Lucarne LED Niche | Recessed Lights | Painted Antique Bronze | 171 | Aluminum | [6 empty] | 1 | No | 300 | 3000 | 90 | 5.5 | 12 | 19 - Integrated | LED - Array |  | 10 | 100 | LED | 5.5 | 5.5 | 50000 | 0 | [12 empty] | 33.48 | 66.96 | 100.44 | D:2 5/8'' W:2 5/8'' H:3 1/2'' |  | 2.625 |  | 2.625 | 3.5 | [7 empty] | No |  | No | [30 empty] | 0 | 0 | 0 | 0 | 0 | 0 | 0 | 0 | 0 | 0 | 0 | 785652114250 | 3 | 3 | 4.5 | 0.6 | 0.023 | 65 | Yes | 24 | 10785652114257 | 12.25 | 9.75 | 9.75 | 14.4 | 0.674 | Yes | ETL Wet | cETL Wet | 12V 3000K GIMBAL LED NICHE-171 | 12V 3000K Gimbal Round Down Light-171 |  | 95417S-171.jpg | 95417S.jpg
95511S-15 | 24V 2700K Fixed Round Down Light-15 |  | RECESSED | Lucarne LED Niche | Recessed Lights | White | 15 | Aluminum | [6 empty] | 1 | No | 300 | 2700 | 90 | 5.5 | 24 | 19 - Integrated | LED - Array |  | 10 | 100 | LED | 5.5 | 5.5 | 50000 | 0 | [12 empty] | 27.98 | 55.96 | 83.94 | D:2 5/8'' W:2 5/8'' H:2 11/16'' |  | 2.625 |  | 2.625 | 2.6875 | [7 empty] | No |  | No | [30 empty] | 0 | 0 | 0 | 0 | 0 | 0 | 0 | 0 | 0 | 0 | 0 | 785652114281 | 3.175 | 3.175 | 3.75 | 0.5 | 0.022 | 65 | Yes | 24 | 10785652114288 | 13 | 9.5 | 8.25 | 11.4 | 0.59 | Yes | ETL Wet | cETL Wet | 24V 2700K FIXED LED NICHE-15 | 24V 2700K Fixed Round Down Light-15 |  | 95511S-15.jpg | 95511S.jpg
95511S-171 | 24V 2700K Fixed Round Down Light-171 |  | RECESSED | Lucarne LED Niche | Recessed Lights | Painted Antique Bronze | 171 | Aluminum | [6 empty] | 1 | No | 300 | 2700 | 90 | 5.5 | 24 | 19 - Integrated | LED - Array |  | 10 | 100 | LED | 5.5 | 5.5 | 50000 | 0 | [12 empty] | 27.98 | 55.96 | 83.94 | D:2 5/8'' W:2 5/8'' H:2 11/16'' |  | 2.625 |  | 2.625 | 2.6875 | [7 empty] | No |  | No | [30 empty] | 0 | 0 | 0 | 0 | 0 | 0 | 0 | 0 | 0 | 0 | 0 | 785652114298 | 3.175 | 3.175 | 3.75 | 0.5 | 0.022 | 65 | Yes | 24 | 10785652114295 | 13 | 9.5 | 8.25 | 11.3 | 0.59 | Yes | ETL Wet | cETL Wet | 24V 2700K FIXED LED NICHE-171 | 24V 2700K Fixed Round Down Light-171 |  | 95511S-171.jpg | 95511S.jpg
95512S-15 | 24V 3000K Fixed Round Down Light-15 |  | RECESSED | Lucarne LED Niche | Recessed Lights | White | 15 | Aluminum | [6 empty] | 1 | No | 300 | 3000 | 90 | 5.5 | 24 | 19 - Integrated | LED - Array |  | 10 | 100 | LED | 5.5 | 5.5 | 50000 | 0 | [12 empty] | 27.98 | 55.96 | 83.94 | D:2 5/8'' W:2 5/8'' H:2 11/16'' |  | 2.625 |  | 2.625 | 2.6875 | [7 empty] | No |  | No | [30 empty] | 0 | 0 | 0 | 0 | 0 | 0 | 0 | 0 | 0 | 0 | 0 | 785652114304 | 3.175 | 3.175 | 3.75 | 0.5 | 0.022 | 65 | Yes | 24 | 10785652114301 | 13 | 9.5 | 8.25 | 11.3 | 0.59 | Yes | ETL Wet | cETL Wet | 24V 3000K FIXED LED NICHE-15 | 24V 3000K Fixed Round Down Light-15 |  | 95512S-15.jpg | 95512S.jpg
95512S-171 | 24V 3000K Fixed Round Down Light-171 |  | RECESSED | Lucarne LED Niche | Recessed Lights | Painted Antique Bronze | 171 | Aluminum | [6 empty] | 1 | No | 300 | 3000 | 90 | 5.5 | 24 | 19 - Integrated | LED - Array |  | 10 | 100 | LED | 5.5 | 5.5 | 50000 | 0 | [12 empty] | 27.98 | 55.96 | 83.94 | D:2 5/8'' W:2 5/8'' H:2 11/16'' |  | 2.625 |  | 2.625 | 2.6875 | [7 empty] | No |  | No | [30 empty] | 0 | 0 | 0 | 0 | 0 | 0 | 0 | 0 | 0 | 0 | 0 | 785652114311 | 3.175 | 3.175 | 3.75 | 0.5 | 0.022 | 65 | Yes | 24 | 10785652114318 | 13 | 9.5 | 8.175 | 11.3 | 0.584 | Yes | ETL Wet | cETL Wet | 24V 3000K FIXED LED NICHE-171 | 24V 3000K Fixed Round Down Light-171 |  | 95512S-171.jpg | 95512S.jpg
95516S-15 | 24V 2700K Gimbal Round Down Light-15 |  | RECESSED | Lucarne LED Niche | Recessed Lights | White | 15 | Aluminum | [6 empty] | 1 | No | 300 | 2700 | 90 | 5.5 | 24 | 19 - Integrated | LED - Array |  | 10 | 100 | LED | 5.5 | 5.5 | 50000 | 0 | [12 empty] | 33.48 | 66.96 | 100.44 | D:2 5/8'' W:2 5/8'' H:3 1/2'' |  | 2.625 |  | 2.625 | 3.5 | [7 empty] | No |  | No | [30 empty] | 0 | 0 | 0 | 0 | 0 | 0 | 0 | 0 | 0 | 0 | 0 | 785652114342 | 3 | 3 | 4.5 | 0.6 | 0.023 | 65 | Yes | 24 | 10785652114349 | 12.25 | 9.75 | 9.75 | 14.4 | 0.674 | Yes | ETL Wet | cETL Wet | 24V 2700K GIMBAL LED NICHE-15 | 24V 2700K Gimbal Round Down Light-15 |  | 95516S-15.jpg | 95516S.jpg
95517S-15 | 24V 3000K Gimbal Round Down Light-15 |  | RECESSED | Lucarne LED Niche | Recessed Lights | White | 15 | Aluminum | [6 empty] | 1 | No | 300 | 3000 | 90 | 5.5 | 24 | 19 - Integrated | LED - Array |  | 10 | 100 | LED | 5.5 | 5.5 | 50000 | 0 | [12 empty] | 33.48 | 66.96 | 100.44 | D:2 5/8'' W:2 5/8'' H:3 1/2'' |  | 2.625 |  | 2.625 | 3.5 | [7 empty] | No |  | No | [30 empty] | 0 | 0 | 0 | 0 | 0 | 0 | 0 | 0 | 0 | 0 | 0 | 785652114366 | 3 | 3 | 4.5 | 0.6 | 0.023 | 65 | Yes | 24 | 10785652114363 | 12.25 | 9 | 9.5 | 14.3 | 0.606 | Yes | ETL Wet | cETL Wet | 24V 3000K GIMBAL LED NICHE-15 | 24V 3000K Gimbal Round Down Light-15 |  | 95517S-15.jpg | 95517S.jpg
95517S-171 | 24V 3000K Gimbal Round Down Light-171 |  | RECESSED | Lucarne LED Niche | Recessed Lights | Painted Antique Bronze | 171 | Aluminum | [6 empty] | 1 | No | 300 | 3000 | 90 | 5.5 | 24 | 19 - Integrated | LED - Array |  | 10 | 100 | LED | 5.5 | 5.5 | 50000 | 0 | [12 empty] | 33.48 | 66.96 | 100.44 | D:2 5/8'' W:2 5/8'' H:3 1/2'' |  | 2.625 |  | 2.625 | 3.5 | [7 empty] | No |  | No | [30 empty] | 0 | 0 | 0 | 0 | 0 | 0 | 0 | 0 | 0 | 0 | 0 | 785652114373 | 3 | 3 | 4.5 | 0.6 | 0.023 | 65 | Yes | 24 | 10785652114370 | 12.25 | 9 | 9.5 | 14.4 | 0.606 | Yes | ETL Wet | cETL Wet | 24V 3000K GIMBAL LED NICHE-171 | 24V 3000K Gimbal Round Down Light-171 |  | 95517S-171.jpg | 95517S.jpg
9600-12 | Address Light | Making it easy for guests, deliveries and emergency services to find you, day or night, is important. The Ambiance® Lighting System Address Light reduces the guesswork. Both decorative and functional, this address light complements the curb appeal of your home while enhancing safety and security. Individual house number tiles constructed of high impact, UV resistant, high heat polycarbonate. Scratch resistant black numbers on white or creme tiles. Select desired numbers or blank tiles and insert into frame. • Maximum visibility by day and night. Increases security, speeds emergency response and deliveries. • Big 4" numbers constructed of high impact polycarbonate for clear, precise readability from 100 feet away. • Supplied with two Xenon high intensity light bulbs, that generate over 16 lumens of pure white light and consume only 4.5 watts. • Over 100,000 hours lamp life at 16 volts. • Easy to install, may connect to door bell transformer (16v max.) using supplied terminal block. • Innovative design deflects rain and debris. • Polished aluminum reflector maximizes light output. • Long lasting cast aluminum construction with polyester powdercoat paint finish protects against UV fading and resists cracking by garden chemicals and acid rain. | OUTDOOR | Address Light | Outdoor Lighting | Black | 12 | Die Cast Aluminum |  |  |  |  | 2 Wedge T3 1/4 5w 16v |  | 2 | Yes | [14 empty] | 0 | [12 empty] | 35.48 | 70.96 | 106.44 | W:12 3/8'' H:6 13/16'' E:2 1/4'' | 0.89 |  |  | 12.375 | 6.8125 | Other |  |  |  |  | 2.25 |  | No |  | No | [30 empty] | 0 | 0 | 0 | 0 | 0 | 0 | 0 | 0 | 0 | 0 | 0 | 785652960017 | 12.5 | 7.25 | 2.78 | 1.15 | 0.146 | 125 | Yes | 3 | 10785652960014 | 13 | 9.25 | 8 | 4.2 | 0.557 | Yes | ETL Wet | cETL Wet | ADDRESS LIGHT FIXTURE-12 | Address Light |  | 9600-12.jpg | 9600.jpg
9600-71 | ADDRESS LIGHT | Making it easy for guests, deliveries and emergency services to find you, day or night, is important. The Ambiance® Lighting System Address Light reduces the guesswork. Both decorative and functional, this address light complements the curb appeal of your home while enhancing safety and security. Individual house number tiles constructed of high impact, UV resistant, high heat polycarbonate. Scratch resistant black numbers on white or creme tiles. Select desired numbers or blank tiles and insert into frame. • Maximum visibility by day and night. Increases security, speeds emergency response and deliveries. • Big 4" numbers constructed of high impact polycarbonate for clear, precise readability from 100 feet away. • Supplied with two Xenon high intensity light bulbs, that generate over 16 lumens of pure white light and consume only 4.5 watts. • Over 100,000 hours lamp life at 16 volts. • Easy to install, may connect to door bell transformer (16v max.) using supplied terminal block. • Innovative design deflects rain and debris. • Polished aluminum reflector maximizes light output. • Long lasting cast aluminum construction with polyester powdercoat paint finish protects against UV fading and resists cracking by garden chemicals and acid rain. | OUTDOOR | Address Light | Outdoor Lighting | Antique Bronze | 71 | Die Cast Aluminum |  |  |  |  | 2 Wedge T3 1/4 5w 16v |  | 2 | Yes | [14 empty] | 0 | [12 empty] | 35.48 | 70.96 | 106.44 | W:12 3/8'' H:6 13/16'' E:2 1/4'' | 0.89 |  |  | 12.375 | 6.8125 | Other |  |  |  |  | 2.25 |  | No |  | No | [30 empty] | 0 | 0 | 0 | 0 | 0 | 0 | 0 | 0 | 0 | 0 | 0 | 785652096013 | 12.5 | 7.25 | 2.78 | 1.15 | 0.146 | 125 | Yes | 3 | 10785652096010 | 13 | 9.25 | 8 | 4.2 | 0.557 | Yes | ETL Wet | cETL Wet | ADDRESS LIGHT FIXTURE-71 | ADDRESS LIGHT |  | 9600-71.jpg | 9600.jpg
96091S-12 | LED ADDRESS LIGHT 120V-12 |  | OUTDOOR | LED Address Light | Outdoor Lighting | Black | 12 | Aluminum | [6 empty] | 1 | No | 120 | 2700 | 80 | 2 | 120 | 19 - Integrated | MODS - Modules |  |  |  | LED | 2 | 2 | 50000 | 0 | [12 empty] | 42.48 | 84.96 | 127.44 | W:12 1/4'' H:6 7/8'' E:2 1/4'' |  |  |  | 12.25 | 6.875 | [5 empty] | 2.25 |  | No |  | No | [30 empty] | 0 | 0 | 0 | 0 | 0 | 0 | 1 | 0 | 0 | 0 | 0 | 785652112409 | 13.5 | 8.25 | 3.75 | 1.8 | 0.242 | 125 | Yes | 6 | 10785652112406 | 22.25 | 14.25 | 9.5 | 12.2 | 1.743 | Yes |  |  | LED ADDRESS LIGHT 120V-12 | Address Light |  | 96091S-12.jpg | 96091S.jpg
96091S-15 | LED ADDRESS LIGHT 120V-15 |  | OUTDOOR | LED Address Light | Outdoor Lighting | White | 15 | Aluminum | [6 empty] | 1 | No | 120 | 2700 | 80 | 2 | 120 | 19 - Integrated | MODS - Modules |  |  |  | LED | 2 | 2 | 50000 | 0 | [12 empty] | 42.48 | 84.96 | 127.44 | W:12 1/4'' H:6 7/8'' E:2 1/4'' |  |  |  | 12.25 | 6.875 | [5 empty] | 2.25 |  | No |  | No | [30 empty] | 0 | 0 | 0 | 0 | 0 | 0 | 1 | 0 | 0 | 0 | 0 | 785652112416 | 13.5 | 8.25 | 3.75 | 1.8 | 0.242 | 125 | Yes | 6 | 10785652112413 | 22.25 | 14.25 | 9.5 | 12.2 | 1.743 | Yes |  |  | LED ADDRESS LIGHT 120V-15 | Address Light |  | 96091S-15.jpg | 96091S.jpg
96091S-71 | LED ADDRESS LIGHT 120V-71 |  | OUTDOOR | LED Address Light | Outdoor Lighting | Antique Bronze | 71 | Aluminum | [6 empty] | 1 | No | 120 | 2700 | 80 | 2 | 120 | 19 - Integrated | MODS - Modules |  |  |  | LED | 2 | 2 | 50000 | 0 | [12 empty] | 42.48 | 84.96 | 127.44 | W:12 1/4'' H:6 7/8'' E:2 1/4'' |  |  |  | 12.25 | 6.875 | [5 empty] | 2.25 |  | No |  | No | [30 empty] | 0 | 0 | 0 | 0 | 0 | 0 | 1 | 0 | 0 | 0 | 0 | 785652112423 | 13.5 | 8.25 | 3.75 | 1.8 | 0.242 | 125 | Yes | 6 | 10785652112420 | 22.25 | 14.25 | 9.5 | 12.2 | 1.743 | Yes |  |  | LED ADDRESS LIGHT 120V-71 | Address Light |  | 96091S-71.jpg | 96091S.jpg
96116S-32 | 12V Clear T3 Festoon 2700K LED Lamp |  | LIGHT BULB | Lx LED Festoons | Light Bulbs | Clear | 32 | [7 empty] | 0 | No | 59 | 2700 | 80 | 0.6556 | 12 | W - Festoon | 42 - T3 |  | 10 | 100 | LED | 0.6556 | 0.6556 | 50000 | 0 | [12 empty] | 7.48 | 14.96 | 22.44 | D:15/32'' L:1 5/8'' |  | 0.46875 | 1.625 | [9 empty] | No |  | No | [30 empty] | 0 | 0 | 0 | 0 | 0 | 0 | 1 | 0 | 0 | 0 | 0 | 785652198601 | 2 | 2 | 0.5 | 0.001 | 0.001 | 85 | Yes | 500 | 10785652198608 | 13.5 | 11.25 | 11.75 | 12.4 | 1.033 | Yes | ETL Damp | cETL Damp | LX LED 2700K FESTOON LAMP-32 | 12V Clear T3 Festoon 2700K LED Lamp |  | 96116S-32.jpg | 96116S.jpg
96116S-33 | 12V Frosted T3 Festoon 2700K LED Lamp |  | LIGHT BULB | Lx LED Festoons | Light Bulbs | [9 empty] | 0 | No | 59 | 2700 | 80 | 0.6556 | 12 | W - Festoon | 42 - T3 |  | 10 | 100 | LED | 0.6556 | 0.6556 | 50000 | 0 | [12 empty] | 7.48 | 14.96 | 22.44 | D:15/32'' L:1 5/8'' |  | 0.46875 | 1.625 | [9 empty] | No |  | No | [30 empty] | 0 | 0 | 0 | 0 | 0 | 0 | 1 | 0 | 0 | 0 | 0 | 785652198618 | 2.9 | 2 | 0.625 | 0.01 | 0.002 | 65 | Yes | 500 | 10785652198615 | 11.5 | 7.58 | 8 | 9.7 | 0.404 | Yes | ETL Damp | cETL Damp | LX LED 2700K FESTOON LAMP-33 | 12V Frosted T3 Festoon 2700K LED Lamp |  | 96116S-33.jpg | 96116S.jpg
96118S-32 | 12V Clear T3 Festoon 3000K LED Lamp |  | LIGHT BULB | Lx LED Festoons | Light Bulbs | [9 empty] | 0 | No | 60 | 3000 | 80 | 0.6593 | 12 | W - Festoon | 42 - T3 |  | 10 | 100 | LED | 0.6593 | 0.6593 | 50000 | 0 | [12 empty] | 7.48 | 14.96 | 22.44 | D:15/32'' L:1 5/8'' |  | 0.46875 | 1.625 | [9 empty] | No |  | No | [30 empty] | 0 | 0 | 0 | 0 | 0 | 0 | 1 | 0 | 0 | 0 | 0 | 785652028045 | 2 | 2 | 0.75 | 0.001 | 0.002 | 85 | Yes | 500 | 10785652028042 | 13.25 | 11 | 12.5 | 12.7 | 1.054 | Yes | ETL Damp | cETL Damp | LX LED 3000K FESTOON LAMP-32 | 12V Clear T3 Festoon 3000K LED Lamp |  | 96118S-32.jpg | 96118S.jpg
96118S-33 | 12V Frosted T3 Festoon 3000K LED Lamp |  | LIGHT BULB | Lx LED Festoons | Light Bulbs | [9 empty] | 0 | No | 60 | 3000 | 80 | 0.6593 | 12 | W - Festoon | 42 - T3 |  | 10 | 100 | LED | 0.6593 | 0.6593 | 50000 | 0 | [12 empty] | 7.48 | 14.96 | 22.44 | D:15/32'' L:1 5/8'' |  | 0.46875 | 1.625 | [9 empty] | No |  | No | [30 empty] | 0 | 0 | 0 | 0 | 0 | 0 | 1 | 0 | 0 | 0 | 0 | 785652028052 | 2 | 2 | 0.75 | 0.001 | 0.002 | 85 | Yes | 500 | 10785652028059 | 13.25 | 11 | 12.5 | 12.7 | 1.054 | Yes | ETL Damp | cETL Damp | LX LED 3000K FESTOON LAMP-33 | 12V Frosted T3 Festoon 3000K LED Lamp |  | 96118S-33.jpg | 96118S.jpg
96224S-12 | 60w 12V Zero-Load Plug-In Electronic Transformer |  | LOW VOLTAGE SYSTEMS | Plug-in Transformers | Ambiance Lighting Systems | Black | 12 | [7 empty] | 0 | No | [14 empty] | 0 | [12 empty] | 46.3 | 92.6 | 138.9 | L:5'' W:1 19/32'' H:1'' |  |  | 5 | 1.5938 | 1 | [7 empty] | No |  | No | [30 empty] | 0 | 0 | 0 | 0 | 0 | 0 | 1 | 0 | 0 | 0 | 0 | 785652081699 | 6.5 | 4 | 1.25 | 0.6 | 0.019 | 60 | Yes | 4 | 10785652081696 | 6.75 | 6.25 | 4.25 | 2.7 | 0.104 | Yes |  | cETL Dry | Plug-in 12V 60w Zero Load Electronic Transformer | Plug-in 12V 60w Zero Load Electronic Transformer | Plug-in version of 96223S Includes 8' 18/2 input cord, quick connect plug and in-line on / off switch, 36" 18/2 output cord and plug for easy connection to Ambiance cable | 96224S-12.jpg | 96224S.jpg
96224S-15 | 60w 12V Zero-Load Plug-In Electronic Transformer |  | LOW VOLTAGE SYSTEMS | Plug-in Transformers | Ambiance Lighting Systems | White | 15 | [7 empty] | 0 | No | [14 empty] | 0 | [12 empty] | 46.3 | 92.6 | 138.9 | L:5'' W:1 19/32'' H:1'' |  |  | 5 | 1.5938 | 1 | [7 empty] | No |  | No | [29 empty] | Plug In | 0 | 0 | 0 | 0 | 0 | 0 | 1 | 0 | 0 | 0 | 0 | 785652081705 | 9.5 | 7.58 | 0.1 | 0.7 | 0.004 | 60 | Yes | 4 | 10785652081702 | 6.38 | 6 | 4 | 2.9 | 0.089 | Yes |  | cETL Dry | Plug-in 12V 60w Zero Load Electronic Transformer | Plug-in 12V 60w Zero Load Electronic Transformer | Plug-in version of 96223S Includes 8' 18/2 input cord, quick connect plug and in-line on / off switch, 36" 18/2 output cord and plug for easy connection to Ambiance cabele | 96224S-15.jpg | 96224S.jpg
96374-12 | Barn Light Medium Cage | The classic Barn Lights are hand crafted in aluminum and coated in a Galvanized or Blacksmith finish. Ideal for large or heavily trafficked outdoor areas that need plenty of downward directed light. The oversized Barn Lights make great accents to any commercial lighting plan or residential garage entry, shed, or patio. To customize your look, a 6" extender is included with every fixture. Also available as Dark Sky with four size options to choose from. | ACCESSORY | Barn Light | Accessories | Black | 12 | [7 empty] | 0 | No | [14 empty] | 0 | [12 empty] | 19.5 | 39 | 58.5 | D:12 3/8'' H:3'' |  | 12.375 |  |  | 3 | Screw(s) | [6 empty] | No |  | No | [30 empty] | 0 | 0 | 0 | 0 | 0 | 0 | 0 | 0 | 0 | 0 | 0 | 785652078835 | 13 | 13 | 3.75 | 0.9 | 0.367 | 250 | Yes | 10 | 10785652078832 | [7 empty] | cETL Wet | BARN LIGHT MD CAGE-12 | Barn Light Medium Cage |  | 96374-12.jpg | 96374.jpg
96374-57 | Barn Light Medium Cage | The classic Barn Lights are hand crafted in aluminum and coated in a Galvanized or Blacksmith finish. Ideal for large or heavily trafficked outdoor areas that need plenty of downward directed light. The oversized Barn Lights make great accents to any commercial lighting plan or residential garage entry, shed, or patio. To customize your look, a 6" extender is included with every fixture. Also available as Dark Sky with four size options to choose from. | ACCESSORY | Barn Light | Accessories | Weathered Pewter | 57 | [7 empty] | 0 | No | [14 empty] | 0 | [12 empty] | 19.5 | 39 | 58.5 | D:12 3/8'' H:3'' |  | 12.375 |  |  | 3 | Screw(s) | [6 empty] | No |  | No | [30 empty] | 0 | 0 | 0 | 0 | 0 | 0 | 0 | 0 | 0 | 0 | 0 | 785652078842 | 13 | 12.75 | 3.75 | 0.9 | 0.36 | 250 | Yes | 10 | 10785652078849 | [7 empty] | cETL Wet | BARN LIGHT MD CAGE-57 | Barn Light Medium Cage |  | 96374-57.jpg | 96374.jpg
96374-71 | Barn Light Medium Cage | The classic Barn Lights are hand crafted in aluminum and coated in a Galvanized or Blacksmith finish. Ideal for large or heavily trafficked outdoor areas that need plenty of downward directed light. The oversized Barn Lights make great accents to any commercial lighting plan or residential garage entry, shed, or patio. To customize your look, a 6" extender is included with every fixture. Also available as Dark Sky with four size options to choose from. | ACCESSORY | Barn Light | Accessories | Antique Bronze | 71 | [7 empty] | 0 | No | [14 empty] | 0 | [12 empty] | 19.5 | 39 | 58.5 | D:12 3/8'' H:3'' |  | 12.375 |  |  | 3 | Screw(s) | [6 empty] | No |  | No | [30 empty] | 0 | 0 | 0 | 0 | 0 | 0 | 0 | 0 | 0 | 0 | 0 | 785652078859 | 20.5 | 16.25 | 15.75 | 5.6 | 3.036 | 300 | Yes | 10 | 10785652078856 | [7 empty] | cETL Wet | BARN LIGHT MD CAGE-71 | Barn Light Medium Cage |  | 96374-71.jpg | 96374.jpg
9647 | Transformer 16V, 10VA | Making it easy for guests, deliveries and emergency services to find you, day or night, is important. The Ambiance® Lighting System Address Light reduces the guesswork. Both decorative and functional, this address light complements the curb appeal of your home while enhancing safety and security. Individual house number tiles constructed of high impact, UV resistant, high heat polycarbonate. Scratch resistant black numbers on white or creme tiles. Select desired numbers or blank tiles and insert into frame. • Maximum visibility by day and night. Increases security, speeds emergency response and deliveries. • Big 4" numbers constructed of high impact polycarbonate for clear, precise readability from 100 feet away. • Supplied with two Xenon high intensity light bulbs, that generate over 16 lumens of pure white light and consume only 4.5 watts. • Over 100,000 hours lamp life at 16 volts. • Easy to install, may connect to door bell transformer (16v max.) using supplied terminal block. • Innovative design deflects rain and debris. • Polished aluminum reflector maximizes light output. • Long lasting cast aluminum construction with polyester powdercoat paint finish protects against UV fading and resists cracking by garden chemicals and acid rain. | OUTDOOR | Address Light | Outdoor Lighting | Not Applicable | [8 empty] | 0 | No | [14 empty] | 0 | [12 empty] | 24.98 | 49.96 | 74.94 | L:2 1/2'' W:2 1/8'' H:2'' | 0.6 |  | 2.5 | 2.125 | 2 | [7 empty] | No |  | No | [28 empty] | N/A |  | 0 | 0 | 0 | 0 | 0 | 0 | 0 | 0 | 0 | 0 | 0 | 785652964701 | 2.75 | 2.75 | 2.6 | 1 | 0.011 | 60 | Yes | 30 | 10785652964708 | 13.75 | 9 | 9 | 38.2 | 0.645 | Yes | UL Wet | cUL Wet | ADDRESS LIGHT 16V TRANSFORMER | Transformer 16V, 10VA | Used with Address Lights 9600-xx | 9647.jpg | 9647.jpg
96621S-12 | 30w 24V Zero-Load Hardwire Electronic Transformer |  | LOW VOLTAGE SYSTEMS | Zero Load Transformers | Ambiance Lighting Systems | Black | 12 | Polycarbonate | [6 empty] | 0 | No |  |  |  |  | 120 | [9 empty] | 0 | [12 empty] | 24 | 48 | 72 | L:7 3/4'' W:1 3/8'' H:1'' |  |  | 7.75 | 1.375 | 1 | [7 empty] | No |  | No | [30 empty] | 0 | 0 | 0 | 0 | 0 | 0 | 0 | 0 | 0 | 0 | 0 | 785652112720 | 9 | 3 | 1.75 | 0.6 | 0.027 | 70 | Yes | 36 | 10785652112727 | 15.75 | 9.25 | 13 | 24 | 1.096 | Yes |  |  | 24V 30W ZERO LOAD TRANS-12 | 24V 30w Zero Load Electronic Transformer |  | 96621S-12.jpg | 96621S.jpg
96622S-12 | 75w 12V Zero-Load Hardwire Electronic Transformer |  | LOW VOLTAGE SYSTEMS | Zero Load Transformers | Ambiance Lighting Systems | Black | 12 | Polycarbonate | [6 empty] | 0 | No |  |  |  |  | 120 | [9 empty] | 0 | [12 empty] | 35.98 | 71.96 | 107.94 | L:7 3/4'' W:1 3/8'' H:1'' |  |  | 7.75 | 1.375 | 1 | [7 empty] | No |  | No | [30 empty] | 0 | 0 | 0 | 0 | 0 | 0 | 0 | 0 | 0 | 0 | 0 | 785652112744 | 8.75 | 2.75 | 1.58 | 0.7 | 0.022 | 60 | Yes | 36 | 10785652112741 | 15.5 | 9.5 | 12.5 | 25.1 | 1.065 | Yes |  |  | 12V 75W ZERO LOAD TRANS-12 | 12V 75w Zero Load Electronic Transformer |  | 96622S-12.jpg | 96622S.jpg
96623S-12 | 75w 24V Zero-Load Hardwire Electronic Transformer |  | LOW VOLTAGE SYSTEMS | Zero Load Transformers | Ambiance Lighting Systems | Black | 12 | Polycarbonate | [6 empty] | 0 | No |  |  |  |  | 120 | [9 empty] | 0 | [12 empty] | 35.98 | 71.96 | 107.94 | L:7 3/4'' W:1 3/8'' H:1'' |  |  | 7.75 | 1.375 | 1 | [7 empty] | No |  | No | [30 empty] | 0 | 0 | 0 | 0 | 0 | 0 | 0 | 0 | 0 | 0 | 0 | 785652112768 | 9 | 3 | 1.75 | 0.7 | 0.027 | 65 | Yes | 36 | 10785652112765 | 15.75 | 9.5 | 13 | 25.2 | 1.126 | Yes |  |  | 24V 75W ZERO LOAD TRANS-12 | 24V 75w Zero Load Electronic Transformer |  | 96623S-12.jpg | 96623S.jpg
96624S-12 | 150w 12V Zero-Load Hardwire Electronic Transformer |  | LOW VOLTAGE SYSTEMS | Zero Load Transformers | Ambiance Lighting Systems | Black | 12 | Polycarbonate | [6 empty] | 0 | No |  |  |  |  | 120 | [9 empty] | 0 | [12 empty] | 43.98 | 87.96 | 131.94 | L:8 3/8'' W:2 1/2'' H:1 1/4'' |  |  | 8.375 | 2.5 | 1.25 | [7 empty] | No |  | No | [30 empty] | 0 | 0 | 0 | 0 | 0 | 0 | 0 | 0 | 0 | 0 | 0 | 785652112782 | 9 | 3 | 1.75 | 0.8 | 0.027 | 65 | Yes | 36 | 10785652112789 | 15.75 | 9.5 | 13 | 29.4 | 1.126 | Yes |  |  | 12V 150W ZERO LOAD TRANS-12 | 12V 150w Zero-Load Electronic Transformer |  | 96624S-12.jpg | 96624S.jpg
96624S-15 | 150w 12V Zero-Load Hardwire Electronic Transformer |  | LOW VOLTAGE SYSTEMS | Zero Load Transformers | Ambiance Lighting Systems | White | 15 | Polycarbonate | [6 empty] | 0 | No |  |  |  |  | 120 | [9 empty] | 0 | [12 empty] | 37 | 74 | 111 | L:8 3/8'' W:2 1/2'' H:1 1/4'' |  |  | 8.375 | 2.5 | 1.25 | [7 empty] | No |  | No | [30 empty] | 0 | 0 | 0 | 0 | 0 | 0 | 0 | 0 | 0 | 0 | 0 | 785652112799 | 9 | 3 | 1.75 | 0.8 | 0.027 | 65 | Yes | 36 | 10785652112796 | 15.75 | 9.5 | 13 | 29.4 | 1.126 | Yes |  |  | 12V 150W ZERO LOAD TRANS-15 | 12V 150w Zero Load Electronic Transformer |  | 96624S-15.jpg | 96624S.jpg
96625S-12 | 150w 24V Zero-Load Hardwire Electronic Transformer |  | LOW VOLTAGE SYSTEMS | Zero Load Transformers | Ambiance Lighting Systems | Black | 12 | Polycarbonate | [6 empty] | 0 | No |  |  |  |  | 120 | [9 empty] | 0 | [12 empty] | 37 | 74 | 111 | L:8 3/8'' W:2 1/2'' H:1 1/4'' |  |  | 8.375 | 2.5 | 1.25 | [7 empty] | No |  | No | [30 empty] | 0 | 0 | 0 | 0 | 0 | 0 | 0 | 0 | 0 | 0 | 0 | 785652112812 | 9 | 3 | 1.75 | 0.8 | 0.027 | 65 | Yes | 36 | 10785652112819 | 15.75 | 9.5 | 13 | 29.3 | 1.126 | Yes |  |  | 24V 150W ZERO LOAD TRANS-12 | 24V 150w Zero Load Electronic Transformer |  | 96625S-12.jpg | 96625S.jpg
97004 | 20w 24V MRC11 GU4 Bi-Pin Halogen NFL 30Â° |  | LIGHT BULB | Lx MRC11 / MR16 Lamps | Ambiance Lighting Systems | [9 empty] | 0 | No | 30 | 3000 | 90 | 20 | 24 | 5 - GU4 Bi-Pin | 43 - MRC11 | 30 |  |  | Halogen | 20 | 20 | 2000 | 4 | [12 empty] | 2.7 | 5.4 | 8.1 | D:1 3/8'' H:1'' O:1'' |  | 1.375 |  |  | 1 | N/A |  |  | 1 |  |  |  | No |  | No | [30 empty] | 0 | 0 | 0 | 0 | 0 | 0 | 0 | 0 | 0 | 0 | 0 | 785652970047 | 1.5 | 1.5 | 1.75 | 0.05 | 0.002 | 65 | Yes | 4 | 10785652970044 | 3.5 | 3.5 | 1.75 | 0.2 | 0.012 | Yes | C-UL-US Dry |  | Clear Halogen Bulb | 24V 20w MRC11 Halogen Lamp |  | 97004.jpg | 97004.jpg
97032-32 | 35w 120V Clear T4 G9 Halogen |  | LIGHT BULB | Transitions Lamps | Light Bulbs | [9 empty] | 0 | No | 420 | 2550 | 90 | 35 | 120 | 14 - G9 | 15 - T4 |  |  |  | Halogen | 35 | 35 | 2000 | 0 | [12 empty] | 2.9 | 5.8 | 8.7 | D:1/2'' H:1 3/4'' O:1 3/4'' |  | 0.5 |  |  | 1.75 | N/A |  |  | 1.75 |  |  |  | No |  | No | [30 empty] | 0 | 0 | 0 | 0 | 0 | 0 | 0 | 0 | 0 | 0 | 0 | 785652970320 | 2.75 | 1 | 1 | 0.016 | 0.002 | 100 | Yes | 12 | 10785652970327 | 11.25 | 2.75 | 1 | 0.2 | 0.018 | Yes | C-UL-US Dry |  | 35 Watt G9 Halogen Clear Bulb |  |  | 97032-32.jpg | 97032.jpg
97046 | 26w 120V PLT Triple Twin Tube G24q-3 Fluorescent Lamp |  | LIGHT BULB | Compact Fluorescent Lamps | Light Bulbs | [9 empty] | 0 | No | 1600 | 2700 | 82 | 26 | 120 | X - G24q-3 | 37 - PLT26 |  |  |  | Fluorescent | 26 | 26 | 10000 | 0 | [12 empty] | 8.48 | 16.96 | 25.44 | D:1 15/16'' H:5'' |  | 1.9375 |  |  | 5 | N/A | [6 empty] | No |  | No | [30 empty] | 0 | 0 | 1 | 0 | 0 | 0 | 0 | 0 | 0 | 0 | 0 | 785652970467 | 6 | 2 | 1.78 | 0.2 | 0.012 | 70 | Yes | 48 | 10785652970464 | 12 | 8.5 | 13.5 | 10.9 | 0.797 | Yes | C-UL-US Damp |  | Fluorescent 26w PL Triple Twin Bulb with G24q-3 Base | 26w 120V PLT Triple Twin Tube G24q-3 Fluorescent Lamp |  | 97046.jpg | 97046.jpg
97050 | 13W Self Ballasted CFL with E26 Medium Base |  | LIGHT BULB | Compact Fluorescent Lamps | Light Bulbs | Undefined | [8 empty] | 0 | No | 900 | 2700 | 80 | 13 | 120 | M - E-26 Medium | 32 - Self Ballasted CFL |  |  |  | Fluorescent | 13 | 13 | 10000 | 0 | [12 empty] | 5.2 | 10.4 | 15.6 | D:2'' L:4 13/32'' |  | 2 | 4.4062 | [9 empty] | No |  | No | [30 empty] | 0 | 0 | 1 | 0 | 0 | 0 | 0 | 0 | 0 | 0 | 0 | 785652198526 | 2.25 | 2.25 | 5 | 0.2 | 0.015 | 85 | Yes | 60 | 10785652198523 | 14.25 | 12 | 11 | 10.8 | 1.089 | Yes | C-UL-US Damp |  | 13W Self Ballasted CFL with E26 Medium Base | 13W Self Ballasted CFL with E26 Medium Base | UL and Energy Star listed. We are using this lamp from TOSPO to supply KB home for the roll out of their national lamp program in 2012. We do not intend to catalog this items. The initial shipment will for supplier branded lamps. Private label derivatives will follow on second shipment to be made after CNY 2012. Iniital shipment to be made in master packs of 60 pieces per carton. 11/2013 Update: KB did not adopt this program. 20,000 initial buys will be sold via the internet. | 97049.jpg | 97049.jpg
97117-32 |  |  | Light Bulb | [11 empty] | 0 | No | [27 empty] | 2.1 | 4.2 | 6.3 | [13 empty] | No |  | No | [30 empty] | 0 | 0 | 0 | 0 | 0 | 0 | 0 | 0 | 0 | 0 | 0 | 785652215568 | 3 | 3 | 0.5 | 0.1 | 0.003 | 60 | Yes | 5000 | 10785652215565 | 20.5 | 14 | 12 | 32.5 | 1.993 | Yes |  |  | FESTOON LAMP - 3W CLEAR - 12V |  |  | 97117-32.jpg | 97117.jpg
97118-32 | 12V 5w Clear T3 Festoon Xenon Lamp |  | LIGHT BULB | Lx Xenon Festoons | Light Bulbs | [9 empty] | 0 | No | 33 | 2550 | 90 | 5 | 12 | W - Festoon | 42 - T3 |  |  |  | Xenon | 4.2 | 5 | 16000 | 0 | [12 empty] | 1.98 | 3.96 | 5.94 | D:3/8'' L:1 11/16'' |  | 0.375 | 1.6875 | [9 empty] | No |  | No | [30 empty] | 0 | 0 | 0 | 0 | 0 | 0 | 0 | 0 | 0 | 0 | 0 | 785652971129 | 1.58 | 0.1 | 0.1 | 0.001 | 0 | 250 | Yes | 2500 | 10785652971126 | 12.75 | 9.58 | 9.78 | 2.5 | 0.691 | Yes | ETL Damp | cETL Damp | LX 5W XENON FESTOON LAMP-32 | 12V 5w Clear T3 Festoon Xenon Lamp |  | 97118-32.jpg | 97118.jpg
97118-33 | 12V 5w Frosted T3 Festoon Xenon Lamp |  | LIGHT BULB | Lx Xenon Festoons | Light Bulbs | [9 empty] | 0 | No | 33 | 2550 | 90 | 5 | 12 | W - Festoon | 42 - T3 |  |  |  | Xenon | 4.2 | 5 | 16000 | 0 | [12 empty] | 1.98 | 3.96 | 5.94 | D:3/8'' L:1 11/16'' |  | 0.375 | 1.6875 | [9 empty] | No |  | No | [30 empty] | 0 | 0 | 0 | 0 | 0 | 0 | 0 | 0 | 0 | 0 | 0 | 785652971136 | 1.58 | 0.1 | 0.1 | 0.001 | 0 | 250 | Yes | 2500 | 10785652971133 | 12.63 | 10.38 | 9.75 | 2.5 | 0.74 | Yes | ETL Damp | cETL Damp | LX 5W XENON FESTOON LAMP-33 | 12V 5w Frosted T3 Festoon Xenon Lamp |  | 97118-33.jpg | 97118.jpg
97119-32 | 12V 10w Clear T3 Festoon Xenon Lamp |  | LIGHT BULB | Lx Xenon Festoons | Light Bulbs | [9 empty] | 0 | No | 33 | 2650 | 90 | 10 | 12 | W - Festoon | 42 - T3 |  |  |  | Xenon | 8.4 | 10 | 12000 | 0 | [12 empty] | 1.98 | 3.96 | 5.94 | D:3/8'' L:1 11/16'' |  | 0.375 | 1.6875 | [9 empty] | No |  | No | [30 empty] | 0 | 0 | 0 | 0 | 0 | 0 | 0 | 0 | 0 | 0 | 0 | 785652097126 | 1.75 | 0.38 | 0.38 | 0.006 | 0 | 70 | Yes | 2500 | 10785652097123 | 12.63 | 9.75 | 10 | 15 | 0.713 | Yes | ETL Damp | cETL Damp | LX 10W XENON FESTOON LAMP-32 | 12V 10w Clear T3 Festoon Xenon Lamp |  | 97119-32.jpg | 97119.jpg
97119-33 | 12V 10w Frosted T3 Festoon Xenon Lamp |  | LIGHT BULB | Lx Xenon Festoons | Light Bulbs | [9 empty] | 0 | No | 33 | 2650 | 90 | 10 | 12 | W - Festoon | 42 - T3 |  |  | 83 | Xenon | 8.4 | 10 | 12000 | 0 | [12 empty] | 1.98 | 3.96 | 5.94 | D:3/8'' L:1 11/16'' |  | 0.375 | 1.6875 | [9 empty] | No |  | No | [30 empty] | 0 | 0 | 0 | 0 | 0 | 0 | 0 | 0 | 0 | 0 | 0 | 785652097119 | 1.75 | 0.38 | 0.38 | 0.006 | 0 | 70 | Yes | 2500 | 10785652097116 | 9.75 | 12.75 | 10.25 | 15 | 0.737 | Yes | ETL Damp | cETL Damp | LX 10W XENON FESTOON LAMP-33 | 12V 10w Frosted T3 Festoon Xenon Lamp |  | 97119-33.jpg | 97119.jpg
97175 | 35w 120V Clear MRC16 GU10 Halogen NFL 24Â° |  | LIGHT BULB | Transitions Lamps | Light Bulbs | [9 empty] | 0 | No | 240 | 2700 | 90 | 35 | 120 | 17 - GU10 | N - MR16 | 24 |  |  | Halogen | 35 | 35 | 2000 | 4 | [12 empty] | 1.8 | 3.6 | 5.4 | D:2'' H:2 1/4'' | 0.1 | 2 |  |  | 2.25 | [7 empty] | No |  | No | [30 empty] | 0 | 0 | 0 | 0 | 0 | 0 | 0 | 0 | 0 | 0 | 0 | 785652971754 | 2.38 | 2 | 2 | 0.11 | 0.006 | 85 | Yes | 4 | 10785652971751 | [5 empty] | Yes | C-UL-US Dry |  | 35W, MRC16 Halogen Bulb with 24 degree beam |  |  | 97175.jpg | 97175.jpg
97180 | 50w 120V Clear MRC16 GU10 Halogen NFL 24Â° |  | LIGHT BULB | Transitions Lamps | Light Bulbs | [9 empty] | 0 | No | 450 | 2800 | 90 | 50 | 120 | 17 - GU10 | N - MR16 | 24 |  |  | Halogen | 50 | 50 | 2000 | 4 | [12 empty] | 1.8 | 3.6 | 5.4 | D:2'' H:2 1/4'' | 0.1 | 2 |  |  | 2.25 | [7 empty] | No |  | No | [30 empty] | 0 | 0 | 0 | 0 | 0 | 0 | 0 | 0 | 0 | 0 | 0 | 785652971808 | 2.38 | 2 | 2 | 0.16 | 0.006 | 65 | Yes | 4 | 10785652971805 | 4.75 | 2 | 4 | 0.462 | 0.022 | Yes | C-UL-US Dry |  | 50W, MRC16 Halogen Bulb with 24 Degree Beam |  |  | 97180.jpg | 97180.jpg
97181 | 50w 120V Clear MRC16 GU10 Halogen FL 38Â° |  | LIGHT BULB | Transitions Lamps | Light Bulbs | [9 empty] | 0 | No | 450 | 2800 | 90 | 50 | 120 | 17 - GU10 | N - MR16 | 38 |  |  | Halogen | 50 | 50 | 2000 | 3 | [12 empty] | 1.8 | 3.6 | 5.4 | D:2'' H:2 1/4'' | 0.1 | 2 |  |  | 2.25 | [7 empty] | No |  | No | [30 empty] | 0 | 0 | 0 | 0 | 0 | 0 | 0 | 0 | 0 | 0 | 0 | 785652971815 | 2.38 | 2 | 2 | 0.11 | 0.006 | 65 | Yes | 4 | 10785652971812 | 4.75 | 2 | 4 | 0.46 | 0.022 | Yes | C-UL-US Dry |  | 50W, MRC16 Halogen Bulb with 38 Degree Beam |  |  | 97181.jpg | 97181.jpg
97186 | 35w 120V Frosted MRC16 GU10 Halogen FL 38Â° |  | LIGHT BULB | Transitions Lamps | Light Bulbs | [9 empty] | 0 | No | 210 | 2700 | 90 | 35 | 120 | 17 - GU10 | N - MR16 | 38 |  |  | Halogen | 35 | 35 | 2000 | 3 | [12 empty] | 1.8 | 3.6 | 5.4 | D:2'' H:2 1/4'' | 0.1 | 2 |  |  | 2.25 | [7 empty] | No |  | No | [30 empty] | 0 | 0 | 0 | 0 | 0 | 0 | 0 | 0 | 0 | 0 | 0 | 785652971860 | 2.38 | 2 | 2 | 0.11 | 0.006 | 85 | Yes | 4 | 10785652971867 | 4.75 | 2 | 4 | 0.46 | 0.022 | Yes | C-UL-US Dry |  | Frosted, 35W, GU10, MRC16, 120v Halogen Bulb |  |  | 97186.jpg | 97186.jpg
97187 | 50w 120V Frosted MRC16 GU10 Halogen FL 38Â° |  | LIGHT BULB | Transitions Lamps | Light Bulbs | [9 empty] | 0 | No | 400 | 2800 | 90 | 50 | 120 | 17 - GU10 | N - MR16 | 38 |  |  | Halogen | 50 | 50 | 2000 | 3 | [12 empty] | 1.8 | 3.6 | 5.4 | D:2'' H:2 1/4'' | 0.1 | 2 |  |  | 2.25 | [7 empty] | No |  | No | [30 empty] | 0 | 0 | 0 | 0 | 0 | 0 | 0 | 0 | 0 | 0 | 0 | 785652971877 | 2 | 2 | 2.25 | 0.1 | 0.005 | 85 | Yes | 200 | 10785652971874 | 21.75 | 12.25 | 10 | 25 | 1.542 | Yes | C-UL-US Dry |  | Frosted, 50W, GU10, MRC16, 120v Halogen Bulb |  |  | 97187.jpg | 97187.jpg
97205-15 | Bowan Junction Box Cover Plate |  | ACCESSORY | Bowan | Ceiling Lights | White | 15 | [7 empty] | 0 | No | [14 empty] | 0 | [12 empty] | 2 | 4 | 6 | L:3 3/4'' W:3 3/4'' H:1/16'' | 0.08 |  | 3.75 | 3.75 | 0.0625 | Screw(s) | [6 empty] | No |  | No | [30 empty] | 0 | 0 | 0 | 0 | 0 | 0 | 0 | 0 | 0 | 0 | 0 |  | 3.75 | 3.75 | 0.1 |  | 0.001 | [12 empty] | BOWAN J-BOX COVER PLATE-15 | Bowan Junction Box Cover Plate |  | 97205-15.jpg | 97205.jpg
9728 | 12V 5w Clear Incandescent T3 1/4 Wedge Lamp |  | LIGHT BULB | Lx Wedge Base Lamps | Light Bulbs | [9 empty] | 0 | No | 23 | 2300 | 90 | 5 | 12 | T - Wedge | B - T3 1/4 |  |  |  | Incandescent | 4 | 5 | 9000 | 0 | [12 empty] | 0.66 | 1.32 | 1.98 | D:13/32'' L:29/32'' |  | 0.40625 | 0.90625 |  |  | N/A | [6 empty] | No |  | No | [30 empty] | 0 | 0 | 0 | 0 | 0 | 0 | 0 | 0 | 0 | 0 | 0 | 785652972805 | 0.3 | 0.3 | 1 | 0.004 | 0 | 65 | Yes | 100 | 10785652972802 | 7 | 5 | 1 | 0.4 | 0.02 | Yes |  |  | 12V 5W WEDGE BASE BULB | 12V 5w Clear Incandescent T3 1/4 Wedge Lamp |  | 9728.jpg | 9728.jpg
97307S |  |  | LED Light Bulb |  |  | Undefined | [8 empty] | 0 | No | 435 | 3000 | 85 | 8 | 120 | M - E-26 Medium | A19 - A19 | [6 empty] | 50000 | 0 | [12 empty] | 43.4 | 86.8 | 130.2 | L:4 5/16'' |  |  | 4.3125 | [9 empty] | No |  | No | [30 empty] | 0 | 0 | 0 | 0 | 0 | 0 | 1 | 0 | 0 | 0 | 0 | 785652152054 | [17 empty] | LED Bulb - A19 8W version 1 |  | LSG #: DFN19WW120 | 97307S.jpg | 97307.jpg
97308S | 8w 120V A19 Medium Base LED 3000K | Until now, the easiest way to convert lighting fixtures to an energy efficient solution has been to swap out old incandescent lamps for compact fluorescents (CFLs). With the rapid innovation of technology, LED lamps have surpassed CFLs in efficiency and performance features. Unlike most CFLs, LEDs provide light that looks, feels and dims like incandescent while still reducing energy costs by up to 85%. Couple that with a lamp life span of up to 15,000 hours and it’s easy to see why LEDs are invading homes. Sea Gull Lighting’s line of LED lamps match to 85% of our lighting fixtures, including recessed and enclosed luminaires, giving customers an easy and highly efficient way to “go green” with LED. | LIGHT BULB | LED Lamp | Light Bulbs | Undefined | [8 empty] | 0 | No | 450 | 3000 | 85 | 8 | 120 | M - E-26 Medium | A19 - A19 |  |  |  | LED | 8 | 8 | 50000 | 0 | [12 empty] | 21 | 42 | 63 | L:4 5/16'' |  |  | 4.3125 | [9 empty] | No |  | No | [30 empty] | 0 | 0 | 0 | 0 | 0 | 0 | 1 | 0 | 0 | 0 | 0 | 785652152061 | 3.5 | 3.5 | 5.75 | 0.5 | 0.041 | 85 | Yes | 6 | 10785652152068 | 11 | 7.5 | 6 | 3.3 | 0.286 | Yes | UL Damp | cUL Damp | 8w 120V A19 Medium Base LED 3000K | 8w 120V A19 Medium Base LED 3000K | LSG #: DFNA19WWV1120V | 97308S.jpg | 97308.jpg
97309S | 13.5w 120V A19 Medium Base LED 3000K | Until now, the easiest way to convert lighting fixtures to an energy efficient solution has been to swap out old incandescent lamps for compact fluorescents (CFLs). With the rapid innovation of technology, LED lamps have surpassed CFLs in efficiency and performance features. Unlike most CFLs, LEDs provide light that looks, feels and dims like incandescent while still reducing energy costs by up to 85%. Couple that with a lamp life span of up to 15,000 hours and it’s easy to see why LEDs are invading homes. Sea Gull Lighting’s line of LED lamps match to 85% of our lighting fixtures, including recessed and enclosed luminaires, giving customers an easy and highly efficient way to “go green” with LED. | LIGHT BULB | LED Lamp | Light Bulbs | Undefined | [8 empty] | 0 | No | 800 | 3000 | 85 | 13.5 | 120 | M - E-26 Medium | A19 - A19 |  |  |  | LED | 13.5 | 13.5 | 50000 | 0 | [12 empty] | 37 | 74 | 111 | L:4 5/16'' |  |  | 4.3125 | [9 empty] | No |  | No | [30 empty] | 0 | 0 | 0 | 0 | 0 | 0 | 1 | 0 | 0 | 0 | 0 | 785652152078 | 3.5 | 3.5 | 5.75 | 0.5 | 0.041 | 85 | Yes | 6 | 10785652152075 | 11 | 7.5 | 6 | 3.3 | 0.286 | Yes | UL Damp | cUL Damp | 13.5w 120V A19 Medium Base LED 3000K | 13.5w 120V A19 Medium Base LED 3000K | LSG #: DFNA19WWV2120V | 97309S.jpg | 97309.jpg
97312S |  |  | LED Light Bulb |  |  | Undefined | [8 empty] | 0 | No | 425 | 3000 | 85 | 8 | 120 | M - E-26 Medium | 1 - PAR20 | 40 | [5 empty] | 50000 | 0 | [12 empty] | 53.2 | 106.4 | 159.6 | D:2 19/32'' L:3 13/32'' |  | 2.5938 | 3.4062 | [9 empty] | No |  | No | [30 empty] | 0 | 0 | 0 | 0 | 0 | 0 | 1 | 0 | 0 | 0 | 0 | 785652152108 | [17 empty] | LED Bulb - PAR 20 HO |  | LSG #: DFN20WWV2FL120 | 97312S.jpg | 97312.jpg
97315S |  |  | LED Light Bulb |  |  | Undefined | [8 empty] | 0 | No | 950 | 3000 | 85 | 18 | 120 | M - E-26 Medium | 2 - PAR30 | 40 | [5 empty] | 50000 | 0 | [12 empty] | 92.4 | 184.8 | 277.2 | D:3 25/32'' L:4 9/16'' |  | 3.7812 | 4.5625 | [9 empty] | No |  | No | [30 empty] | 0 | 0 | 0 | 0 | 0 | 0 | 1 | 0 | 0 | 0 | 0 | 785652152122 | [17 empty] | LED Bulb - PAR 30HO 18W |  | LSG #: DFN30WWV2FL120 | 97315S.jpg | 97315.jpg
9732 | 12V 5w Clear Xenon T3 1/4 Wedge Lamp |  | LIGHT BULB | Lx Wedge Base Lamps | Light Bulbs | [9 empty] | 0 | No | 55 | 2550 | 90 | 5 | 12 | T - Wedge | B - T3 1/4 |  |  |  | Xenon | 4.2 | 5 | 8000 | 0 | [12 empty] | 1.66 | 3.32 | 4.98 | D:13/32'' L:29/32'' |  | 0.40625 | 0.90625 |  |  | N/A | [6 empty] | No |  | No | [30 empty] | 0 | 0 | 0 | 0 | 0 | 0 | 0 | 0 | 0 | 0 | 0 | 785652973208 | 0.78 | 0.38 | 0.38 | 0.003 | 0 | 85 | Yes | 100 | 10785652973205 | 7 | 5.5 | 1 | 0.3 | 0.022 | Yes |  |  | XENON 12V 5W WEDGE BASE BULB | 12V 5w Clear Xenon T3 1/4 Wedge Lamp |  | 9732.jpg | 9732.jpg
97345S | 6.5w 120V A19 Medium Base LED 2700K | Until now, the easiest way to convert lighting fixtures to an energy efficient solution has been to swap out old incandescent lamps for compact fluorescents (CFLs). With the rapid innovation of technology, LED lamps have surpassed CFLs in efficiency and performance features. Unlike most CFLs, LEDs provide light that looks, feels and dims like incandescent while still reducing energy costs by up to 85%. Couple that with a lamp life span of up to 15,000 hours and it’s easy to see why LEDs are invading homes. Sea Gull Lighting’s line of LED lamps match to 85% of our lighting fixtures, including recessed and enclosed luminaires, giving customers an easy and highly efficient way to “go green” with LED. | LIGHT BULB | LED Lamp | Light Bulbs | Undefined | [8 empty] | 0 | No | 690 | 2700 | 80 | 6.5 | 120 | M - E-26 Medium | A19 - A19 | 120 |  |  | LED | 6.5 | 6.5 | 50000 | 0 | [12 empty] | 30.25 | 60.5 | 90.75 | D:2 3/8'' L:4'' |  | 2.375 | 4 | [9 empty] | No |  | No | [30 empty] | 0 | 0 | 0 | 1 | 0 | 0 | 1 | 0 | 0 | 0 | 0 | 785652251016 | 5.5 | 2.75 | 2.75 | 0.4 | 0.024 | 85 | Yes | [8 empty] | C-UL-US Damp |  | 6.5w 120V A19 Medium Base LED 2700K | 6.5w 120V A19 Medium Base LED 2700K |  | 97345S.jpg | 97345S.jpg
97351S | 7w 120V PAR20 Medium Base LED 2700K | Until now, the easiest way to convert lighting fixtures to an energy efficient solution has been to swap out old incandescent lamps for compact fluorescents (CFLs). With the rapid innovation of technology, LED lamps have surpassed CFLs in efficiency and performance features. Unlike most CFLs, LEDs provide light that looks, feels and dims like incandescent while still reducing energy costs by up to 85%. Couple that with a lamp life span of up to 15,000 hours and it’s easy to see why LEDs are invading homes. Sea Gull Lighting’s line of LED lamps match to 85% of our lighting fixtures, including recessed and enclosed luminaires, giving customers an easy and highly efficient way to “go green” with LED. | LIGHT BULB | LED Lamp | Light Bulbs | Undefined | [8 empty] | 0 | No | 500 | 2700 | 82 | 7 | 120 | M - E-26 Medium | 1 - PAR20 | 40 |  |  | LED | 7 | 7 | 50000 | 3 | [12 empty] | 24.6 | 49.2 | 73.8 | D:2 1/2'' L:3 3/8'' |  | 2.5 | 3.375 | [9 empty] | No |  | No | [30 empty] | 0 | 0 | 0 | 1 | 0 | 0 | 1 | 0 | 0 | 0 | 0 | 785652251092 | 5 | 3 | 3 | 0.4 | 0.026 | 85 | Yes | 80 | 10785652251099 | 18.25 | 14.75 | 13 | 36.4 | 2.025 | Yes | C-UL-US Damp |  | 7w 120V PAR20 Medium Base LED 2700K | 7w 120V PAR20 Medium Base LED 2700K |  | 97351S.jpg | 97351S.jpg
97356S | 7w 12V MR16 GU5.3 Bi-Pin Base LED 2700K NFL 30 |  | LIGHT BULB | Lx MRC11 / MR16 Lamps | Ambiance Lighting Systems | Undefined | [8 empty] | 0 | No | 450 | 2700 | 80 | 7 | 12 | 6 - GU5.3 Bi-Pin | N - MR16 | 30 |  |  | LED | 7 | 7 | 50000 | 4 | [12 empty] | 18.95 | 37.9 | 56.85 | D:2 1/4'' L:2 1/4'' |  | 2.25 | 2.25 | [9 empty] | No |  | No | [30 empty] | 0 | 0 | 0 | 1 | 0 | 0 | 1 | 0 | 0 | 0 | 0 | 785652251153 | 3.25 | 3 | 3 | 0.2 | 0.017 | 85 | Yes | 100 | 10785652251150 | 22.25 | 22 | 7 | 17.6 | 1.983 | Yes | C-UL-US Damp |  | 7w 12V MR16 GU5.3 Bi-Pin Base LED 2700K NFL 30 | 7w 12V MR16 GU5.3 Bi-Pin Base LED 2700K NFL 30 |  | 97356S.jpg | 97356S.jpg
97357S | 7w 12V MR16 GU5.3 Bi-Pin Base LED 2700K FL 45 |  | LIGHT BULB | Lx MRC11 / MR16 Lamps | Ambiance Lighting Systems | Undefined | [8 empty] | 0 | No | 450 | 2700 | 80 | 7 | 12 | 6 - GU5.3 Bi-Pin | N - MR16 | 45 |  |  | LED | 7 | 7 | 50000 | 3 | [12 empty] | 18.95 | 37.9 | 56.85 | D:2 1/4'' L:2 1/4'' |  | 2.25 | 2.25 | [9 empty] | No |  | No | [30 empty] | 0 | 0 | 0 | 1 | 0 | 0 | 1 | 0 | 0 | 0 | 0 | 785652251177 | 2.3 | 2.3 | 4 | 0.1 | 0.012 | 100 | Yes | 100 | 10785652251174 | 17.5 | 17.5 | 11.25 | 16.2 | 1.994 | Yes | C-UL-US Damp |  | 7w 12V MR16 GU5.3 Bi-Pin Base LED 2700K FL 45 | 7w 12V MR16 GU5.3 Bi-Pin Base LED 2700K FL 45 |  | 97357S.jpg | 97357S.jpg
97359S | 5w 120V MR16 GU10 Base LED 2700K FL 40 | Until now, the easiest way to convert lighting fixtures to an energy efficient solution has been to swap out old incandescent lamps for compact fluorescents (CFLs). With the rapid innovation of technology, LED lamps have surpassed CFLs in efficiency and performance features. Unlike most CFLs, LEDs provide light that looks, feels and dims like incandescent while still reducing energy costs by up to 85%. Couple that with a lamp life span of up to 15,000 hours and it’s easy to see why LEDs are invading homes. Sea Gull Lighting’s line of LED lamps match to 85% of our lighting fixtures, including recessed and enclosed luminaires, giving customers an easy and highly efficient way to “go green” with LED. | LIGHT BULB | LED Lamp | Light Bulbs | Undefined | [8 empty] | 0 | No | 300 | 2700 | 84 | 5 | 120 | 17 - GU10 | N - MR16 | 40 |  |  | LED | 5 | 5 | 50000 | 3 | [12 empty] | 21.5 | 43 | 64.5 | D:2'' L:2 1/8'' |  | 2 | 2.125 | [9 empty] | No |  | No | [30 empty] | 0 | 0 | 0 | 1 | 0 | 0 | 1 | 0 | 0 | 0 | 0 | 785652251191 | 3 | 3 | 3 | 0.1 | 0.016 | 125 | Yes | 100 | 10785652251198 | 22.25 | 22.25 | 7 | 15.4 | 2.005 | Yes | C-UL-US Damp |  | 5w 120V MR16 GU10 Base LED 2700K FL 40 | 5w 120V MR16 GU10 Base LED 2700K FL 40 |  | 97359S.jpg | 97359S.jpg
97374-12 | Barn Light Large Cage | The classic Barn Lights are hand crafted in aluminum and coated in a Galvanized or Blacksmith finish. Ideal for large or heavily trafficked outdoor areas that need plenty of downward directed light. The oversized Barn Lights make great accents to any commercial lighting plan or residential garage entry, shed, or patio. To customize your look, a 6" extender is included with every fixture. Also available as Dark Sky with four size options to choose from. | ACCESSORY | Barn Light | Accessories | Black | 12 | [7 empty] | 0 | No | [14 empty] | 0 | [12 empty] | 22 | 44 | 66 | D:14 3/8'' H:3 3/8'' |  | 14.375 |  |  | 3.375 | Screw(s) | [6 empty] | No |  | No | [30 empty] | 0 | 0 | 0 | 0 | 0 | 0 | 0 | 0 | 0 | 0 | 0 | 785652078866 | 14.75 | 14.75 | 4 | 1.4 | 0.504 | 250 | Yes | 10 | 10785652078863 | [7 empty] | cETL Wet | BARN LIGHT LG CAGE-12 | Barn Light Large Cage |  | 97374-12.jpg | 97374.jpg
97374-57 | Barn Light Large Cage | The classic Barn Lights are hand crafted in aluminum and coated in a Galvanized or Blacksmith finish. Ideal for large or heavily trafficked outdoor areas that need plenty of downward directed light. The oversized Barn Lights make great accents to any commercial lighting plan or residential garage entry, shed, or patio. To customize your look, a 6" extender is included with every fixture. Also available as Dark Sky with four size options to choose from. | ACCESSORY | Barn Light | Accessories | Weathered Pewter | 57 | [7 empty] | 0 | No | [14 empty] | 0 | [12 empty] | 22 | 44 | 66 | D:14 3/8'' H:3 3/8'' |  | 14.375 |  |  | 3.375 | Screw(s) | [6 empty] | No |  | No | [30 empty] | 0 | 0 | 0 | 0 | 0 | 0 | 0 | 0 | 0 | 0 | 0 | 785652078873 | 14.75 | 14.5 | 3.75 | 1.5 | 0.464 | 250 | Yes | 10 | 10785652078870 | [7 empty] | cETL Wet | BARN LIGHT LG CAGE-57 | Barn Light Large Cage |  | 97374-57.jpg | 97374.jpg
97374-71 | Barn Light Large Cage | The classic Barn Lights are hand crafted in aluminum and coated in a Galvanized or Blacksmith finish. Ideal for large or heavily trafficked outdoor areas that need plenty of downward directed light. The oversized Barn Lights make great accents to any commercial lighting plan or residential garage entry, shed, or patio. To customize your look, a 6" extender is included with every fixture. Also available as Dark Sky with four size options to choose from. | ACCESSORY | Barn Light | Accessories | Antique Bronze | 71 | [7 empty] | 0 | No | [14 empty] | 0 | [12 empty] | 22 | 44 | 66 | D:14 3/8'' H:3 3/8'' |  | 14.375 |  |  | 3.375 | Screw(s) | [6 empty] | No |  | No | [30 empty] | 0 | 0 | 0 | 0 | 0 | 0 | 0 | 0 | 0 | 0 | 0 | 785652078880 | 14.75 | 14.25 | 3.75 | 1.4 | 0.456 | 250 | Yes | 10 | 10785652078887 | [7 empty] | cETL Wet | BARN LIGHT LG CAGE-71 | Barn Light Large Cage |  | 97374-71.jpg | 97374.jpg
97440S | 4.5w 120V Clear B10 Candelabra Base LED 3000K | Until now, the easiest way to convert lighting fixtures to an energy efficient solution has been to swap out old incandescent lamps for compact fluorescents (CFLs). With the rapid innovation of technology, LED lamps have surpassed CFLs in efficiency and performance features. Unlike most CFLs, LEDs provide light that looks, feels and dims like incandescent while still reducing energy costs by up to 85%. Couple that with a lamp life span of up to 15,000 hours and it’s easy to see why LEDs are invading homes. Sea Gull Lighting’s line of LED lamps match to 85% of our lighting fixtures, including recessed and enclosed luminaires, giving customers an easy and highly efficient way to “go green” with LED. | LIGHT BULB | LED Lamp | Light Bulbs | Undefined | [8 empty] | 0 | No | 240 | 3000 | 80 | 4.5 | 120 | C - E12 Candelabra | B-10 - B10 Torpedo | 250 |  |  | LED | 4.5 | 4.5 | 30000 | 0 | [12 empty] | 19.98 | 39.96 | 59.94 | D:1 1/2'' L:4 1/2'' |  | 1.5 | 4.5 | [9 empty] | No |  | No | [30 empty] | 0 | 0 | 0 | 1 | 0 | 0 | 1 | 0 | 0 | 0 | 0 | 785652250958 | 4.75 | 1.75 | 1.75 | 0.2 | 0.008 | 65 | Yes | 100 | 10785652250955 | 18.75 | 11.75 | 10 | 17.2 | 1.275 | Yes | C-UL-US Damp |  | 4.5w 120V Clear B10 Candelabra Base LED 3000K | 4.5w 120V Clear B10 Candelabra Base LED 3000K |  | 97440S.jpg | 97440S.jpg
97443S | 4.5w 120V A19 Medium Base LED 3000K | Until now, the easiest way to convert lighting fixtures to an energy efficient solution has been to swap out old incandescent lamps for compact fluorescents (CFLs). With the rapid innovation of technology, LED lamps have surpassed CFLs in efficiency and performance features. Unlike most CFLs, LEDs provide light that looks, feels and dims like incandescent while still reducing energy costs by up to 85%. Couple that with a lamp life span of up to 15,000 hours and it’s easy to see why LEDs are invading homes. Sea Gull Lighting’s line of LED lamps match to 85% of our lighting fixtures, including recessed and enclosed luminaires, giving customers an easy and highly efficient way to “go green” with LED. | LIGHT BULB | LED Lamp | Light Bulbs | Undefined | [8 empty] | 0 | No | 230 | 3000 | 75 | 4.5 | 120 | M - E-26 Medium | A19 - A19 | 120 |  |  | LED | 4.5 | 4.5 | 40000 | 0 | [12 empty] | 19 | 38 | 57 | D:2 3/8'' L:4'' |  | 2.375 | 4 | [9 empty] | No |  | No | [30 empty] | 0 | 0 | 0 | 1 | 0 | 0 | 1 | 0 | 0 | 0 | 0 | 785652250989 | 5.5 | 2.75 | 2.75 | 0.2 | 0.024 | 100 | Yes | 6 | 10785652250986 | 5.78 | 8.38 | 6.78 | 1.3 | 0.19 | Yes | C-UL-US Damp |  | 4.5w 120V A19 Medium Base LED 3000K | 4.5w 120V A19 Medium Base LED 3000K |  | 97443S.jpg | 97443S.jpg
97444S | 7w 120V A19 Medium Base LED 3000K | Until now, the easiest way to convert lighting fixtures to an energy efficient solution has been to swap out old incandescent lamps for compact fluorescents (CFLs). With the rapid innovation of technology, LED lamps have surpassed CFLs in efficiency and performance features. Unlike most CFLs, LEDs provide light that looks, feels and dims like incandescent while still reducing energy costs by up to 85%. Couple that with a lamp life span of up to 15,000 hours and it’s easy to see why LEDs are invading homes. Sea Gull Lighting’s line of LED lamps match to 85% of our lighting fixtures, including recessed and enclosed luminaires, giving customers an easy and highly efficient way to “go green” with LED. | LIGHT BULB | LED Lamp | Light Bulbs | Undefined | [8 empty] | 0 | No | 580 | 3000 | 80 | 7 | 120 | M - E-26 Medium | A19 - A19 | 120 |  |  | LED | 7 | 7 | 50000 | 0 | [12 empty] | 29.98 | 59.96 | 89.94 | D:2 3/8'' L:4'' |  | 2.375 | 4 | [9 empty] | No |  | No | [30 empty] | 0 | 0 | 0 | 1 | 0 | 0 | 1 | 0 | 0 | 0 | 0 | 785652251009 | 6 | 3 | 3 | 0.4 | 0.031 | 85 | Yes | 40 | 10785652251006 | 24 | 15 | 6.5 | 19.3 | 1.354 | Yes | C-UL-US Damp |  | 7w 120V A19 Medium Base LED 3000K | 7w 120V A19 Medium Base LED 3000K |  | 97444S.jpg | 97444S.jpg
97451S | 7w 120V PAR20 Medium Base LED 3000K | Until now, the easiest way to convert lighting fixtures to an energy efficient solution has been to swap out old incandescent lamps for compact fluorescents (CFLs). With the rapid innovation of technology, LED lamps have surpassed CFLs in efficiency and performance features. Unlike most CFLs, LEDs provide light that looks, feels and dims like incandescent while still reducing energy costs by up to 85%. Couple that with a lamp life span of up to 15,000 hours and it’s easy to see why LEDs are invading homes. Sea Gull Lighting’s line of LED lamps match to 85% of our lighting fixtures, including recessed and enclosed luminaires, giving customers an easy and highly efficient way to “go green” with LED. | LIGHT BULB | LED Lamp | Light Bulbs | Undefined | [8 empty] | 0 | No | 500 | 3000 | 82 | 7 | 120 | M - E-26 Medium | 1 - PAR20 | 40 |  |  | LED | 7 | 7 | 50000 | 3 | [12 empty] | 24.6 | 49.2 | 73.8 | D:2 1/2'' L:3 3/8'' |  | 2.5 | 3.375 | [9 empty] | No |  | No | [30 empty] | 0 | 0 | 0 | 1 | 0 | 0 | 1 | 0 | 0 | 0 | 0 | 785652251108 | 4.4 | 2.6 | 4.4 | 0.4 | 0.029 | 85 | Yes | 100 | 10785652251105 | 18.5 | 14.4 | 14.6 | 44.4 | 2.251 | Yes | C-UL-US Damp |  | 7w 120V PAR20 Medium Base LED 3000K | 7w 120V PAR20 Medium Base LED 3000K |  | 97451S.jpg | 97451S.jpg
97456S | 7w 12V MR16 GU5.3 Bi-Pin Base LED 3000K NFL 30 |  | LIGHT BULB | Lx MRC11 / MR16 Lamps | Ambiance Lighting Systems | Undefined | [8 empty] | 0 | No | 450 | 3000 | 80 | 7 | 12 | 6 - GU5.3 Bi-Pin | N - MR16 | 30 |  |  | LED | 7 | 7 | 50000 | 4 | [12 empty] | 18.95 | 37.9 | 56.85 | D:2 1/4'' L:2 1/4'' |  | 2.25 | 2.25 | [9 empty] | No |  | No | [30 empty] | 0 | 0 | 0 | 1 | 0 | 0 | 1 | 0 | 0 | 0 | 0 | 785652251160 | 3 | 23 | 3.25 | 0.2 | 0.13 | 85 | Yes | 200 | 10785652251167 | 22.4 | 22.2 | 7.5 | 31.4 | 2.158 | Yes | C-UL-US Damp |  | 7w 12V MR16 GU5.3 Bi-Pin Base LED 3000K NFL 30 | 7w 12V MR16 GU5.3 Bi-Pin Base LED 3000K NFL 30 |  | 97456S.jpg | 97456S.jpg
97459S | 5w 120V MR16 GU10 Base LED 3000K FL 40 | Until now, the easiest way to convert lighting fixtures to an energy efficient solution has been to swap out old incandescent lamps for compact fluorescents (CFLs). With the rapid innovation of technology, LED lamps have surpassed CFLs in efficiency and performance features. Unlike most CFLs, LEDs provide light that looks, feels and dims like incandescent while still reducing energy costs by up to 85%. Couple that with a lamp life span of up to 15,000 hours and it’s easy to see why LEDs are invading homes. Sea Gull Lighting’s line of LED lamps match to 85% of our lighting fixtures, including recessed and enclosed luminaires, giving customers an easy and highly efficient way to “go green” with LED. | LIGHT BULB | LED Lamp | Light Bulbs | Undefined | [8 empty] | 0 | No | 300 | 3000 | 84 | 5 | 120 | 17 - GU10 | N - MR16 | 40 |  |  | LED | 5 | 5 | 50000 | 3 | [12 empty] | 21.5 | 43 | 64.5 | D:2'' L:2 1/8'' |  | 2 | 2.125 | [9 empty] | No |  | No | [30 empty] | 0 | 0 | 0 | 1 | 0 | 0 | 1 | 0 | 0 | 0 | 0 | 785652251207 | 3 | 2.2 | 2.2 | 0.1 | 0.008 | 85 | Yes | 150 | 10785652251204 | 22.5 | 22.5 | 7.25 | 22 | 2.124 | Yes | C-UL-US Damp |  | 5w 120V MR16 GU10 Base LED 3000K FL 40 | 5w 120V MR16 GU10 Base LED 3000K FL 40 |  | 97459S.jpg | 97459S.jpg
97460S | 7w 120V MR16 GU10 Base LED 3000K FL 45 | Until now, the easiest way to convert lighting fixtures to an energy efficient solution has been to swap out old incandescent lamps for compact fluorescents (CFLs). With the rapid innovation of technology, LED lamps have surpassed CFLs in efficiency and performance features. Unlike most CFLs, LEDs provide light that looks, feels and dims like incandescent while still reducing energy costs by up to 85%. Couple that with a lamp life span of up to 15,000 hours and it’s easy to see why LEDs are invading homes. Sea Gull Lighting’s line of LED lamps match to 85% of our lighting fixtures, including recessed and enclosed luminaires, giving customers an easy and highly efficient way to “go green” with LED. | LIGHT BULB | LED Lamp | Light Bulbs | Undefined | [8 empty] | 0 | No | 450 | 3000 | 80 | 7 | 120 | 17 - GU10 | N - MR16 | 45 |  |  | LED | 7 | 7 | 50000 | 3 | [12 empty] | 21.5 | 43 | 64.5 | D:2 1/4'' L:2 1/2'' |  | 2.25 | 2.5 | [9 empty] | No |  | No | [30 empty] | 0 | 0 | 0 | 0 | 0 | 0 | 1 | 0 | 0 | 0 | 0 | 785652251238 | 3.25 | 2.2 | 2.2 | 0.2 | 0.009 | 65 | Yes | 150 | 10785652251235 | 22.25 | 22.25 | 7.25 | 28.4 | 2.077 | Yes | C-UL-US Damp |  | 7w 120V MR16 GU10 Base LED 3000K FL 45 | 7w 120V MR16 GU10 Base LED 3000K FL 45 |  | 97460S.jpg | 97460S.jpg
97500S | BULB MB ST19 6.5W 120V AM LED | Until now, the easiest way to convert lighting fixtures to an energy efficient solution has been to swap out old incandescent lamps for compact fluorescents (CFLs). With the rapid innovation of technology, LED lamps have surpassed CFLs in efficiency and performance features. Unlike most CFLs, LEDs provide light that looks, feels and dims like incandescent while still reducing energy costs by up to 85%. Couple that with a lamp life span of up to 15,000 hours and it’s easy to see why LEDs are invading homes. Sea Gull Lighting’s line of LED lamps match to 85% of our lighting fixtures, including recessed and enclosed luminaires, giving customers an easy and highly efficient way to “go green” with LED. | LIGHT BULB | LED Lamp | Light Bulbs | Undefined | [8 empty] | 0 | No | 650 | 2300 | 80 | 6.5 | 120 | M - E-26 Medium | ST19 - ST19 | 360 | 10 | 100 | LED | 6.5 | 6.5 | 15000 | 0 | [12 empty] | 18.48 | 36.96 | 55.44 | D:2 3/8'' L:5 3/8'' |  | 2.375 | 5.375 | [9 empty] | No |  | No | [30 empty] | 0 | 0 | 0 | 0 | 0 | 0 | 1 | 0 | 0 | 0 | 0 | 785652118074 | 2.5 | 2.5 | 6.25 | 0.2 | 0.023 | 100 | Yes | 6 | 10785652118071 | 7.5 | 5 | 6.75 | 1.1 | 0.146 | Yes | C-UL-US Damp |  | BULB MB ST19 6.5W 120V AM LED | BULB MB ST19 6.5W 120V AM LED |  | 97500S.jpg | 97500S.jpg
97502S | LED 9.3W A19 3000K JA8 ES ENC BULB | Until now, the easiest way to convert lighting fixtures to an energy efficient solution has been to swap out old incandescent lamps for compact fluorescents (CFLs). With the rapid innovation of technology, LED lamps have surpassed CFLs in efficiency and performance features. Unlike most CFLs, LEDs provide light that looks, feels and dims like incandescent while still reducing energy costs by up to 85%. Couple that with a lamp life span of up to 15,000 hours and it’s easy to see why LEDs are invading homes. Sea Gull Lighting’s line of LED lamps match to 85% of our lighting fixtures, including recessed and enclosed luminaires, giving customers an easy and highly efficient way to “go green” with LED. | LIGHT BULB | LED Lamp | Light Bulbs | Undefined | [8 empty] | 0 | No | 800 | 3000 | 90 | 9.3 | 120 | 19 - Medium | A19 - A19 | 230 | 10 | 100 | LED | 9.3 | 9.3 | 15000 | 0 | [12 empty] | 4.98 | 9.96 | 14.94 | D:2 3/8'' L:4 3/8'' |  | 2.375 | 4.375 | [9 empty] | No |  | No | [30 empty] | 0 | 0 | 0 | 1 | 1 | 0 | 0 | 0 | 0 | 0 | 0 | 785652044045 | 4.5 | 2.5 | 2.5 | 0.2 | 0.016 | 85 | Yes | 48 | 10785652044042 | 20 | 15.5 | 5.75 | 9.8 | 1.032 | Yes | UL Damp |  | LED 9.3W A19 3000K JA8 ES ENC BULB | LED 9.3W A19 3000K JA8 ES ENC BULB |  | 97502S.jpg | 97502S.jpg
97503S | LED 10W A19 2700K JA8 ES ENC BULB | Until now, the easiest way to convert lighting fixtures to an energy efficient solution has been to swap out old incandescent lamps for compact fluorescents (CFLs). With the rapid innovation of technology, LED lamps have surpassed CFLs in efficiency and performance features. Unlike most CFLs, LEDs provide light that looks, feels and dims like incandescent while still reducing energy costs by up to 85%. Couple that with a lamp life span of up to 15,000 hours and it’s easy to see why LEDs are invading homes. Sea Gull Lighting’s line of LED lamps match to 85% of our lighting fixtures, including recessed and enclosed luminaires, giving customers an easy and highly efficient way to “go green” with LED. | LIGHT BULB | LED Lamp |  | Undefined | [8 empty] | 0 | No | 800 | 2700 | 90 | 10 | 120 | 19 - Medium | A19 - A19 |  | 10 | 100 | LED | 10 | 10 | 15000 | 0 | [12 empty] | 5.3 | 10.6 | 15.9 | D:2 3/8'' L:4 3/8'' |  | 2.375 | 4.375 | [9 empty] | No |  | No | [30 empty] | 0 | 0 | 0 | 1 | 1 | 0 | 0 | 0 | 0 | 0 | 0 | 785652044052 | 5 | 2.5 | 2.5 | 0.3 | 0.018 | 85 | Yes | [10 empty] | LED 10W A19 2700K JA8 ES ENC BULB | LED 10W A19 2700K JA8 ES ENC BULB |  | 97503S.jpg | 97503S.jpg
97508S | 8w 120V A19 Medium Base LED 4000K | Until now, the easiest way to convert lighting fixtures to an energy efficient solution has been to swap out old incandescent lamps for compact fluorescents (CFLs). With the rapid innovation of technology, LED lamps have surpassed CFLs in efficiency and performance features. Unlike most CFLs, LEDs provide light that looks, feels and dims like incandescent while still reducing energy costs by up to 85%. Couple that with a lamp life span of up to 15,000 hours and it’s easy to see why LEDs are invading homes. Sea Gull Lighting’s line of LED lamps match to 85% of our lighting fixtures, including recessed and enclosed luminaires, giving customers an easy and highly efficient way to “go green” with LED. | LIGHT BULB | LED Lamp | Light Bulbs | Undefined | [8 empty] | 0 | No | 475 | 4000 | 85 | 8 | 120 | M - E-26 Medium | A19 - A19 |  |  |  | LED | 8 | 8 | 50000 | 0 | [12 empty] | 21 | 42 | 63 | L:4 5/16'' |  |  | 4.3125 | [9 empty] | No |  | No | [30 empty] | 0 | 0 | 0 | 0 | 0 | 0 | 1 | 0 | 0 | 0 | 0 | 785652219870 | 3.5 | 3.5 | 5.25 | 0.5 | 0.037 | 85 | Yes | 6 | 10785652219877 | 11 | 7.5 | 6 | 3 | 0.286 | Yes | UL Damp | cUL Damp | 8w 120V A19 Medium Base LED 4000K | 8w 120V A19 Medium Base LED 4000K |  | 97508S.jpg | 97508.jpg
97509S | 13w 120V A19 Medium Base LED 4000K | Until now, the easiest way to convert lighting fixtures to an energy efficient solution has been to swap out old incandescent lamps for compact fluorescents (CFLs). With the rapid innovation of technology, LED lamps have surpassed CFLs in efficiency and performance features. Unlike most CFLs, LEDs provide light that looks, feels and dims like incandescent while still reducing energy costs by up to 85%. Couple that with a lamp life span of up to 15,000 hours and it’s easy to see why LEDs are invading homes. Sea Gull Lighting’s line of LED lamps match to 85% of our lighting fixtures, including recessed and enclosed luminaires, giving customers an easy and highly efficient way to “go green” with LED. | LIGHT BULB | LED Lamp | Light Bulbs | Undefined | [8 empty] | 0 | No | 850 | 4000 | 85 | 13.5 | 120 | M - E-26 Medium | A19 - A19 |  |  |  | LED | 13.5 | 13.5 | 50000 | 0 | [12 empty] | 37 | 74 | 111 | L:4 5/16'' |  |  | 4.3125 | [9 empty] | No |  | No | [30 empty] | 0 | 0 | 0 | 0 | 0 | 0 | 1 | 0 | 0 | 0 | 0 | 785652219887 | 3.58 | 3.58 | 5.38 | 0.5 | 0.04 | 85 | Yes | 6 | 10785652219884 | 11 | 7.5 | 6.18 | 3.1 | 0.295 | Yes | UL Damp | cUL Damp | 13.5w 120V A19 Medium Base LED 4000K | 13.5w 120V A19 Medium Base LED 4000K |  | 97509S.jpg | 97509.jpg
97510S |  |  | LIGHT BULB |  | Light Bulbs | Undefined | [8 empty] | 0 | No | 800 | 2700 | 90 | 8.5 | 120 | 19 - Medium | A19 - A19 | 360 |  |  |  | 8.5 | 8.5 | 25000 | 0 | [12 empty] | 5.3 | 10.6 | 15.9 | D:2 3/8'' L:4 1/32'' |  | 2.375 | 4.0312 | [9 empty] | No |  | No | [30 empty] | 0 | 0 | 0 | 0 | 1 | 0 | 0 | 0 | 0 | 0 | 0 | [17 empty] | cUL Damp | LED 7.5W A19 ES JA8 FILA BULB | LED 8.5W A19 2700K ES JA8 FILAMENT BULB |  | 97510S.jpg | 97510S.jpg
97531S | 3.5W E12 22K 90CRI T6 AMB LED | Until now, the easiest way to convert lighting fixtures to an energy efficient solution has been to swap out old incandescent lamps for compact fluorescents (CFLs). With the rapid innovation of technology, LED lamps have surpassed CFLs in efficiency and performance features. Unlike most CFLs, LEDs provide light that looks, feels and dims like incandescent while still reducing energy costs by up to 85%. Couple that with a lamp life span of up to 15,000 hours and it’s easy to see why LEDs are invading homes. Sea Gull Lighting’s line of LED lamps match to 85% of our lighting fixtures, including recessed and enclosed luminaires, giving customers an easy and highly efficient way to “go green” with LED. | LIGHT BULB | LED Lamp |  | Undefined | [8 empty] | 0 | No | 160 | 2200 | 90 | 3.5 | 120 | C - E12 Candelabra | T6 - T6 Tubular |  | 5 | 100 | LED | 3.5 | 3.5 | 25000 | 0 | [12 empty] | 18.48 | 36.96 | 55.44 | D:3/4'' L:3 3/4'' |  | 0.75 | 3.75 | [9 empty] | No |  | No | [30 empty] | 0 | 0 | 0 | 1 | 1 | 0 | 0 | 0 | 0 | 0 | 0 | 785652043765 | 4.75 | 1.25 | 1.25 | 0.1 | 0.004 | 65 | Yes | [9 empty] | cUL Dry | 3.5W E12 22K 90CRI T6 AMB LED | 3.5W E12 22K 90CRI T6 AMB LED | Filament LED 40W Equivalent | 97531S.jpg | 97531S.jpg
97532S | 3.5W E12 27K 90CRI T6 CLR LED | Until now, the easiest way to convert lighting fixtures to an energy efficient solution has been to swap out old incandescent lamps for compact fluorescents (CFLs). With the rapid innovation of technology, LED lamps have surpassed CFLs in efficiency and performance features. Unlike most CFLs, LEDs provide light that looks, feels and dims like incandescent while still reducing energy costs by up to 85%. Couple that with a lamp life span of up to 15,000 hours and it’s easy to see why LEDs are invading homes. Sea Gull Lighting’s line of LED lamps match to 85% of our lighting fixtures, including recessed and enclosed luminaires, giving customers an easy and highly efficient way to “go green” with LED. | LIGHT BULB | LED Lamp |  | Undefined | [8 empty] | 0 | No | 200 | 2700 | 90 | 3.5 | 120 | C - E12 Candelabra | T6 - T6 Tubular |  | 5 | 100 | LED | 3.5 | 3.5 | 25000 | 0 | [12 empty] | 18.48 | 36.96 | 55.44 | D:3/4'' L:3 3/4'' |  | 0.75 | 3.75 | [9 empty] | No |  | No | [30 empty] | 0 | 0 | 0 | 1 | 1 | 0 | 0 | 0 | 0 | 0 | 0 | 785652043772 | 4.75 | 1.25 | 1.25 | 0.1 | 0.004 | 65 | Yes | [9 empty] | cUL Dry | 3.5W E12 27K 90CRI T6 CLR LED | 3.5W E12 27K 90CRI T6 CLR LED | Filament LED 40W Equivalent | 97532S.jpg | 97532S.jpg
97541S | 3.5W E26 22K 90CRI T14 AMB LED | Until now, the easiest way to convert lighting fixtures to an energy efficient solution has been to swap out old incandescent lamps for compact fluorescents (CFLs). With the rapid innovation of technology, LED lamps have surpassed CFLs in efficiency and performance features. Unlike most CFLs, LEDs provide light that looks, feels and dims like incandescent while still reducing energy costs by up to 85%. Couple that with a lamp life span of up to 15,000 hours and it’s easy to see why LEDs are invading homes. Sea Gull Lighting’s line of LED lamps match to 85% of our lighting fixtures, including recessed and enclosed luminaires, giving customers an easy and highly efficient way to “go green” with LED. | LIGHT BULB | LED Lamp |  | Undefined | [8 empty] | 0 | No | 300 | 2200 | 90 | 3.5 | 120 | M - E-26 Medium | T14 - T14 Radio |  | 5 | 100 | LED | 3.5 | 3.5 | 25000 | 0 | [12 empty] | 23.98 | 47.96 | 71.94 | D:1 3/4'' L:4 1/4'' |  | 1.75 | 4.25 | [9 empty] | No |  | No | [30 empty] | 0 | 0 | 0 | 1 | 1 | 0 | 0 | 0 | 0 | 0 | 0 | 785652043789 | 5 | 2.25 | 2.25 | 0.1 | 0.015 | 125 | Yes | [9 empty] | cUL Dry | 3.5W E26 22K 90CRI T14 AMB LED | 3.5W E26 22K 90CRI T14 AMB LED | Filament LED 60W Equivalent | 97541S.jpg | 97541S.jpg
97542S | 3.5W E26 27K 90CRI T14 CLR LED | Until now, the easiest way to convert lighting fixtures to an energy efficient solution has been to swap out old incandescent lamps for compact fluorescents (CFLs). With the rapid innovation of technology, LED lamps have surpassed CFLs in efficiency and performance features. Unlike most CFLs, LEDs provide light that looks, feels and dims like incandescent while still reducing energy costs by up to 85%. Couple that with a lamp life span of up to 15,000 hours and it’s easy to see why LEDs are invading homes. Sea Gull Lighting’s line of LED lamps match to 85% of our lighting fixtures, including recessed and enclosed luminaires, giving customers an easy and highly efficient way to “go green” with LED. | LIGHT BULB | LED Lamp |  | Undefined | [8 empty] | 0 | No | 350 | 2700 | 90 | 3.5 | 120 | M - E-26 Medium | T14 - T14 Radio |  | 5 | 100 | LED | 3.5 | 3.5 | 25000 | 0 | [12 empty] | 23.98 | 47.96 | 71.94 | D:1 3/4'' L:4 1/4'' |  | 1.75 | 4.25 | [9 empty] | No |  | No | [30 empty] | 0 | 0 | 0 | 1 | 1 | 0 | 0 | 0 | 0 | 0 | 0 | 785652043796 | 5 | 2.25 | 2.25 | 0.1 | 0.015 | 125 | Yes | [9 empty] | cUL Dry | 3.5W E26 27K 90CRI T14 CLR LED | 3.5W E26 27K 90CRI T14 CLR LED | Filament LED 60W Equivalent | 97542S.jpg | 97542S.jpg
9774 | 18w 12V Clear T5 Wedge Xenon |  | LIGHT BULB | Lx Wedge Base Lamps | Light Bulbs | [9 empty] | 0 | No | 210 | 2800 | 90 | 18 | 12 | T - Wedge | H - T5 |  |  |  | Xenon | 16.2 | 18 | 10000 | 0 | [12 empty] | 3.98 | 7.96 | 11.94 | D:19/32'' L:1 13/32'' |  | 0.59375 | 1.4062 |  |  | N/A | [6 empty] | No |  | No | [30 empty] | 0 | 0 | 0 | 0 | 0 | 0 | 0 | 0 | 0 | 0 | 0 | 785652977404 | 1.38 | 0.5 | 0.5 | 0.01 | 0 | 85 | Yes | 400 | 10785652977401 | 8.63 | 4.38 | 6 | 1.6 | 0.131 | Yes |  |  | XENON 12V 18W WEDGE BASE BULB | 12V 18w Clear Wedge Lamp |  | 9774.jpg | 9774.jpg
9777 | 12w 12V Clear T5 Wedge Incandescent |  | LIGHT BULB | Lx Wedge Base Lamps | Light Bulbs | [9 empty] | 0 | No | 120 | 2750 | 90 | 12 | 12 | T - Wedge | H - T5 |  |  |  | Incandescent | 11.6 | 12 | 2000 | 0 | [12 empty] | 1.16 | 2.32 | 3.48 | D:19/32'' L:1 13/32'' |  | 0.59375 | 1.4062 |  |  | N/A | [6 empty] | No |  | No | [30 empty] | 0 | 0 | 0 | 0 | 0 | 0 | 0 | 0 | 0 | 0 | 0 | 785652977701 | 0.6 | 0.6 | 1.4 | 0.006 | 0 | 85 | Yes | 2000 | 10785652977708 | 7 | 13.19 | 18.38 | 12 | 0.982 | Yes |  |  | 12V 12W WEDGE BASE BULB | 12V 12w Clear Wedge Lamp |  | 9777.jpg | 9777.jpg
9787 | 20w 12V MRC11 GU4 Bi-Pin Halogen NSP 10Â° |  | LIGHT BULB | Lx MRC11 / MR16 Lamps | Ambiance Lighting Systems | [9 empty] | 0 | No | 10 | 3000 | 90 | 20 | 12 | 5 - GU4 Bi-Pin | 43 - MRC11 | 10 |  |  | Halogen | 20 | 20 | 2000 | 2 | [12 empty] | 2.4 | 4.8 | 7.2 | D:1 3/8'' H:1'' |  | 1.375 |  |  | 1 | N/A | [6 empty] | No |  | No | [30 empty] | 0 | 0 | 0 | 0 | 0 | 0 | 0 | 0 | 0 | 0 | 0 | 785652978708 | 1.8 | 1.8 | 1.8 | 0.1 | 0.003 | 65 | Yes | 4 | 10785652978705 | 6.4 | 6.3 | 6.4 | 0.4 | 0.149 | Yes |  |  | Halogen Bi-Pin Base Bulb | 12V 20w MRC11 Halogen Lamp |  | 9787.jpg | 9787.jpg
9789 | 20w 12V MRC11 GU4 Bi-Pin Halogen NFL 30Â° |  | LIGHT BULB | Lx MRC11 / MR16 Lamps | Ambiance Lighting Systems | [9 empty] | 0 | No | 30 | 3000 | 90 | 20 | 12 | 5 - GU4 Bi-Pin | 43 - MRC11 | 30 |  |  | Halogen | 20 | 20 | 2000 | 4 | [12 empty] | 2.4 | 4.8 | 7.2 | D:1 3/8'' H:1'' |  | 1.375 |  |  | 1 | Other | [6 empty] | No |  | No | [30 empty] | 0 | 0 | 0 | 0 | 0 | 0 | 0 | 0 | 0 | 0 | 0 | 785652978906 | 1.5 | 1.5 | 1.8 | 0.04 | 0.002 | 60 | Yes | 4 | 10785652978903 | 2.1 | 7.9 | 3.2 | 1.6 | 0.031 | Yes |  |  | Halogen Bi-Pin Base Bulb | 12V 20w MRC11 Halogen Lamp |  | 9789.jpg | 9789.jpg
98041-986 | 2 Light Self-Contained 120V Xenon |  | UNDER CABINET | Self-Contained 120V Xenon | Under Cabinet Lighting | Tinted Aluminum | 986 | [5 empty] | 2 G9 T4 35w |  | 2 | Yes | 840 | 2650 | 90 | 70 | 120 | [6 empty] | 70 | 70 | 2000 | 0 | [12 empty] | 35.4 | 70.8 | 106.2 | L:14'' W:4 5/8'' H:1 1/16'' |  |  | 14 | 4.625 | 1.0625 | Screw(s) | [6 empty] | No |  | No | [30 empty] | 0 | 0 | 0 | 0 | 0 | 0 | 0 | 0 | 0 | 0 | 0 | 785652035517 | 15.5 | 5 | 1.25 | 1.9 | 0.056 | 60 | Yes | 4 | 10785652035514 | 16.5 | 5.5 | 6.5 | 7.9 | 0.341 | Yes | ETL Damp | cETL Damp | Undercabinet Task Light - 2 x 35w 120v Xenon in Aluminum Tinted Finish | Two Light Xenon Undercabinet | Aluminum Extruded Housing,Hi/Lo/Off Dimming Switch. Replaces 98041-962 Fixture can be used with remote dimmers only when switch is set to Hi position | 98041-986.jpg | 98041.jpg
98042-986 | 3 Light Self-Contained 120V Xenon |  | UNDER CABINET | Self-Contained 120V Xenon | Under Cabinet Lighting | Tinted Aluminum | 986 | [5 empty] | 3 G9 T4 35w |  | 3 | Yes | 1260 | 2650 | 90 | 105 | 120 | [6 empty] | 105 | 105 | 2000 | 0 | [12 empty] | 40.7 | 81.4 | 122.1 | L:20'' W:4 5/8'' H:1 1/16'' |  |  | 20 | 4.625 | 1.0625 | Screw(s) | [6 empty] | No |  | No | [30 empty] | 0 | 0 | 0 | 0 | 0 | 0 | 0 | 0 | 0 | 0 | 0 | 785652035524 | 21.5 | 5 | 1.25 | 2.5 | 0.078 | 60 | Yes | 4 | 10785652035521 | 22.5 | 5.75 | 6.5 | 10.6 | 0.487 | Yes | ETL Damp | cETL Damp | Undercabinet Task Light - 3 x 35w 120v Xenon in Aluminum Tinted Finish | Three Light Xenon Undercabinet | Aluminum Extruded Housing,Hi/Lo/Off Dimming Switch. Replaces 98042-962 Fixture can be used with remote dimmers only when switch is set to Hi position | 98042-986.jpg | 98042.jpg
98043-986 | 4 Light Self-Contained 120V Xenon |  | UNDER CABINET | Self-Contained 120V Xenon | Under Cabinet Lighting | Tinted Aluminum | 986 | [5 empty] | 4 G9 T4 35w |  | 4 | Yes | 1680 | 2650 | 90 | 140 | 120 | [6 empty] | 140 | 140 | 2000 | 0 | [12 empty] | 54 | 108 | 162 | L:26'' W:4 5/8'' H:1 1/16'' |  |  | 26 | 4.625 | 1.0625 | Screw(s) | [6 empty] | No |  | No | [30 empty] | 0 | 0 | 0 | 0 | 0 | 0 | 0 | 0 | 0 | 0 | 0 | 785652035531 | 27.5 | 5 | 1.25 | 3.2 | 0.099 | 60 | Yes | 4 | 10785652035538 | 28.25 | 5.75 | 6.5 | 13.5 | 0.611 | Yes | ETL Damp | cETL Damp | Undercabinet Task Light - 4 x 35w 120v Xenon in Aluminum Tinted Finish | Four Light Xenon Undercabinet | Aluminum Extruded Housing,Hi/Lo/Off Dimming Switch. Replaces 98043-962 Fixture can be used with remote dimmers only when switch is set to Hi position | 98043-986.jpg | 98043.jpg
98050-12 | 60w 12V Zero-Load Plug-in Electronic Transformer |  | LOW VOLTAGE SYSTEMS | Transformers | Ambiance Lighting Systems | Black | 12 | [7 empty] | 0 | No | [14 empty] | 0 | [12 empty] | 36.8 | 73.6 | 110.4 | L:3 1/2'' W:1 1/2'' H:1 1/4'' |  |  | 3.5 | 1.5 | 1.25 | [7 empty] | No |  | No | [25 empty] | 120 | Black |  |  | Plug In | 0 | 0 | 0 | 0 | 0 | 0 | 1 | 0 | 0 | 0 | 0 | 785652158766 | 4.75 | 3 | 2 | 0.4 | 0.016 | 65 | Yes | 6 | 10785652158763 | 10.25 | 4.75 | 7.25 | 2.5 | 0.204 | Yes |  | cETL Damp | Plug-in, 12V 60w Zero Load Electronic Transformer, black finish | Plug-in, 12V 60w Zero Load Electronic Transformer, black finish | Plug-in 60W 12VAC Tranformer with 10' output cord that plugs into LED tape light systems | 98050-12.jpg | 98050.jpg
98051-12 | 60w 24V Zero-Load Plug-in Electronic Transformer |  | LOW VOLTAGE SYSTEMS | Transformers | Ambiance Lighting Systems | Black | 12 | [7 empty] | 0 | No | [14 empty] | 0 | [12 empty] | 36.8 | 73.6 | 110.4 | L:3 1/2'' W:1 1/2'' H:1 1/4'' |  |  | 3.5 | 1.5 | 1.25 | [7 empty] | No |  | No | [25 empty] | 120 | Black |  |  | Plug In | 0 | 0 | 0 | 0 | 0 | 0 | 1 | 0 | 0 | 0 | 0 | 785652158773 | 4.75 | 3 | 2 | 0.3 | 0.016 | 85 | Yes | 6 | 10785652158770 | 10 | 4.5 | 7.25 | 2.5 | 0.189 | Yes |  | cETL Damp | Plug-in, 24V 60w Zero Load Electronic Transformer, black finish | Plug-in, 24V 60w Zero Load Electronic Transformer, black finish | Plug-in 60W 24VAC Tranformer with 10' output cord that plugs into LED tape light systems | 98051-12.jpg | 98051.jpg
98054-12 | 15w-60w 12V Hardwire Electronic Transformer | Magnetic transformers are encased in a metal, black powder coated enclosure and potted to minimize noise and vibration. They are listed, thermally protected, and dimmable along with having resettable circuit breakers for short circuit protection. Housings feature an easy-hang bracket, wiring access door and multiple convenience knockouts for line voltage entry. Boost tap included for when transformer is located 20 feet or more from lighting system. | LOW VOLTAGE SYSTEMS | Hardwire Transformers | Ambiance Lighting Systems | Black | 12 | [7 empty] | 0 | No | [14 empty] | 0 | [12 empty] | 29.5 | 59 | 88.5 | L:2 3/4'' W:1 1/2'' H:1 1/8'' |  |  | 2.75 | 1.5 | 1.125 | Screw(s) | [6 empty] | No |  | No | [30 empty] | 0 | 0 | 0 | 0 | 0 | 0 | 0 | 0 | 0 | 0 | 0 | 785652020087 | 6.25 | 1.75 | 1.25 | 0.4 | 0.008 | 60 | Yes | 3 | 10785652020084 | 7 | 4.5 | 2.75 | 1.15 | 0.05 | Yes | UL Dry | cUL Dry | 60w Electronic Transformer | 60w Electronic Transformer | Replaces 9454-12 | 98054-12.jpg | 98054.jpg
98055-15 | 15w-60w 12V Plug-in Electronic Transformer |  | LOW VOLTAGE SYSTEMS | Plug-in Transformers | Ambiance Lighting Systems | White | 15 | [7 empty] | 0 | No | [14 empty] | 0 | [12 empty] | 32.6 | 65.2 | 97.8 | L:2 3/4'' W:1 1/2'' H:1 1/8'' |  |  | 2.75 | 1.5 | 1.125 | N/A | [6 empty] | No |  | No | [25 empty] | 96 | White |  | On/Off Switch |  | 0 | 0 | 0 | 0 | 0 | 0 | 0 | 0 | 0 | 0 | 0 | 785652090165 | 5 | 7.5 | 0.1 | 0.8 | 0.002 | 60 | Yes | 2 | 10785652090162 | 6.5 | 6 | 4 | 1.7 | 0.09 | Yes | UL Dry | cUL Dry | 60W Ambiance Electronic Transformer in White Finish, Plug-In | 12V 15w-60w Plug-in Electronic Transformer | Replaces 94255-15 | 98055-15.jpg | 98055.jpg
98058-12 |  |  | Ambiance Transformer |  | Ambiance Lighting Systems | Black | 12 | [7 empty] | 0 | No | [14 empty] | 0 | [12 empty] | 33.4 | 66.8 | 100.2 | L:5 5/8'' W:2 1/4'' H:1 5/8'' |  |  | 5.625 | 2.25 | 1.625 | N/A | [6 empty] | No |  | No | [25 empty] | 96 |  |  | N/A |  | 0 | 0 | 0 | 0 | 0 | 0 | 0 | 0 | 0 | 0 | 0 | 785652076121 | 6 | 3.5 | 2 | 1.1 | 0.024 |  | Yes | 2 | 10785652076128 | [5 empty] | Yes | UL Dry | cUL Dry | 150w Ambiance Electronic Transformer Plug-In | AMBIANCE | Replaces 94058-12 | 98058-12.jpg | 98058.jpg
98159-12 | 60w-150w 12V Hardwire Electronic Transformer | Magnetic transformers are encased in a metal, black powder coated enclosure and potted to minimize noise and vibration. They are listed, thermally protected, and dimmable along with having resettable circuit breakers for short circuit protection. Housings feature an easy-hang bracket, wiring access door and multiple convenience knockouts for line voltage entry. Boost tap included for when transformer is located 20 feet or more from lighting system. | LOW VOLTAGE SYSTEMS | Hardwire Transformers | Ambiance Lighting Systems | Black | 12 | [7 empty] | 0 | No | [14 empty] | 0 | [12 empty] | 37.9 | 75.8 | 113.7 | L:7 15/16'' W:2'' H:1'' |  |  | 7.9375 | 2 | 1 | Screw(s) | [6 empty] | No |  | No | [30 empty] | 0 | 0 | 0 | 0 | 0 | 0 | 0 | 0 | 0 | 0 | 0 | 785652981517 | 8.5 | 2.25 | 1.5 | 0.7 | 0.017 | 60 | Yes | 2 | 10785652981514 | 8.5 | 3.25 | 4 | 1.5 | 0.064 | Yes |  | cETL Dry | Black Plastic AmbianceTransformer 12v 150watt | AMBIANCE |  | 98159-12.jpg | 98159.jpg
98159-15 | 60w-150w 12V Hardwire Electronic Transformer | Magnetic transformers are encased in a metal, black powder coated enclosure and potted to minimize noise and vibration. They are listed, thermally protected, and dimmable along with having resettable circuit breakers for short circuit protection. Housings feature an easy-hang bracket, wiring access door and multiple convenience knockouts for line voltage entry. Boost tap included for when transformer is located 20 feet or more from lighting system. | LOW VOLTAGE SYSTEMS | Hardwire Transformers | Ambiance Lighting Systems | White | 15 | [7 empty] | 0 | No | [14 empty] | 0 | [12 empty] | 37.9 | 75.8 | 113.7 | L:7 15/16'' W:2'' H:1'' |  |  | 7.9375 | 2 | 1 | Screw(s) | [6 empty] | No |  | No | [26 empty] | White |  |  |  | 0 | 0 | 0 | 0 | 0 | 0 | 0 | 0 | 0 | 0 | 0 | 785652981593 | 8.5 | 2.25 | 1.5 | 0.7 | 0.017 | 60 | Yes | 2 | 10785652981590 | 8.5 | 3.25 | 4 | 1.5 | 0.064 | Yes |  | cETL Dry | White Plastic AmbianceTransformer | 12v In-Lline Transformer Hardwire |  | 98159-15.jpg | 98159.jpg
98175-15 | 120w 12V (2 x 60w) Dual Output Plug-in Electronic Transformer |  | UNDER CABINET | Transformers | Ambiance Lighting Systems | White | 15 | [7 empty] | 0 | No | [14 empty] | 0 | [12 empty] | 46.3 | 92.6 | 138.9 | L:5'' W:3 1/4'' H:1'' |  |  | 5 | 3.25 | 1 | Screw(s) | [6 empty] | No |  | No | [30 empty] | 0 | 0 | 0 | 0 | 0 | 0 | 0 | 0 | 0 | 0 | 0 | 785652034817 | 7.25 | 7 | 2 | 1 | 0.059 | 85 | Yes | 10 | 10785652034814 | 15 | 11 | 8 | 11.4 | 0.764 | Yes | UL Dry | cUL Dry | 60W Low Voltage Electronic Transformer in White Finish, Plug-In | 12V 120w Dual Output Plug-in Transformer | Copy of 98075-15 | 98175-15.jpg | 98175.jpg
9830-12 | Lx Festoon Accent Lampholder-12 |  | LOW VOLTAGE SYSTEMS | Lx Festoon Lampholders | Under Cabinet Lighting | Black | 12 | Polycarbonate | [6 empty] | 0 | No | [14 empty] | 0 | [12 empty] | 3.48 | 6.96 | 10.44 | L:2'' W:3/4'' H:13/16'' |  |  | 2 | 0.75 | 0.8125 | [7 empty] | No |  | No | [30 empty] | 0 | 0 | 0 | 0 | 0 | 0 | 0 | 0 | 0 | 0 | 0 | 785652983023 | 3.18 | 3.18 | 2 | 0.01 | 0.012 | 100 | Yes | 1000 | 10785652983020 | 30.58 | 13.25 | 13.38 | 27.5 | 3.137 | Yes |  | cETL Damp | LX FESTOON ACCENT LAMPHOLDER-12 | Lx Festoon Accent Lampholder-12 |  | 9830-12.jpg | 9830.jpg
9830-15 | Lx Festoon Accent Lampholder-15 |  | LOW VOLTAGE SYSTEMS | Lx Festoon Lampholders | Under Cabinet Lighting | White | 15 | Polycarbonate | [6 empty] | 0 | No | [14 empty] | 0 | [12 empty] | 3.48 | 6.96 | 10.44 | L:2'' W:3/4'' H:13/16'' |  |  | 2 | 0.75 | 0.8125 | [7 empty] | No |  | No | [30 empty] | 0 | 0 | 0 | 0 | 0 | 0 | 0 | 0 | 0 | 0 | 0 | 785652983054 | 3.18 | 3.18 | 1 | 0.01 | 0.006 | 100 | Yes | 1000 | 10785652983051 | 30.58 | 13.25 | 13.38 | 27.05 | 3.137 | Yes |  | cETL Damp | LX FESTOON ACCENT LAMPHOLDER-15 | Lx Festoon Accent Lampholder-15 |  | 9830-15.jpg | 9830.jpg
98331S-15 | Jane100 10 Feet LED Tape 2700K | Jane LED Tape is perfect for a wide range of indoor applications where space is limited. Its low-profile design and flexibility allow for discrete installation in spaces like under cabinets, cove ceilings, toe-kicks, in cabinets, or even drawers. | LOW VOLTAGE SYSTEMS | Jane - LED Tape | Under Cabinet Lighting | White | 15 | [7 empty] | 1 | No | 1000 | 2700 | 90 | 22 | 24 | 19 - Integrated | LED - Array |  | 10 | 100 | LED | 22 | 22 | 50000 | 0 | [12 empty] | 50 | 100 | 150 | L:120'' |  |  | 120 | 0 | 0 | [7 empty] | No |  | No | [30 empty] | 0 | 0 | 0 | 1 | 0 | 0 | 1 | 0 | 0 | 0 | 0 | 785652041280 | 12 | 12 | 1 | 0.2 | 0.083 | 250 | Yes | [9 empty] | cETL Damp | JANE100 10FT LED TAPE 2700K-15 | Jane100 10 Feet LED Tape 2700K |  | 98331S-15.jpg | 98331S.jpg
98334S-15 | Jane100 40 Feet LED Tape 3000K | Jane LED Tape is perfect for a wide range of indoor applications where space is limited. Its low-profile design and flexibility allow for discrete installation in spaces like under cabinets, cove ceilings, toe-kicks, in cabinets, or even drawers. | LOW VOLTAGE SYSTEMS | Jane - LED Tape | Under Cabinet Lighting | White | 15 | [7 empty] | 1 | No | 4000 | 3000 | 90 | 88 | 24 | 19 - Integrated | LED - Array |  | 10 | 100 | LED | 88 | 88 | 50000 | 0 | [12 empty] | 200 | 400 | 600 | L:480'' |  |  | 480 | 0 | 0 | [7 empty] | No |  | No | [30 empty] | 0 | 0 | 0 | 1 | 0 | 0 | 1 | 0 | 0 | 0 | 0 | 785652041310 | 12 | 12 | 0.5 | 0.5 | 0.042 | 85 | Yes | [9 empty] | cETL Damp | JANE100 40FT LED TAPE 3000K-15 | Jane100 40 Feet LED Tape 3000K |  | 98334S-15.jpg | 98334S.jpg
9835-12 | Lx MRC11/MR16 Lampholder |  | LOW VOLTAGE SYSTEMS | Lx MRC11 / MR16 Lampholders | Ambiance Lighting Systems | Black | 12 | [5 empty] | 1 G4/GU4/GZ4 MRC11 20w 12v |  | 1 | No | [14 empty] | 0 | [12 empty] | 10.8 | 21.6 | 32.4 | L:1 3/16'' W:2'' H:2 1/4'' |  |  | 1.1875 | 2 | 2.25 | [7 empty] | No |  | No | [30 empty] | 0 | 0 | 0 | 0 | 0 | 0 | 0 | 1 | 0 | 0 | 0 | 785652983528 | 4 | 3 | 1.25 | 0.05 | 0.009 | 100 | Yes | 10 | 10785652983525 | 5.5 | 5.5 | 4.75 | 0.75 | 0.083 | Yes | UL Damp | cUL Damp | Accent Ambiance-Spot Single Light Black Finish | MRC11 / MR16 Lampholder | Can be used with led as long as transformers minimum load requirements are met or when used with 60W zero load, electronic transformer 96223S | 9835-12.jpg | 9835.jpg
9835-15 | Lx MRC11/MR16 Lampholder |  | LOW VOLTAGE SYSTEMS | Lx MRC11 / MR16 Lampholders | Ambiance Lighting Systems | White | 15 | [5 empty] | 1 G4/GU4/GZ4 MRC11 20w 12v |  | 1 | No | [14 empty] | 0 | [12 empty] | 10.8 | 21.6 | 32.4 | L:1 3/16'' W:2'' H:2 1/4'' |  |  | 1.1875 | 2 | 2.25 | [7 empty] | No |  | No | [30 empty] | 0 | 0 | 0 | 0 | 0 | 0 | 0 | 1 | 0 | 0 | 0 | 785652983559 | 4 | 3.18 | 1.5 | 0.05 | 0.011 | 100 | Yes | 10 | 10785652983556 | 5.5 | 5.38 | 4.5 | 0.75 | 0.077 | Yes | UL Damp | cUL Damp | Accent Ambiance-Spot Single Light White Finish | MRC11 / MR16 Lampholder | Can be used with led as long as transformers minimum load requirements are met or when used with 60W zero load, electronic transformer 96223S | 9835-15.jpg | 9835.jpg
98374-12 | Barn Light Extra Large Cage | The classic Barn Lights are hand crafted in aluminum and coated in a Galvanized or Blacksmith finish. Ideal for large or heavily trafficked outdoor areas that need plenty of downward directed light. The oversized Barn Lights make great accents to any commercial lighting plan or residential garage entry, shed, or patio. To customize your look, a 6" extender is included with every fixture. Also available as Dark Sky with four size options to choose from. | ACCESSORY | Barn Light | Accessories | Black | 12 | [7 empty] | 0 | No | [14 empty] | 0 | [12 empty] | 24.5 | 49 | 73.5 | D:16 3/8'' H:3 1/2'' |  | 16.375 |  |  | 3.5 | Screw(s) | [6 empty] | No |  | No | [30 empty] | 0 | 0 | 0 | 0 | 0 | 0 | 0 | 0 | 0 | 0 | 0 | 785652078897 | 16.75 | 16.25 | 4.2 | 1.6 | 0.662 | 250 | Yes | 10 | 10785652078894 | [7 empty] | cETL Wet | BARN LIGHT XL CAGE-12 | Barn Light Extra Large Cage |  | 98374-12.jpg | 98374.jpg
98374-57 | Barn Light Extra Large Cage | The classic Barn Lights are hand crafted in aluminum and coated in a Galvanized or Blacksmith finish. Ideal for large or heavily trafficked outdoor areas that need plenty of downward directed light. The oversized Barn Lights make great accents to any commercial lighting plan or residential garage entry, shed, or patio. To customize your look, a 6" extender is included with every fixture. Also available as Dark Sky with four size options to choose from. | ACCESSORY | Barn Light | Accessories | Weathered Pewter | 57 | [7 empty] | 0 | No | [14 empty] | 0 | [12 empty] | 24.5 | 49 | 73.5 | D:16 3/8'' H:3 1/2'' |  | 16.375 |  |  | 3.5 | Screw(s) | [6 empty] | No |  | No | [30 empty] | 0 | 0 | 0 | 0 | 0 | 0 | 0 | 0 | 0 | 0 | 0 | 785652078903 | 16.75 | 16.5 | 4.5 | 1.7 | 0.72 | 250 | Yes | 10 | 10785652078900 | [7 empty] | cETL Wet | BARN LIGHT XL CAGE-57 | Barn Light Extra Large Cage |  | 98374-57.jpg | 98374.jpg
98374-71 | Barn Light Extra Large Cage | The classic Barn Lights are hand crafted in aluminum and coated in a Galvanized or Blacksmith finish. Ideal for large or heavily trafficked outdoor areas that need plenty of downward directed light. The oversized Barn Lights make great accents to any commercial lighting plan or residential garage entry, shed, or patio. To customize your look, a 6" extender is included with every fixture. Also available as Dark Sky with four size options to choose from. | ACCESSORY | Barn Light | Accessories | Antique Bronze | 71 | [7 empty] | 0 | No | [14 empty] | 0 | [12 empty] | 24.5 | 49 | 73.5 | D:16 3/8'' H:3 1/2'' |  | 16.375 |  |  | 3.5 | Screw(s) | [6 empty] | No |  | No | [30 empty] | 0 | 0 | 0 | 0 | 0 | 0 | 0 | 0 | 0 | 0 | 0 | 785652078910 | 16.75 | 16.25 | 4.25 | 1.6 | 0.669 | 250 | Yes | 10 | 10785652078917 | [7 empty] | cETL Wet | BARN LIGHT XL CAGE-71 | Barn Light Extra Large Cage |  | 98374-71.jpg | 98374.jpg
98431S-12 | 24V 6" Cove LED Module 2700K 20Â° Beam |  | LOW VOLTAGE SYSTEMS | Lx Apse LED Cove Lighting | Ambiance Lighting Systems | Black | 12 | [7 empty] | 0 | No | 200 | 2700 | 90 | 4.3 | 24 |  |  | 20 | 10 | 100 | LED | 4.3 | 4.3 | 50000 | 0 | [12 empty] | 26 | 52 | 78 | L:6 9/16'' W:1 5/16'' H:1 1/32'' |  |  | 6.5625 | 1.3125 | 1.0312 | [7 empty] | No |  | No | [30 empty] | 0 | 0 | 0 | 0 | 0 | 0 | 1 | 0 | 0 | 0 | 0 | 785652275586 | 7.25 | 1.75 | 1.5 | 0.3 | 0.011 | 65 | Yes | 6 | 10785652275583 | 9.5 | 8.25 | 2.25 | 2.2 | 0.102 | Yes |  |  | 6in LED Cove 2700K 20Â° Beam-Black |  |  | 98431S-12.jpg | 98431S.jpg
98431S-15 | 24V 6" Cove LED Module 2700K 20Â° Beam |  | LOW VOLTAGE SYSTEMS | Lx Apse LED Cove Lighting | Ambiance Lighting Systems | White | 15 | [7 empty] | 0 | No | 200 | 2700 | 90 | 4.3 | 24 |  |  | 20 | 10 | 100 | LED | 4.3 | 4.3 | 50000 | 0 | [12 empty] | 26 | 52 | 78 | L:6 9/16'' W:1 5/16'' H:1 1/32'' |  |  | 6.5625 | 1.3125 | 1.0312 | [7 empty] | No |  | No | [30 empty] | 0 | 0 | 0 | 0 | 0 | 0 | 1 | 0 | 0 | 0 | 0 | 785652275593 | 7.25 | 1.75 | 1.5 | 0.3 | 0.011 | 65 | Yes | 6 | 10785652275590 | 9.75 | 8 | 2.25 | 2.2 | 0.102 | Yes |  |  | 6in LED Cove 2700K 20Â° Beam-White |  |  | 98431S-15.jpg | 98431S.jpg
98432S-12 | 24V 12" Cove LED Module 2700K 20Â° Beam |  | LOW VOLTAGE SYSTEMS | Lx Apse LED Cove Lighting | Ambiance Lighting Systems | Black | 12 | [7 empty] | 0 | No | 400 | 2700 | 90 | 8.1 | 24 |  |  | 20 | 10 | 100 | LED | 8.1 | 8.1 | 50000 | 0 | [12 empty] | 41 | 82 | 123 | L:12 9/16'' W:1 5/16'' H:1 1/32'' |  |  | 12.5625 | 1.3125 | 1.0312 | [7 empty] | No |  | No | [30 empty] | 0 | 0 | 0 | 0 | 0 | 0 | 1 | 0 | 0 | 0 | 0 | 785652275609 | 13.25 | 1.75 | 1.5 | 0.6 | 0.02 | 65 | Yes | 6 | 10785652275606 | 14.5 | 7.75 | 2.25 | 4 | 0.146 | Yes |  |  | 12in LED Cove 2700K 20Â° Beam-Black |  |  | 98432S-12.jpg | 98432S.jpg
98432S-15 | 24V 12" Cove LED Module 2700K 20Â° Beam |  | LOW VOLTAGE SYSTEMS | Lx Apse LED Cove Lighting | Ambiance Lighting Systems | White | 15 | [7 empty] | 0 | No | 400 | 2700 | 90 | 8.1 | 24 |  |  | 20 | 10 | 100 | LED | 8.1 | 8.1 | 50000 | 0 | [12 empty] | 41 | 82 | 123 | L:12 9/16'' W:1 5/16'' H:1 1/32'' |  |  | 12.5625 | 1.3125 | 1.0312 | [7 empty] | No |  | No | [30 empty] | 0 | 0 | 0 | 0 | 0 | 0 | 1 | 0 | 0 | 0 | 0 | 785652275616 | 13.25 | 1.75 | 1.5 | 0.6 | 0.02 | 65 | Yes | 6 | 10785652275613 | 14.5 | 7.75 | 2.25 | 4 | 0.146 | Yes |  |  | 12in LED Cove 2700K 20Â° Beam-White |  |  | 98432S-15.jpg | 98432S.jpg
98436S-12 | 24V 6" Cove LED Module 3000K 20Â° Beam |  | LOW VOLTAGE SYSTEMS | Lx Apse LED Cove Lighting | Ambiance Lighting Systems | Black | 12 | [7 empty] | 0 | No | 200 | 3000 | 90 | 4.3 | 24 |  |  | 20 | 10 | 100 | LED | 4.3 | 4.3 | 50000 | 0 | [12 empty] | 26 | 52 | 78 | L:6 9/16'' W:1 5/16'' H:1 1/32'' |  |  | 6.5625 | 1.3125 | 1.0312 | [7 empty] | No |  | No | [30 empty] | 0 | 0 | 0 | 0 | 0 | 0 | 1 | 0 | 0 | 0 | 0 | 785652275623 | 7.25 | 1.75 | 1.5 | 0.3 | 0.011 | 65 | Yes | 6 | 10785652275620 | 9.5 | 8.25 | 2.25 | 2.2 | 0.102 | Yes |  |  | 6in LED Cove 3000K 20Â° Beam-Black |  |  | 98436S-12.jpg | 98436S.jpg
98436S-15 | 24V 6" Cove LED Module 3000K 20Â° Beam |  | LOW VOLTAGE SYSTEMS | Lx Apse LED Cove Lighting | Ambiance Lighting Systems | White | 15 | [7 empty] | 0 | No | 200 | 3000 | 90 | 4.3 | 24 |  |  | 20 | 10 | 100 | LED | 4.3 | 4.3 | 50000 | 0 | [12 empty] | 26 | 52 | 78 | L:6 9/16'' W:1 5/16'' H:1 1/32'' |  |  | 6.5625 | 1.3125 | 1.0312 | [7 empty] | No |  | No | [30 empty] | 0 | 0 | 0 | 0 | 0 | 0 | 1 | 0 | 0 | 0 | 0 | 785652275630 | 7.25 | 1.75 | 1.5 | 0.3 | 0.011 | 65 | Yes | 6 | 10785652275637 | 9.5 | 8.25 | 2.25 | 2.2 | 0.102 | Yes |  |  | 6in LED Cove 3000K 20Â° Beam-White |  |  | 98436S-15.jpg | 98436S.jpg
98437S-12 | 24V 12" Cove LED Module 3000K 20Â° Beam |  | LOW VOLTAGE SYSTEMS | Lx Apse LED Cove Lighting | Ambiance Lighting Systems | Black | 12 | [7 empty] | 0 | No | 400 | 3000 | 90 | 8.1 | 24 |  |  | 20 | 10 | 100 | LED | 8.1 | 8.1 | 50000 | 0 | [12 empty] | 41 | 82 | 123 | L:12 9/16'' W:1 5/16'' H:1 1/32'' |  |  | 12.5625 | 1.3125 | 1.0312 | [7 empty] | No |  | No | [30 empty] | 0 | 0 | 0 | 0 | 0 | 0 | 1 | 0 | 0 | 0 | 0 | 785652275647 | 13.25 | 1 | 1.75 | 0.6 | 0.013 | 60 | Yes | 6 | 10785652275644 | 14.25 | 9.75 | 2.25 | 4 | 0.181 | Yes |  |  | 12in LED Cove 3000K 20Â° Beam-Black |  |  | 98437S-12.jpg | 98437S.jpg
98437S-15 | 24V 12" Cove LED Module 3000K 20Â° Beam |  | LOW VOLTAGE SYSTEMS | Lx Apse LED Cove Lighting | Ambiance Lighting Systems | White | 15 | [7 empty] | 0 | No | 400 | 3000 | 90 | 8.1 | 24 |  |  | 20 | 10 | 100 | LED | 8.1 | 8.1 | 50000 | 0 | [12 empty] | 41 | 82 | 123 | L:12 9/16'' W:1 5/16'' H:1 1/32'' |  |  | 12.5625 | 1.3125 | 1.0312 | [7 empty] | No |  | No | [30 empty] | 0 | 0 | 0 | 0 | 0 | 0 | 1 | 0 | 0 | 0 | 0 | 785652275654 | 13.25 | 1.75 | 1.5 | 0.6 | 0.02 | 65 | Yes | 6 | 10785652275651 | 14.5 | 9.75 | 2.25 | 4 | 0.184 | Yes |  |  | 12in LED Cove 3000K 20Â° Beam-White |  |  | 98437S-15.jpg | 98437S.jpg
98461S-12 | 24V 6" Cove LED Module 2700K 60Â° Beam |  | LOW VOLTAGE SYSTEMS | Lx Apse LED Cove Lighting | Ambiance Lighting Systems | Black | 12 | [7 empty] | 0 | No | 300 | 2700 | 90 | 4.3 | 24 |  |  | 60 | 10 | 100 | LED | 4.3 | 4.3 | 50000 | 0 | [12 empty] | 26 | 52 | 78 | L:6 9/16'' W:1 5/16'' H:1 1/32'' |  |  | 6.5625 | 1.3125 | 1.0312 | [7 empty] | No |  | No | [30 empty] | 0 | 0 | 0 | 0 | 0 | 0 | 1 | 0 | 0 | 0 | 0 | 785652275661 | 7.25 | 1.75 | 1.5 | 0.4 | 0.011 | 60 | Yes | 6 | 10785652275668 | 9.75 | 8.5 | 2.25 | 2.3 | 0.108 | Yes |  |  | 6in LED Cove 2700K 60Â° Beam-Black |  |  | 98461S-12.jpg | 98461S.jpg
98461S-15 | 24V 6" Cove LED Module 2700K 60Â° Beam |  | LOW VOLTAGE SYSTEMS | Lx Apse LED Cove Lighting | Ambiance Lighting Systems | White | 15 | [7 empty] | 0 | No | 200 | 2700 | 90 | 4.3 | 24 |  |  | 60 | 10 | 100 | LED | 4.3 | 4.3 | 50000 | 0 | [12 empty] | 26 | 52 | 78 | L:6 9/16'' W:1 5/16'' H:1 1/32'' |  |  | 6.5625 | 1.3125 | 1.0312 | [7 empty] | No |  | No | [30 empty] | 0 | 0 | 0 | 1 | 0 | 0 | 1 | 0 | 0 | 0 | 0 | 785652272844 | 7.25 | 1.75 | 1.5 | 0.4 | 0.011 | 60 | Yes | 6 | 10785652272841 | 9.75 | 8.25 | 2.25 | 2.3 | 0.105 | Yes |  |  | 6in LED Cove 2700K 60Â° Beam-White |  |  | 98461S-15.jpg | 98461S.jpg
98462S-12 | 24V 12" Cove LED Module 2700K 60Â° Beam |  | LOW VOLTAGE SYSTEMS | Lx Apse LED Cove Lighting | Ambiance Lighting Systems | Black | 12 | [7 empty] | 0 | No | 400 | 2700 | 90 | 8.1 | 24 |  |  | 60 | 10 | 100 | LED | 8.1 | 8.1 | 50000 | 0 | [12 empty] | 41 | 82 | 123 | L:12 9/16'' W:1 5/16'' H:1 1/32'' |  |  | 12.5625 | 1.3125 | 1.0312 | [7 empty] | No |  | No | [30 empty] | 0 | 0 | 0 | 0 | 0 | 0 | 1 | 0 | 0 | 0 | 0 | 785652275678 | 13.25 | 1.75 | 1.5 | 0.6 | 0.02 | 65 | Yes | 6 | 10785652275675 | 14.5 | 9.75 | 2.25 | 4.1 | 0.184 | Yes |  |  | 12in LED Cove 2700K 60Â° Beam-Black |  |  | 98462S-12.jpg | 98462S.jpg
98462S-15 | 24V 12" Cove LED Module 2700K 60Â° Beam |  | LOW VOLTAGE SYSTEMS | Lx Apse LED Cove Lighting | Ambiance Lighting Systems | White | 15 | [7 empty] | 0 | No | 400 | 2700 | 90 | 8.1 | 24 |  |  | 60 | 10 | 100 | LED | 8.1 | 8.1 | 50000 | 0 | [12 empty] | 41 | 82 | 123 | L:12 9/16'' W:1 5/16'' H:1 1/32'' |  |  | 12.5625 | 1.3125 | 1.0312 | [7 empty] | No |  | No | [30 empty] | 0 | 0 | 0 | 1 | 0 | 0 | 1 | 0 | 0 | 0 | 0 | 785652272868 | 13.25 | 1.75 | 1.5 | 0.6 | 0.02 | 65 | Yes | 6 | 10785652272865 | 14.5 | 9.75 | 2.25 | 4.1 | 0.184 | Yes |  |  | 12in LED Cove 2700K 60Â° Beam-White |  |  | 98462S-15.jpg | 98462S.jpg
98466S-12 | 24V 6" Cove LED Module 3000K 60Â° Beam |  | LOW VOLTAGE SYSTEMS | Lx Apse LED Cove Lighting | Ambiance Lighting Systems | Black | 12 | [7 empty] | 0 | No | 200 | 3000 | 90 | 4.3 | 24 |  |  | 60 | 10 | 100 | LED | 4.3 | 4.3 | 50000 | 0 | [12 empty] | 26 | 52 | 78 | L:6 9/16'' W:1 5/16'' H:1 1/32'' |  |  | 6.5625 | 1.3125 | 1.0312 | [7 empty] | No |  | No | [30 empty] | 0 | 0 | 0 | 0 | 0 | 0 | 1 | 0 | 0 | 0 | 0 | 785652275685 | 7.25 | 1.75 | 1.5 | 0.4 | 0.011 | 60 | Yes | 6 | 10785652275682 | 9.5 | 8.25 | 2.25 | 2.3 | 0.102 | Yes |  |  | 6in LED Cove 3000K 60Â° Beam-Black |  |  | 98466S-12.jpg | 98466S.jpg
98466S-15 | 24V 6" Cove LED Module 3000K 60Â° Beam |  | LOW VOLTAGE SYSTEMS | Lx Apse LED Cove Lighting | Ambiance Lighting Systems | White | 15 | [7 empty] | 0 | No | 200 | 3000 | 90 | 4.3 | 24 |  |  | 60 | 10 | 100 | LED | 4.3 | 4.3 | 50000 | 0 | [12 empty] | 26 | 52 | 78 | L:6 9/16'' W:1 5/16'' H:1 1/32'' |  |  | 6.5625 | 1.3125 | 1.0312 | [7 empty] | No |  | No | [30 empty] | 0 | 0 | 0 | 0 | 0 | 0 | 1 | 0 | 0 | 0 | 0 | 785652272929 | 7.25 | 1.75 | 1.5 | 0.4 | 0.011 | 60 | Yes | 6 | 10785652272926 | 9.5 | 8.25 | 2.25 | 2.3 | 0.102 | Yes |  |  | 6in LED Cove 3000K 60Â° Beam-White |  |  | 98466S-15.jpg | 98466S.jpg
98467S-12 | 24V 12" Cove LED Module 3000K 60Â° Beam |  | LOW VOLTAGE SYSTEMS | Lx Apse LED Cove Lighting | Ambiance Lighting Systems | Black | 12 | [7 empty] | 0 | No | 400 | 3000 | 90 | 8.1 | 24 |  |  | 60 | 10 | 100 | LED | 8.1 | 8.1 | 50000 | 0 | [12 empty] | 41 | 82 | 123 | L:12 9/16'' W:1 5/16'' H:1 1/32'' |  |  | 12.5625 | 1.3125 | 1.0312 | [7 empty] | No |  | No | [30 empty] | 0 | 0 | 0 | 0 | 0 | 0 | 1 | 0 | 0 | 0 | 0 | 785652275692 | 13.25 | 1.75 | 1.5 | 0.6 | 0.02 | 65 | Yes | 6 | 10785652275699 | 14.5 | 9.75 | 2.25 | 4.1 | 0.184 | Yes |  |  | 12in LED Cove 3000K 60Â° Beam-Black |  |  | 98467S-12.jpg | 98467S.jpg
98467S-15 | 24V 12" Cove LED Module 3000K 60Â° Beam |  | LOW VOLTAGE SYSTEMS | Lx Apse LED Cove Lighting | Ambiance Lighting Systems | White | 15 | [7 empty] | 0 | No | 400 | 3000 | 90 | 8.1 | 24 |  |  | 60 | 10 | 100 | LED | 8.1 | 8.1 | 50000 | 0 | [12 empty] | 41 | 82 | 123 | L:12 9/16'' W:1 5/16'' H:1 1/32'' |  |  | 12.5625 | 1.3125 | 1.0312 | [7 empty] | No |  | No | [30 empty] | 0 | 0 | 0 | 0 | 0 | 0 | 1 | 0 | 0 | 0 | 0 | 785652272943 | 13.25 | 1.75 | 1.5 | 0.6 | 0.02 | 65 | Yes | 6 | 10785652272940 | 14.5 | 9.75 | 2.25 | 4.1 | 0.184 | Yes |  |  | 12in LED Cove 3000K 60Â° Beam-White |  |  | 98467S-15.jpg | 98467S.jpg
9858-12 | Xenon Disk 40 Degree Beam |  | UNDER CABINET | Xenon Disks | Under Cabinet Lighting | Black | 12 | [5 empty] | 1 Wedge T5 18w 12v |  | 1 | No | [7 empty] | 40 | [6 empty] | 3 | [12 empty] | 9.75 | 19.5 | 29.25 | D:3 1/8'' H:7/8'' |  | 3.125 |  |  | 0.875 | Dual Mount | [6 empty] | No |  | No | [25 empty] | 80 | Black |  |  |  | 0 | 0 | 0 | 0 | 0 | 0 | 0 | 0 | 0 | 0 | 0 | 785652985812 | 5.5 | 5.5 | 1.25 | 0.25 | 0.022 | 93 | Yes | 100 | 10785652985819 | 30.5 | 12.5 | 12.25 | 25 | 2.703 | Yes |  | cETL Damp | Ambiance Single Disk Light Black Finish | Task Disk Light |  | 9858-12.jpg | 9858.jpg
9858-171 | Xenon Disk 40 Degree Beam |  | UNDER CABINET | Xenon Disks | Under Cabinet Lighting | Painted Antique Bronze | 171 | [5 empty] | 1 Wedge T5 18w 12v |  | 1 | No | [7 empty] | 40 | [6 empty] | 3 | [12 empty] | 9.75 | 19.5 | 29.25 | D:3 1/8'' H:7/8'' |  | 3.125 |  |  | 0.875 | Dual Mount | [6 empty] | No |  | No | [25 empty] | 80 | Black |  |  |  | 0 | 0 | 0 | 0 | 0 | 0 | 0 | 0 | 0 | 0 | 0 | 785652948442 | 6 | 5 | 1.5 | 0.3 | 0.026 | 93 | Yes | 5 | 10785652948449 | 6 | 6 | 6 | 1.4 | 0.125 | Yes |  | cETL Damp | Single Disk Light Painted Antique Bronze Finish | Task Disk Light | Recessed Extension is 7/32" Surface Mounted extension is 7/8" | 9858-171.jpg | 9858.jpg
9858-962 | Xenon Disk 40 Degree Beam |  | UNDER CABINET | Xenon Disks | Under Cabinet Lighting | Brushed Nickel | 962 | [5 empty] | 1 Wedge T5 18w 12v |  | 1 | No | [7 empty] | 40 | [6 empty] | 3 | [12 empty] | 9.75 | 19.5 | 29.25 | D:3 1/8'' H:7/8'' |  | 3.125 |  |  | 0.875 | Dual Mount | [6 empty] | No |  | No | [25 empty] | 80 | Black |  |  |  | 0 | 0 | 0 | 0 | 0 | 0 | 0 | 0 | 0 | 0 | 0 | 785652948435 | 6 | 5 | 1.5 | 0.3 | 0.026 | 93 | Yes | 5 | 10785652948432 | 6 | 6 | 6 | 1.4 | 0.125 | Yes |  | cETL Damp | Single Disk Light Brushed Nickel Finish | Task Disk Light | Recessed Extension is 7/32" | 9858-962.jpg | 9858.jpg
98593SW-15 | 12" Self-Contained 120V LED 2700K | Ambiance Self-Contained 120V LED Lighting easily conceals under cabinets and in other areas where you need task lighting. They are available in a white finish in both 12 and 18 inch lengths and color temperatures of 2700°K or 3000°K. Their high lumen output is coupled with uniform distribution thanks to a tightly clustered array of 30-45 premium LED chip packages. The on-board power supply is dimmable down to 15% with electronic low voltage (ELV) and standard TRIAC dimmers. Multiple knockouts are provided along with a conduit adapter for easy link-ability and wiring for power. | UNDER CABINET | Self-Contained 120V LED Lighting | Under Cabinet Lighting | White | 15 | [7 empty] | 0 | No | 545 | 2700 | 80 | 8.5 | 120 | [6 empty] | 8.5 | 8.5 | 50000 | 0 | [12 empty] | 65 | 130 | 195 | L:12'' W:3 1/2'' H:1'' |  |  | 12 | 3.5 | 1 | [7 empty] | No |  | No | [29 empty] | Hardwired | 0 | 0 | 0 | 0 | 0 | 0 | 1 | 0 | 0 | 0 | 0 | 785652218736 | 13.25 | 3.8 | 1.5 | 1.3 | 0.044 | 65 | Yes | 10 | 10785652218733 | 14.5 | 13.75 | 4.75 | 13.6 | 0.548 | Yes |  | cETL Damp | 120V 12"L Dimmable LED task light, 2700K CCT, direct wire, white finish | 120V 12"L Dimmable LED task light, 2700K CCT, direct wire, white finish | 30 integrated LEDs Acrylic Diffuser | 98595SW-15.jpg | 98593SW.jpg
98593SW-171 | 12" Self-Contained 120V LED 2700K | Ambiance Self-Contained 120V LED Lighting easily conceals under cabinets and in other areas where you need task lighting. They are available in a white finish in both 12 and 18 inch lengths and color temperatures of 2700°K or 3000°K. Their high lumen output is coupled with uniform distribution thanks to a tightly clustered array of 30-45 premium LED chip packages. The on-board power supply is dimmable down to 15% with electronic low voltage (ELV) and standard TRIAC dimmers. Multiple knockouts are provided along with a conduit adapter for easy link-ability and wiring for power. | UNDER CABINET | Self-Contained 120V LED Lighting | Under Cabinet Lighting | Painted Antique Bronze | 171 | [7 empty] | 0 | No | 545 | 2700 | 80 | 8.5 | 120 | [6 empty] | 8.5 | 8.5 | 50000 | 0 | [12 empty] | 65 | 130 | 195 | L:12'' W:3 1/2'' H:1'' |  |  | 12 | 3.5 | 1 | [7 empty] | No |  | No | [29 empty] | Hardwired | 0 | 0 | 0 | 0 | 0 | 0 | 1 | 0 | 0 | 0 | 0 | 785652238710 | 13.25 | 3.8 | 1.5 | 1.3 | 0.044 | 65 | Yes | 10 | 10785652238717 | 14.5 | 13.75 | 4.75 | 13.6 | 0.548 | Yes |  | cETL Damp | 12" Self-Contained 120V LED 2700K | 120V 12"L Dimmable LED task light, 2700K CCT, direct wire, antique bronze finish |  | 98593SW-171.jpg | 98593SW.jpg
98594SW-15 | 18" Self-Contained 120V LED 2700K | Ambiance Self-Contained 120V LED Lighting easily conceals under cabinets and in other areas where you need task lighting. They are available in a white finish in both 12 and 18 inch lengths and color temperatures of 2700°K or 3000°K. Their high lumen output is coupled with uniform distribution thanks to a tightly clustered array of 30-45 premium LED chip packages. The on-board power supply is dimmable down to 15% with electronic low voltage (ELV) and standard TRIAC dimmers. Multiple knockouts are provided along with a conduit adapter for easy link-ability and wiring for power. | UNDER CABINET | Self-Contained 120V LED Lighting | Under Cabinet Lighting | White | 15 | [7 empty] | 0 | No | 817 | 2700 | 80 | 12.75 | 120 | [6 empty] | 12.75 | 12.75 | 50000 | 0 | [12 empty] | 83 | 166 | 249 | L:18'' W:3 1/2'' H:1'' |  |  | 18 | 3.5 | 1 | [7 empty] | No |  | No | [29 empty] | Hardwired | 0 | 0 | 0 | 0 | 0 | 0 | 1 | 0 | 0 | 0 | 0 | 785652218767 | 19.25 | 3.8 | 1.5 | 1.8 | 0.063 | 65 | Yes | 10 | 10785652218764 | 20 | 15 | 4.75 | 19.1 | 0.825 | Yes |  | cETL Damp | 120V 18"L Dimmable LED task light 2700K CCT, direct wire, white finish | 120V 18"L Dimmable LED task light 2700K CCT, direct wire, white finish | 45 integrated LEDs Acrylic Diffuser | 98595SW-15.jpg | 98594SW.jpg
98594SW-171 | 18" Self-Contained 120V LED 2700K | Ambiance Self-Contained 120V LED Lighting easily conceals under cabinets and in other areas where you need task lighting. They are available in a white finish in both 12 and 18 inch lengths and color temperatures of 2700°K or 3000°K. Their high lumen output is coupled with uniform distribution thanks to a tightly clustered array of 30-45 premium LED chip packages. The on-board power supply is dimmable down to 15% with electronic low voltage (ELV) and standard TRIAC dimmers. Multiple knockouts are provided along with a conduit adapter for easy link-ability and wiring for power. | UNDER CABINET | Self-Contained 120V LED Lighting | Under Cabinet Lighting | Painted Antique Bronze | 171 | [7 empty] | 0 | No | 817 | 2700 | 80 | 12.75 | 120 | [6 empty] | 12.75 | 12.75 | 50000 | 0 | [12 empty] | 83 | 166 | 249 | L:18'' W:3 1/2'' H:1'' |  |  | 18 | 3.5 | 1 | [7 empty] | No |  | No | [29 empty] | Hardwired | 0 | 0 | 0 | 0 | 0 | 0 | 1 | 0 | 0 | 0 | 0 | 785652238734 | 19.25 | 3.8 | 1.5 | 1.8 | 0.063 | 65 | Yes | 10 | 10785652238731 | 20 | 15 | 4.75 | 19.1 | 0.825 | Yes |  | cETL Damp | 18" Self Contained 120V LED 2700K | 120V 18"L Dimmable LED task light 2700K CCT, direct wire, antique bronze finish |  | 98594SW-171.jpg | 98594SW.jpg
98595SW-15 | 12" Self-Contained 120V LED 3000K | Ambiance Self-Contained 120V LED Lighting easily conceals under cabinets and in other areas where you need task lighting. They are available in a white finish in both 12 and 18 inch lengths and color temperatures of 2700°K or 3000°K. Their high lumen output is coupled with uniform distribution thanks to a tightly clustered array of 30-45 premium LED chip packages. The on-board power supply is dimmable down to 15% with electronic low voltage (ELV) and standard TRIAC dimmers. Multiple knockouts are provided along with a conduit adapter for easy link-ability and wiring for power. | UNDER CABINET | Self-Contained 120V LED Lighting | Under Cabinet Lighting | White | 15 | [7 empty] | 0 | No | 545 | 3000 | 80 | 8.5 | 120 | [6 empty] | 8.5 | 8.5 | 50000 | 0 | [12 empty] | 65 | 130 | 195 | L:12'' W:3 1/2'' H:1'' |  |  | 12 | 3.5 | 1 | [7 empty] | No |  | No | [29 empty] | Hardwired | 0 | 0 | 0 | 0 | 0 | 0 | 1 | 0 | 0 | 0 | 0 | 785652212147 | 13.25 | 3.8 | 1.5 | 1.3 | 0.044 | 65 | Yes | 10 | 10785652212144 | 14.5 | 13.75 | 4.75 | 13.6 | 0.548 | Yes |  | cETL Damp | 120V 12"L Dimmable LED task light, direct wire, white finish | 120V 12"L Dimmable LED task light, direct wire, white finish | 30 integrated LEDs Acrylic Diffuser | 98595SW-15.jpg | 98595SW.jpg
98595SW-171 | 12" Self-Contained 120V LED 3000K | Ambiance Self-Contained 120V LED Lighting easily conceals under cabinets and in other areas where you need task lighting. They are available in a white finish in both 12 and 18 inch lengths and color temperatures of 2700°K or 3000°K. Their high lumen output is coupled with uniform distribution thanks to a tightly clustered array of 30-45 premium LED chip packages. The on-board power supply is dimmable down to 15% with electronic low voltage (ELV) and standard TRIAC dimmers. Multiple knockouts are provided along with a conduit adapter for easy link-ability and wiring for power. | UNDER CABINET | Self-Contained 120V LED Lighting | Under Cabinet Lighting | Painted Antique Bronze | 171 | [7 empty] | 0 | No | 545 | 3000 | 80 | 8.5 | 120 | [6 empty] | 8.5 | 8.5 | 50000 | 0 | [12 empty] | 65 | 130 | 195 | L:12'' W:3 1/2'' H:1'' |  |  | 12 | 3.5 | 1 | [7 empty] | No |  | No | [29 empty] | Hardwired | 0 | 0 | 0 | 0 | 0 | 0 | 1 | 0 | 0 | 0 | 0 | 785652238758 | 13.25 | 3.8 | 1.5 | 1.3 | 0.044 | 65 | Yes | 10 | 10785652238755 | 14.5 | 13.75 | 4.75 | 13.6 | 0.548 | Yes |  | cETL Damp | 12" Self-Contained 120V LED 3000K | 120V 12"L Dimmable LED task light, direct wire, antique bronze finish |  | 98595SW-171.jpg | 98595SW.jpg
98596SW-15 | 18" Self-Contained 120V LED 3000K | Ambiance Self-Contained 120V LED Lighting easily conceals under cabinets and in other areas where you need task lighting. They are available in a white finish in both 12 and 18 inch lengths and color temperatures of 2700°K or 3000°K. Their high lumen output is coupled with uniform distribution thanks to a tightly clustered array of 30-45 premium LED chip packages. The on-board power supply is dimmable down to 15% with electronic low voltage (ELV) and standard TRIAC dimmers. Multiple knockouts are provided along with a conduit adapter for easy link-ability and wiring for power. | UNDER CABINET | Self-Contained 120V LED Lighting | Under Cabinet Lighting | White | 15 | [7 empty] | 0 | No | 817 | 3000 | 80 | 12.75 | 120 | [6 empty] | 12.75 | 12.75 | 50000 | 0 | [12 empty] | 83 | 166 | 249 | L:18'' W:3 1/2'' H:1'' |  |  | 18 | 3.5 | 1 | [7 empty] | No |  | No | [29 empty] | Hardwired | 0 | 0 | 0 | 0 | 0 | 0 | 1 | 0 | 0 | 0 | 0 | 785652212178 | 19.25 | 3.8 | 1.5 | 1.8 | 0.063 | 65 | Yes | 10 | 10785652212175 | 20 | 15 | 4.75 | 19.1 | 0.825 | Yes |  | cETL Damp | 120V 18"L Dimmable LED task light, direct wire, white finish | 120V 18"L Dimmable LED task light, direct wire, white finish | 45 integrated LEDs Acrylic Diffuser | 98595SW-15.jpg | 98596SW.jpg
98596SW-171 | 18" Self-Contained 120V LED 3000K | Ambiance Self-Contained 120V LED Lighting easily conceals under cabinets and in other areas where you need task lighting. They are available in a white finish in both 12 and 18 inch lengths and color temperatures of 2700°K or 3000°K. Their high lumen output is coupled with uniform distribution thanks to a tightly clustered array of 30-45 premium LED chip packages. The on-board power supply is dimmable down to 15% with electronic low voltage (ELV) and standard TRIAC dimmers. Multiple knockouts are provided along with a conduit adapter for easy link-ability and wiring for power. | UNDER CABINET | Self-Contained 120V LED Lighting | Under Cabinet Lighting | Painted Antique Bronze | 171 | [7 empty] | 0 | No | 817 | 3000 | 80 | 12.75 | 120 | [6 empty] | 12.75 | 12.75 | 50000 | 0 | [12 empty] | 83 | 166 | 249 | L:18'' W:3 1/2'' H:1'' |  |  | 18 | 3.5 | 1 | [7 empty] | No |  | No | [29 empty] | Hardwired | 0 | 0 | 0 | 0 | 0 | 0 | 1 | 0 | 0 | 0 | 0 | 785652238772 | 19.25 | 3.8 | 1.5 | 1.8 | 0.063 | 65 | Yes | 10 | 10785652238779 | 20 | 15 | 4.75 | 19.1 | 0.825 | Yes |  | cETL Damp | 18" Self-Contained 120V LED 3000K | 120V 18"L Dimmable LED task light, direct wire, antique bronze finish |  | 98596SW-171.jpg | 98596SW.jpg
98600SW-15 | 7" Self-Contained 24V DC LED 3000K |  | UNDER CABINET | Self-Contained 24V DC LED | Under Cabinet Lighting | White | 15 |  |  |  |  | Frosted Acrylic |  |  | 0 | No | 180 | 3000 | 85 | 4.5 | 24 | [6 empty] | 5.2 | 4.5 | 40000 | 0 | [12 empty] | 53.56 | 107.12 | 160.68 | L:7'' W:3'' H:9/16'' |  |  | 7 | 3 | 0.5625 | Screw(s) | [6 empty] | No |  | No | [28 empty] | On/Off Switch |  | 0 | 0 | 0 | 0 | 0 | 0 | 1 | 0 | 0 | 0 | 0 | 785652032578 | 7.5 | 3.25 | 1 | 0.3 | 0.014 | 65 | Yes | 4 | 10785652032575 | 8.5 | 4 | 3.75 | 1.4 | 0.074 | Yes | ETL Damp | cETL Damp | 7" LED Undercabinet, white finish, 3000K | 7" LED Undercabinet, white finish, 3000K | "Aluminum Extruded Housing On/Off Dimming Switch" CCT: 3000K CRI: 85 | 98600SW-15.jpg | 98600SW.jpg
98600SW-986 | 7" Self-Contained 24V DC LED 3000K |  | UNDER CABINET | Self-Contained 24V DC LED | Under Cabinet Lighting | Tinted Aluminum | 986 |  |  |  |  | Frosted Acrylic |  |  | 0 | No | 180 | 3000 | 85 | 4.5 | 24 | [6 empty] | 5.2 | 4.5 | 40000 | 0 | [12 empty] | 53.56 | 107.12 | 160.68 | L:7'' W:3'' H:9/16'' |  |  | 7 | 3 | 0.5625 | Screw(s) | [6 empty] | No |  | No | [28 empty] | On/Off Switch |  | 0 | 0 | 0 | 0 | 0 | 0 | 1 | 0 | 0 | 0 | 0 | 785652035548 | 7.5 | 3.25 | 1 | 0.3 | 0.014 | 65 | Yes | 4 | 10785652035545 | 8.5 | 4 | 3.75 | 1.4 | 0.074 | Yes | ETL Damp | cETL Damp | 7" LED Undercabinet, tinted aluminum finish, 3000K | 7" LED Undercabinet, tinted aluminum finish, 3000K | Aluminum Extruded Housing,Hi/Lo/Off Dimming Switch. Replaces 98600SW-962 | 98600SW-986.jpg | 98600SW.jpg
98601SW-15 | 13" Self-Contained 24V DC LED 3000K |  | UNDER CABINET | Self-Contained 24V DC LED | Under Cabinet Lighting | White | 15 |  |  |  |  | Frosted Acrylic |  |  | 0 | No | 360 | 3000 | 85 | 8 | 24 | [6 empty] | 8.8 | 8 | 40000 | 0 | [12 empty] | 66.95 | 133.9 | 200.85 | L:13'' W:3'' H:9/16'' |  |  | 13 | 3 | 0.5625 | Screw(s) | [6 empty] | No |  | No | [28 empty] | On/Off Switch |  | 0 | 0 | 0 | 0 | 0 | 0 | 1 | 0 | 0 | 0 | 0 | 785652032608 | 13.5 | 3.25 | 1 | 0.6 | 0.025 | 65 | Yes | 4 | 10785652032605 | 14.25 | 4 | 3.75 | 2.5 | 0.124 | Yes | ETL Damp | cETL Damp | 13" LED Undercabinet white finish, 3000K | 13" LED Undercabinet white finish, 3000K | "Aluminum Extruded Housing On/Off Dimming Switch" | 98601SW-15.jpg | 98601SW.jpg
98601SW-986 | 13" Self-Contained 24V DC LED 3000K |  | UNDER CABINET | Self-Contained 24V DC LED | Under Cabinet Lighting | Tinted Aluminum | 986 |  |  |  |  | Frosted Acrylic |  |  | 0 | No | 360 | 3000 | 85 | 8 | 24 | [6 empty] | 8.8 | 8 | 40000 | 0 | [12 empty] | 66.95 | 133.9 | 200.85 | L:13'' W:3'' H:9/16'' |  |  | 13 | 3 | 0.5625 | Screw(s) | [6 empty] | No |  | No | [28 empty] | On/Off Switch |  | 0 | 0 | 0 | 0 | 0 | 0 | 1 | 0 | 0 | 0 | 0 | 785652035555 | 13.5 | 3.25 | 1 | 0.6 | 0.025 | 65 | Yes | 4 | 10785652035552 | 14.25 | 4 | 3.75 | 2.5 | 0.124 | Yes | ETL Damp | cETL Damp | 13" LED Undercabinet, tinted aluminum finish, 3000K | 13" LED Undercabinet, tinted aluminum finish, 3000K | Aluminum Extruded Housing,Hi/Lo/Off Dimming Switch. Replaces 98601SW-962 | 98601SW-986.jpg | 98601SW.jpg
98602SW-15 | 19" Self-Contained 24V DC LED 3000K |  | UNDER CABINET | Self-Contained 24V DC LED | Under Cabinet Lighting | White | 15 |  |  |  |  | Frosted Acrylic |  |  | 0 | No | 550 | 3000 | 85 | 12 | 24 | [6 empty] | 13.9 | 12 | 40000 | 0 | [12 empty] | 99.91 | 199.82 | 299.73 | L:19'' W:3'' H:9/16'' |  |  | 19 | 3 | 0.5625 | Screw(s) | [6 empty] | No |  | No | [28 empty] | On/Off Switch |  | 0 | 0 | 0 | 0 | 0 | 0 | 1 | 0 | 0 | 0 | 0 | 785652032639 | 19.5 | 3.25 | 1 | 0.8 | 0.037 | 65 | Yes | 4 | 10785652032636 | 20.25 | 4 | 3.75 | 3.5 | 0.176 | Yes | ETL Damp | cETL Damp | Undercabinet Task Light - LED in White | 19" LED Undercabinet Warm White | "Aluminum Extruded Housing On/Off Dimming Switch" | 98602SW-15.jpg | 98602SW.jpg
98602SW-787 | 19" Self-Contained 24V DC LED 3000K |  | UNDER CABINET | Self-Contained 24V DC LED | Under Cabinet Lighting | Plated Bronze | 787 |  |  |  |  | Frosted Acrylic |  |  | 0 | No | 550 | 3000 | 85 | 12 | 24 | [6 empty] | 13.9 | 12 | 40000 | 0 | [12 empty] | 99.91 | 199.82 | 299.73 | L:19'' W:3'' H:9/16'' |  |  | 19 | 3 | 0.5625 | Screw(s) | [6 empty] | No |  | No | [28 empty] | On/Off Switch |  | 0 | 0 | 0 | 0 | 0 | 0 | 1 | 0 | 0 | 0 | 0 | 785652032653 | 19.5 | 3.25 | 1 | 0.8 | 0.037 | 65 | Yes | 4 | 10785652032650 | 20.25 | 4 | 3.75 | 3.5 | 0.176 | Yes | ETL Damp | cETL Damp | Undercabinet Task Light - LED in Plated Bronze | LED Undercabinet19" LED Undercabinet Warm White | "Aluminum Extruded Housing On/Off Dimming Switch" | 98602SW-787.jpg | 98602SW.jpg
98602SW-986 | 19" Self-Contained 24V DC LED 3000K |  | UNDER CABINET | Self-Contained 24V DC LED | Under Cabinet Lighting | Tinted Aluminum | 986 |  |  |  |  | Frosted Acrylic |  |  | 0 | No | 550 | 3000 | 85 | 12 | 24 | [6 empty] | 13.9 | 12 | 40000 | 0 | [12 empty] | 99.94 | 199.88 | 299.82 | L:19'' W:3'' H:9/16'' |  |  | 19 | 3 | 0.5625 | Screw(s) | [6 empty] | No |  | No | [28 empty] | On/Off Switch |  | 0 | 0 | 0 | 0 | 0 | 0 | 1 | 0 | 0 | 0 | 0 | 785652035562 | 19.5 | 3.25 | 1 | 0.8 | 0.037 | 65 | Yes | 4 | 10785652035569 | 20.25 | 4 | 3.75 | 3.5 | 0.176 | Yes | ETL Damp | cETL Damp | Undercabinet Task Light - LED in Aluminum Tinted Finish | 19" LED Undercabinet Warm White | Aluminum Extruded Housing,Hi/Lo/Off Dimming Switch. Replaces 98602SW-962 | 98602SW-986.jpg | 98602SW.jpg
98606SW-12 | 12V 1' LED Tape Strip 3000K |  | LOW VOLTAGE SYSTEMS | 12V LED Tape Strips | Ambiance Lighting Systems | Black | 12 | [7 empty] | 0 | No | 150 | 3000 | 85 | 3 | 12 | [6 empty] | 3 | 3 | 50000 | 0 | [12 empty] | 10 | 20 | 30 | L:12'' W:3/8'' H:1/8'' |  |  | 12 | 0.375 | 0.125 | [7 empty] | No |  | No | [30 empty] | 0 | 0 | 0 | 0 | 0 | 0 | 1 | 0 | 0 | 0 | 0 | 785652158742 | 13.78 | 1.5 | 0.75 | 0.1 | 0.009 | 85 | Yes | 10 | 10785652158749 | 14.25 | 4 | 1.75 | 0.8 | 0.058 | Yes |  | cETL Damp | 12V LED strip lighting, 12 inch section, black face, 3000K 85 CRI | 12V LED strip lighting, 12 inch section, black face, 3000K 85 CRI | 12V LED Tape light, 2"L section, 3/8"W x 1/8"H, 12VAC, black face 3000K, 2LEDs, male and female ends, wattage draws is 3 to 3.14 watts per foot | 98606SW-12.jpg | 98605SW.jpg
9862 | Lx Track Mounting Screws |  | LOW VOLTAGE SYSTEMS | Lx Components | Under Cabinet Lighting |  |  | Metal | [6 empty] | 0 | No | [14 empty] | 0 | [12 empty] | 5.1 | 10.2 | 15.3 | L:3/8'' | 0.08 |  | 0.375 | [9 empty] | No |  | No | [30 empty] | 0 | 0 | 0 | 0 | 0 | 0 | 0 | 0 | 0 | 0 | 0 | 785652986208 | 2.75 | 1.75 | 1 | 0.1 | 0.003 | 60 | Yes | 180 | 10785652986205 | 12.5 | 12 | 14 | 16.3 | 1.215 | Yes |  |  | TRACK MOUNTING SCREWS 50 PACK | Lx Track Mounting Screws |  | 9862.jpg | 9862.jpg
98620S-12 | 60w 24V DC LED Hardwire Transformer |  | UNDER CABINET | DC Power Supply and Controls | Ambiance Lighting Systems | Black | 12 | [7 empty] | 0 | No | [14 empty] | 0 | [12 empty] | 45.36 | 90.72 | 136.08 | L:6 3/4'' W:3'' H:1 3/8'' |  |  | 6.75 | 3 | 1.375 | Screw(s) | [6 empty] | No |  | No | [30 empty] | 0 | 0 | 0 | 0 | 0 | 0 | 0 | 0 | 0 | 0 | 0 | 785652032660 | 7.5 | 3.5 | 1.5 | 1.6 | 0.023 | 60 | Yes | 20 | 10785652032667 | 17.5 | 8 | 8 | 32.3 | 0.648 | Yes | UL Damp | cUL Damp | 60w LED Power Supply, black finish input 120/277, output 24VDC | 60w LED Power Supply, black finish input 120/277, output 24VDC | Use with LED task lights 98600SW, 98601SW or 98602SW. Direct wire using the integral wiring compartment Input side. The 24VDC side has a connector port that accepts LED task linking cords. Connect the first LED task light to the power supply with LED linking cords 98627S, 98628S, 98629S or 98630S (sold seperately) | 98620S-12.jpg | 98620S.jpg
98620S-15 | 60w 24V DC LED Hardwire Transformer |  | UNDER CABINET | DC Power Supply and Controls | Ambiance Lighting Systems | White | 15 | [7 empty] | 0 | No | [14 empty] | 0 | [12 empty] | 45.36 | 90.72 | 136.08 | L:6 3/4'' W:3'' H:1 3/8'' |  |  | 6.75 | 3 | 1.375 | Screw(s) | [6 empty] | No |  | No | [30 empty] | 0 | 0 | 0 | 0 | 0 | 0 | 0 | 0 | 0 | 0 | 0 | 785652032677 | 7.5 | 3.5 | 1.5 | 1.6 | 0.023 | 60 | Yes | 20 | 10785652032674 | 17.5 | 8 | 8 | 32.3 | 0.648 | Yes | UL Damp | cUL Damp | 60w LED Power Supply, White finish input 120/277, output 24VDC | 60w LED Power Supply, White finish input 120/277, output 24VDC |  | 98620S-15.jpg | 98620S.jpg
98622S-12 | 24V DC Four-Step Master Dimming Switch |  | UNDER CABINET | DC Power Supply and Controls | Under Cabinet Lighting | Black | 12 | [7 empty] | 0 | No | [14 empty] | 0 | [12 empty] | 26.78 | 53.56 | 80.34 | L:2 7/8'' W:2 3/32'' H:17/32'' |  |  | 2.875 | 2.0938 | 0.53125 | Screw(s) | [6 empty] | No |  | No | [30 empty] | 0 | 0 | 0 | 0 | 0 | 0 | 1 | 0 | 0 | 0 | 0 | 785652032707 | 3.5 | 2.5 | 1.75 | 0.1 | 0.009 | 100 | Yes | 20 | 10785652032704 | 9 | 5.5 | 7.5 | 2.2 | 0.215 | Yes | ETL Damp | cETL Damp | Master 4-Step Dimming Switch - LED Task in Black | Master Dimming Switch - 4-Step |  | 98622S-12.jpg | 98622S.jpg
98622S-15 | 24V DC Four-Step Master Dimming Switch |  | UNDER CABINET | DC Power Supply and Controls | Under Cabinet Lighting | White | 15 | [7 empty] | 0 | No | [14 empty] | 0 | [12 empty] | 26.78 | 53.56 | 80.34 | L:2 7/8'' W:2 3/32'' H:17/32'' |  |  | 2.875 | 2.0938 | 0.53125 | Screw(s) | [6 empty] | No |  | No | [30 empty] | 0 | 0 | 0 | 0 | 0 | 0 | 1 | 0 | 0 | 0 | 0 | 785652032714 | 3.5 | 2.5 | 1.75 | 0.1 | 0.009 | 100 | Yes | 20 | 10785652032711 | 9 | 5.5 | 7.5 | 2.2 | 0.215 | Yes | ETL Damp | cETL Damp | Master 4-Step Dimming Switch - LED Task in White | Master Dimming Switch - 4-Step |  | 98622S-15.jpg | 98622S.jpg
98627S-12 | 6" 24V DC Connector Cord |  | UNDER CABINET | Connectors and Clips | Under Cabinet Lighting | Black | 12 | [7 empty] | 0 | No | [14 empty] | 0 | [12 empty] | 3.2 | 6.4 | 9.6 | L:6'' |  |  | 6 | [9 empty] | No |  | No | [30 empty] | 0 | 0 | 0 | 0 | 0 | 0 | 1 | 0 | 0 | 0 | 0 | 785652039072 | 3 | 2 | 1.75 | 0.01 | 0.006 | 125 | Yes | 6 | 10785652039079 | 5.5 | 4.75 | 4 | 0.4 | 0.06 | Yes |  | cETL Damp | LED Task 6" Connector Cord in Black Finish | 6" Connector Cord |  | 98627S-12.jpg | 98627S.jpg
98627S-15 | 6" 24V DC Connector Cord |  | UNDER CABINET | Connectors and Clips | Under Cabinet Lighting | White | 15 | [7 empty] | 0 | No | [14 empty] | 0 | [12 empty] | 3.2 | 6.4 | 9.6 | L:6'' |  |  | 6 | [9 empty] | No |  | No | [30 empty] | 0 | 0 | 0 | 0 | 0 | 0 | 1 | 0 | 0 | 0 | 0 | 785652039089 | 3 | 2 | 1.75 | 0.01 | 0.006 | 125 | Yes | 6 | 10785652039086 | 5.5 | 4.75 | 4 | 0.4 | 0.06 | Yes |  | cETL Damp | LED Task 6" Connector Cord in White Finish | 6" Connector Cord |  | 98627S-15.jpg | 98627S.jpg
98628S-12 | 12" 24V DC Connector Cord |  | UNDER CABINET | Connectors and Clips | Under Cabinet Lighting | Black | 12 | [7 empty] | 0 | No | [14 empty] | 0 | [12 empty] | 4.3 | 8.6 | 12.9 | L:12'' |  |  | 12 | [9 empty] | No |  | No | [30 empty] | 0 | 0 | 0 | 0 | 0 | 0 | 1 | 0 | 0 | 0 | 0 | 785652039102 | 3 | 2 | 1.75 | 0.01 | 0.006 | 125 | Yes | 6 | 10785652039109 | 5.5 | 4.5 | 3.75 | 0.4 | 0.054 | Yes |  | cETL Damp | LED Task 12" Connector Cord in Black Finish | 12" Connector Cord |  | 98628S-12.jpg | 98627S.jpg
98628S-15 | 12" 24V DC Connector Cord |  | UNDER CABINET | Connectors and Clips | Under Cabinet Lighting | White | 15 | [7 empty] | 0 | No | [14 empty] | 0 | [12 empty] | 4.3 | 8.6 | 12.9 | L:12'' |  |  | 12 | [9 empty] | No |  | No | [30 empty] | 0 | 0 | 0 | 0 | 0 | 0 | 1 | 0 | 0 | 0 | 0 | 785652039096 | 3 | 2 | 1.75 | 0.01 | 0.006 | 125 | Yes | 6 | 10785652039093 | 5.5 | 4.5 | 3.75 | 0.4 | 0.054 | Yes |  | cETL Damp | LED Task 12" Connector Cord in White Finish | 12" Connector Cord |  | 98628S-15.jpg | 98627S.jpg
98629S-12 | 18" 24V DC Connector Cord |  | UNDER CABINET | Connectors and Clips | Under Cabinet Lighting | Black | 12 | [7 empty] | 0 | No | [14 empty] | 0 | [12 empty] | 5.3 | 10.6 | 15.9 | L:18'' |  |  | 18 | [9 empty] | No |  | No | [30 empty] | 0 | 0 | 0 | 0 | 0 | 0 | 1 | 0 | 0 | 0 | 0 | 785652039119 | 3 | 2 | 1.75 | 0.01 | 0.006 | 125 | Yes | 6 | 10785652039116 | 5.5 | 4.5 | 3.75 | 0.4 | 0.054 | Yes |  | cETL Damp | LED Task 18" Connector Cord in Black Finish | 18" Connector Cord |  | 98629S-12.jpg | 98629S.jpg
98629S-15 | 18" 24V DC Connector Cord |  | UNDER CABINET | Connectors and Clips | Under Cabinet Lighting | White | 15 | [7 empty] | 0 | No | [14 empty] | 0 | [12 empty] | 5.3 | 10.6 | 15.9 | L:18'' |  |  | 18 | [9 empty] | No |  | No | [30 empty] | 0 | 0 | 0 | 0 | 0 | 0 | 1 | 0 | 0 | 0 | 0 | 785652039126 | 3 | 2 | 1.75 | 0.01 | 0.006 | 125 | Yes | 6 | 10785652039123 | 5.5 | 4.5 | 3.75 | 0.4 | 0.054 | Yes |  | cETL Damp | LED Task 18" Connector Cord in White Finish | 18" Connector Cord |  | 98629S-15.jpg | 98629S.jpg
98630S-12 | 10' 24V DC Connector Cord |  | UNDER CABINET | Connectors and Clips | Under Cabinet Lighting | Black | 12 | [7 empty] | 0 | No | [14 empty] | 0 | [12 empty] | 6.4 | 12.8 | 19.2 | L:120'' |  |  | 120 | [9 empty] | No |  | No | [30 empty] | 0 | 0 | 0 | 0 | 0 | 0 | 1 | 0 | 0 | 0 | 0 | 785652081279 | 3.5 | 2.5 | 1.75 | 0.1 | 0.009 | 85 | Yes | 6 | 10785652081276 | 5.5 | 5.5 | 4.25 | 0.9 | 0.074 | Yes |  | cETL Damp | LED Task 10' Connector Cord in Black Finish | LED Task 10' Connector Cord in Black Finish |  | 98630S-12.jpg | 98630S.jpg
98630S-15 | 10' 24V DC Connector Cord |  | UNDER CABINET | Connectors and Clips | Under Cabinet Lighting | White | 15 | [7 empty] | 0 | No | [14 empty] | 0 | [12 empty] | 6.4 | 12.8 | 19.2 | L:120'' |  |  | 120 | [9 empty] | No |  | No | [30 empty] | 0 | 0 | 0 | 0 | 0 | 0 | 1 | 0 | 0 | 0 | 0 | 785652081286 | 3.5 | 2.5 | 1.75 | 0.1 | 0.009 | 85 | Yes | 6 | 10785652081283 | 5.5 | 5.5 | 4.25 | 0.9 | 0.074 | Yes |  | cETL Damp | LED Task 10' Connector Cord in White Finish | LED Task 10' Connector Cord in White Finish |  | 98630S-12.jpg | 98630S.jpg
98631S-12 | 24" 24V DC Connector Cord |  | UNDER CABINET | Connectors and Clips | Under Cabinet Lighting | Black | 12 | [7 empty] | 0 | No | [14 empty] | 0 | [12 empty] | 6.4 | 12.8 | 19.2 | L:18'' |  |  | 18 | [9 empty] | No |  | No | [30 empty] | 0 | 0 | 0 | 0 | 0 | 0 | 1 | 0 | 0 | 0 | 0 | 785652183973 | 3 | 2 | 1.5 | 0.01 | 0.005 | 125 | Yes | 6 | 10785652183970 | 5.5 | 5 | 4 | 0.4 | 0.064 | Yes |  | cETL Damp | LED Task 24" Connector Cord in Black Finish | LED Task 24" Connector Cord in Black Finish |  | 98631S-12.jpg | 98631S.jpg
98631S-15 | 24" 24V DC Connector Cord |  | UNDER CABINET | Connectors and Clips | Under Cabinet Lighting | White | 15 | [7 empty] | 0 | No | [14 empty] | 0 | [12 empty] | 6.4 | 12.8 | 19.2 | L:24'' |  |  | 24 | [9 empty] | No |  | No | [30 empty] | 0 | 0 | 0 | 0 | 0 | 0 | 1 | 0 | 0 | 0 | 0 | 785652183980 | 3 | 2 | 1.5 | 0.01 | 0.005 | 125 | Yes | 6 | 10785652183987 | 5.5 | 5 | 4 | 0.4 | 0.064 | Yes |  | cETL Damp | LED Task 24" Connector Cord in White Finish | LED Task 24" Connector Cord in White Finish |  | 98631S-15.jpg | 98631S.jpg
98640S-12 | 30w 12V Zero-Load Plug-In Transformer |  | UNDER CABINET | LED Disks Transformers | Under Cabinet Lighting | Black | 12 | [7 empty] | 0 | No | [14 empty] | 0 | [12 empty] | 24.48 | 48.96 | 73.44 | L:3 5/16'' W:1 1/2'' H:1 1/4'' |  |  | 3.3125 | 1.5 | 1.25 | [7 empty] | No |  | No | [25 empty] | 96 | Black |  | On/Off Switch | Plug In | 0 | 0 | 0 | 0 | 0 | 0 | 1 | 0 | 0 | 0 | 0 | 785652153235 | 4.75 | 2 | 2.625 | 0.3 | 0.014 | 70 | Yes | 3 | 10785652153232 | 5.75 | 5.375 | 3.125 | 0.9 | 0.056 | Yes |  | cETL Damp | LED DISK LT 30W TRANS PLUG-12 | Plug-in, 12V 30/w Zero Load Electronic Transformer, black finish | Plug-in 30W 12VAC Tranformer with integrated on/off swich with 8' output cord that plugs into LED pucks or mounting hub for LED pucks | 98640S-12.jpg | 98640S.jpg
98640S-15 | 30w 12V Zero-Load Plug-In Transformer |  | UNDER CABINET | LED Disks Transformers | Under Cabinet Lighting | White | 15 | [7 empty] | 0 | No | [14 empty] | 0 | [12 empty] | 24.48 | 48.96 | 73.44 | L:3 5/16'' W:1 1/2'' H:1 1/4'' |  |  | 3.3125 | 1.5 | 1.25 | [7 empty] | No |  | No | [25 empty] | 96 | White |  | On/Off Switch | Plug In | 0 | 0 | 0 | 0 | 0 | 0 | 1 | 0 | 0 | 0 | 0 | 785652153471 | 4.75 | 2 | 2.625 | 0.3 | 0.014 | 70 | Yes | 30 | 10785652153478 | 15.625 | 11 | 7.125 | 9.8 | 0.709 | Yes |  | cETL Damp | LED DISK LT 30W TRANS PLUG-12 | Plug-in, 12V 30/w Zero Load Electronic Transformer, white finish | 30W 12VAC Tranformer with integrated on/off swich with 8' cord and plug. | 98640S-15.jpg | 98640S.jpg
98641S-12 | LED Disk Connection Hub |  | UNDER CABINET | Connectors and Accessories | Under Cabinet Lighting | Black | 12 | [7 empty] | 0 | No | [14 empty] | 0 | [12 empty] | 4.7 | 9.4 | 14.1 | L:3'' W:1 1/4'' H:7/16'' |  |  | 3 | 1.25 | 0.4375 | [7 empty] | No |  | No | [30 empty] | 0 | 0 | 0 | 0 | 0 | 0 | 0 | 0 | 0 | 0 | 0 | 785652153242 | 3.125 | 1.5 | 1.125 | 0.1 | 0.003 | 60 | Yes | 4 | 10785652153249 | 5 | 3.625 | 2.125 | 0.3 | 0.022 | Yes |  | cETL Damp | LED DISK CONNECTION HUB-12 | LED Disk Connection Hub, Black Finish | Allows splitting a run from the power supply into 6 separate pucks | 98641S-12.jpg | 98641S.jpg
98646S-12 | 10' LED Disk Connector Cord |  | UNDER CABINET | Connectors and Accessories | Under Cabinet Lighting | Black | 12 | [7 empty] | 0 | No | [14 empty] | 0 | [12 empty] | 7.48 | 14.96 | 22.44 | L:120'' | 0.1 |  | 120 | [9 empty] | No |  | No | [30 empty] | 0 | 0 | 0 | 0 | 0 | 0 | 0 | 0 | 0 | 0 | 0 | 785652153389 | 4.75 | 3.5 | 0.75 | 0.1 | 0.007 | 85 | Yes | 72 | 10785652153386 | 19 | 15.75 | 8.5 | 8.5 | 1.472 | Yes |  | cETL Damp | LED Puck, 10' Connector Cord in black finish | LED Puck, 10' Connector Cord in black finish | For remote mounting hardwire power suppy. | 98645S-12.jpg | 98646S.jpg
98651S-12 | 6" LED Tape Connector Cord |  | LOW VOLTAGE SYSTEMS | Connectors and Cables | Ambiance Lighting Systems | Black | 12 | [7 empty] | 0 | No | [14 empty] | 0 | [12 empty] | 4.3 | 8.6 | 12.9 | L:6'' W:1/2'' H:3/16'' |  |  | 6 | 0.5 | 0.1875 | [7 empty] | No |  | No | [30 empty] | 0 | 0 | 0 | 0 | 0 | 0 | 1 | 0 | 0 | 0 | 0 | 785652158100 | 3.75 | 2.75 | 1 | 0.1 | 0.006 | 65 | Yes | 24 | 10785652158107 | 4.5 | 3.5 | 2.5 | 0.5 | 0.023 | Yes |  | cETL Damp | 6"L LED Tape Light Interconnection cable, black finish | 6"L LED Tape Light Interconnection cable, black finish | 6" L interconnection cable, connects 2 lengths of LED Tape | 98651S-12.jpg | 98651S.jpg
98659S-12 | End Cap for LED Tape |  | LOW VOLTAGE SYSTEMS | Optional Components | Ambiance Lighting Systems | Black | 12 | [7 empty] | 0 | No | [14 empty] | 0 | [12 empty] | 1.2 | 2.4 | 3.6 | L:1/2'' W:1/2'' H:1/8'' |  |  | 0.5 | 0.5 | 0.125 | [7 empty] | No |  | No | [30 empty] | 0 | 0 | 0 | 0 | 0 | 0 | 1 | 0 | 0 | 0 | 0 | 785652158186 | 2 | 2 | 0.5 | 0.01 | 0.001 | 100 | Yes | 24 | 10785652158183 | 4.5 | 3.58 | 2.5 | 0.2 | 0.023 | Yes |  | cETL Damp | End cap for LED tape light, black finish | End cap for LED tape light, black finish | Includes 1 cut end cap and one male end cap, used to terminate every | 98659S-12.jpg | 98659S.jpg
98670-15 | LED Tape 4 Foot Track | Jane LED Tape is perfect for a wide range of indoor applications where space is limited. Its low-profile design and flexibility allow for discrete installation in spaces like under cabinets, cove ceilings, toe-kicks, in cabinets, or even drawers. | LOW VOLTAGE SYSTEMS | Jane - LED Tape | Under Cabinet Lighting | White | 15 | PVC | [6 empty] | 0 | No | [14 empty] | 0 | [12 empty] | 6.46 | 12.92 | 19.38 | L:48'' W:3/4'' H:1/2'' |  |  | 48 | 0.75 | 0.5 | [7 empty] | No |  | No | [30 empty] | 0 | 0 | 0 | 0 | 0 | 0 | 0 | 0 | 0 | 0 | 0 | 785652114410 | 48 | 1 | 1 | 0.2 | 0.028 | 65 | Yes | 50 | 10785652114417 | 49.25 | 5.5 | 5.25 | 19.9 | 0.823 | Yes |  |  | LED TAPE 4FT TRACK-15 | LED Tape 4 Foot Track |  | 98670-15.jpg | 98670.jpg
98672-97 | LED Tape Flat Track Lens | Jane LED Tape is perfect for a wide range of indoor applications where space is limited. Its low-profile design and flexibility allow for discrete installation in spaces like under cabinets, cove ceilings, toe-kicks, in cabinets, or even drawers. | LOW VOLTAGE SYSTEMS | Jane - LED Tape | Under Cabinet Lighting | Frosted | 97 | Acrylic | [6 empty] | 0 | No | [14 empty] | 0 | [12 empty] | 5.96 | 11.92 | 17.88 | L:48'' W:5/8'' H:1/16'' |  |  | 48 | 0.625 | 0.0625 | [7 empty] | No |  | No | [30 empty] | 0 | 0 | 0 | 0 | 0 | 0 | 0 | 0 | 0 | 0 | 0 | 785652114427 | 48 | 1 | 1 | 0.1 | 0.028 | 85 | Yes | 50 | 10785652114424 | 48.5 | 5 | 2.75 | 5 | 0.386 | Yes |  |  | LED TAPE 4FT FLAT LENS-97 | LED Tape Flat Track Lens |  | 98672-97.jpg | 98672.jpg
98686SW-12 | 12V 2700K 1' LED Tape Light Kit Black Finish with Plug-in Transformer |  | LOW VOLTAGE SYSTEMS | Lx LED Tape Kits |  | Black | 12 | [7 empty] | 0 | No | 120 | 2700 | 85 | 3 | 12 | [6 empty] | 3 | 3 | 50000 | 0 | [12 empty] | 47.5 | 95 | 142.5 | L:15 1/2'' W:3/8'' H:1/8'' |  |  | 15.5 | 0.375 | 0.125 | [7 empty] | No |  | No | [25 empty] | 120 | Black |  | N/A | Plug In | 0 | 0 | 0 | 0 | 0 | 0 | 1 | 0 | 0 | 0 | 0 | 785652237768 | 14.2 | 5 | 2.5 | 1 |  | 60 | Yes | [9 empty] | cETL Damp | 12V 2700K 1ft LED Tape Light Kit Black | 12V 2700K 1' LED Tape Light Kit | 98676SW-12, 98050-12 | 98686SW-12.jpg | 98686SW.jpg
98687SW-15 | 12V 2700K 5' LED Tape Light Kit White with Transformer |  | LOW VOLTAGE SYSTEMS | Lx LED Tape Kits |  | White / Black | 15 / 12 | [7 empty] | 0 | No | 600 | 2700 | 85 | 15 | 12 | [6 empty] | 15 | 15 | 50000 | 0 | [12 empty] | 95 | 190 | 285 | L:75 1/2'' W:3/8'' H:1/8'' |  |  | 75.5 | 0.375 | 0.125 | [7 empty] | No |  | No | [25 empty] | 120 | Black |  | N/A | Plug In | 0 | 0 | 0 | 0 | 0 | 0 | 1 | 0 | 0 | 0 | 0 | 785652237843 | 8.75 | 8.5 | 8.5 | 1.2 | 0.366 | 250 | Yes | [9 empty] | cETL Damp | 12V 2700K 5ft LED Tape Light Kit | 12V 2700K 5' LED Tape Light Kit | 98677SW-15, 98050-12 | 98687SW-15.jpg | 98687SW.jpg
98692S-15 | 2700K Lx High Output LED Module Kit White with Hardwire Transformer |  | LOW VOLTAGE SYSTEMS | Lx High Output LED Module Kits |  | White / Tinted Aluminum | 15 / 986 | [7 empty] | 0 | No | 2560 | 2700 | 85 | 48 | 12 | [6 empty] | 48 | 48 | 50000 | 0 | [12 empty] | 446 | 892 | 1338 | L:192'' W:7/8'' H:5/8'' |  |  | 192 | 0.875 | 0.625 | [7 empty] | No |  | No | [25 empty] | 300 | White |  | N/A | Hardwired | 0 | 0 | 0 | 0 | 0 | 0 | 1 | 0 | 0 | 0 | 0 | 785652240782 | [6 empty] | Yes | [9 empty] | cETL Damp | 2700K Lx High Output LED Module Kit White | 2700K Lx High Output LED Module Kit | (16)98702S-986, (1) 9469-15, (4) 9435-15, (1) 9450, (1) 96223S-15 | 98692S-15.jpg | 98692S.jpg
98693S-15 | 3000K Lx High Output LED Module Kit White with Hardwire Transformer |  | LOW VOLTAGE SYSTEMS | Lx High Output LED Module Kits |  | White / Tinted Aluminum | 15 / 986 | [7 empty] | 0 | No | 2720 | 3000 | 85 | 48 | 12 | [6 empty] | 48 | 48 | 50000 | 0 | [12 empty] | 446 | 892 | 1338 | L:192'' W:7/8'' H:5/8'' |  |  | 192 | 0.875 | 0.625 | [7 empty] | No |  | No | [25 empty] | 300 | White |  | N/A | Hardwired | 0 | 0 | 0 | 0 | 0 | 0 | 1 | 0 | 0 | 0 | 0 | 785652240799 | [6 empty] | Yes | [9 empty] | cETL Damp | 3000K Lx High Output LED Module Kit White | 3000K Lx High Output LED Module Kit | (16)98703S-986, (1) 9469-15, (4) 9435-15, (1) 9450, (1) 96223S-15 | 98693S-15.jpg | 98693S.jpg
98694S-15 | 2700K Lx LED Festoon Kit White with Hardwire Transformer |  | LOW VOLTAGE SYSTEMS | Lx LED Festoon Kits |  | White / Satin White | 15 / 33 | [7 empty] | 0 | No | 1392 | 2700 | 90 | 33.984 | 12 | [6 empty] | 33.984 | 33.984 | 35000 | 0 | [12 empty] | 542 | 1084 | 1626 | L:192'' W:1/2'' H:3/4'' |  |  | 192 | 0.5 | 0.75 | [7 empty] | No |  | No | [25 empty] | 300 | White |  | N/A | Hardwired | 0 | 0 | 0 | 0 | 0 | 0 | 1 | 0 | 0 | 0 | 0 | 785652240805 |  |  |  | 1 |  | 100 | Yes | [9 empty] | cETL Damp | 2700K Lx LED Festoon Kit White | 2700K Lx LED Festoon Kit | (48) 96116S-33, (48) 9830-15, (1) 9469-15, (4) 9435-15, (1) 9450, (1) 96223S-15 | 98694S-15.jpg | 98694S.jpg
98695S-15 | 3000K Lx LED Festoon Kit White with Hardwire Transformer |  | LOW VOLTAGE SYSTEMS | Lx LED Festoon Kits |  | White / Satin White | 15 / 33 | [7 empty] | 0 | No | 1200 | 3000 | 90 | 30.384 | 12 | [6 empty] | 30.384 | 30.384 | 35000 | 0 | [12 empty] | 542 | 1084 | 1626 | L:192'' W:1/2'' H:3/4'' |  |  | 192 | 0.5 | 0.75 | [7 empty] | No |  | No | [25 empty] | 300 | White |  | N/A | Hardwired | 0 | 0 | 0 | 0 | 0 | 0 | 1 | 0 | 0 | 0 | 0 | 785652240812 | [6 empty] | Yes | [9 empty] | cETL Damp | 3000K Lx LED Festoon Kit White | 3000K Lx LED Festoon Kit | (48) 96118S-33, (48) 9830-15, (1) 9469-15, (4) 9435-15, (1) 9450, (1) 96223S-16 | 98695S-15.jpg | 98695S.jpg
98700S-986 | 2 Inch 2700K High Output LED Module-986 |  | LOW VOLTAGE SYSTEMS | Lx High Output LED Modules | Under Cabinet Lighting | Tinted Aluminum | 986 | Aluminum |  |  |  | Frosted Acrylic |  |  | 1 | No | 85 | 2700 | 90 | 1.7 | 12 |  | LED - Array |  | 10 | 100 | LED | 1.7 | 1.7 | 50000 | 0 | [12 empty] | 16.98 | 33.96 | 50.94 | L:2'' W:7/8'' H:5/8'' |  |  | 2 | 0.875 | 0.625 | [7 empty] | No |  | No | [30 empty] | 0 | 0 | 0 | 0 | 0 | 0 | 1 | 0 | 0 | 0 | 0 | 785652218613 | 2.25 | 1.18 | 1.18 | 0.1 | 0.002 | 60 | Yes | 5 | 10785652218610 | 5.5 | 2.5 | 1.25 | 0.3 | 0.01 | Yes |  | cETL Damp | 2IN 2700K HIGH OUTPUT LED MODULE-986 | 2 Inch 2700K High Output LED Module-986 |  | 98700S-986.jpg | 98709S.jpg
98701S-986 | 2 Inch 3000K High Output LED Module-986 |  | LOW VOLTAGE SYSTEMS | Lx High Output LED Modules | Under Cabinet Lighting | Tinted Aluminum | 986 | Aluminum |  |  |  | Frosted Acrylic |  |  | 1 | No | 90 | 3000 | 90 | 1.7 | 12 |  | LED - Array |  | 10 | 100 | LED | 1.7 | 1.7 | 50000 | 0 | [12 empty] | 16.98 | 33.96 | 50.94 | L:2'' W:7/8'' H:5/8'' |  |  | 2 | 0.875 | 0.625 | [7 empty] | No |  | No | [30 empty] | 0 | 0 | 0 | 0 | 0 | 0 | 1 | 0 | 0 | 0 | 0 | 785652218620 | 2.4 | 1.18 | 1.25 | 0.1 | 0.002 | 60 | Yes | 5 | 10785652218627 | 6.25 | 1.25 | 2.4 | 0.3 | 0.011 | Yes |  | cETL Damp | 2IN 3000K HIGH OUTPUT LED MODULE-986 | 2 Inch 3000K High Output LED Module-986 |  | 98701S-986.jpg | 98701S.jpg
98702S-986 | 4 Inch 2700K High Output LED Module-986 |  | LOW VOLTAGE SYSTEMS | Lx High Output LED Modules | Under Cabinet Lighting |  |  | Aluminum |  |  |  | Frosted Acrylic |  |  | 1 | No | 220 | 2700 | 90 | 4 | 12 |  | LED - Array |  | 10 | 100 | LED | 4 | 4 | 50000 | 0 | [12 empty] | 24.98 | 49.96 | 74.94 | L:4'' W:7/8'' H:5/8'' |  |  | 4 | 0.875 | 0.625 | [7 empty] | No |  | No | [30 empty] | 0 | 0 | 0 | 0 | 0 | 0 | 1 | 0 | 0 | 0 | 0 | 785652218637 | 4.38 | 1.2 | 1.2 | 0.1 | 0.004 | 60 | Yes | 200 | 10785652218634 | 5.25 | 9.25 | 11 | 19.4 | 0.309 | Yes |  | cETL Damp | 4IN 2700K HIGH OUTPUT LED MODULE-986 | 4 Inch 2700K High Output LED Module-986 |  | 98702S-986.jpg | 98702S.jpg
98703S-986 | 4 Inch 3000K High Output LED Module-986 |  | LOW VOLTAGE SYSTEMS | Lx High Output LED Modules | Under Cabinet Lighting | Tinted Aluminum | 986 | Aluminum |  |  |  | Frosted Acrylic |  |  | 1 | No | 230 | 3000 | 90 | 4 | 12 |  | LED - Array |  | 10 | 100 | LED | 4 | 4 | 50000 | 0 | [12 empty] | 24.98 | 49.96 | 74.94 | L:4'' W:7/8'' H:5/8'' |  |  | 4 | 0.875 | 0.625 | [7 empty] | No |  | No | [30 empty] | 0 | 0 | 0 | 0 | 0 | 0 | 1 | 0 | 0 | 0 | 0 | 785652218644 | 4.4 | 1.2 | 1.2 | 0.1 | 0.004 | 65 | Yes | 200 | 10785652218641 | 12.5 | 9.25 | 11 | 19.4 | 0.736 | Yes |  | cETL Damp | 4IN 3000K HIGH OUTPUT LED MODULE-986 | 4 Inch 3000K High Output LED Module-986 |  | 98703S-986.jpg | 98703S.jpg
98727S-32 | End Cap Asterial LED Tape |  | LOW VOLTAGE SYSTEMS | Asterial Accessories | Ambiance Lighting Systems | Clear | 32 | [7 empty] | 0 | No | [14 empty] | 0 | [12 empty] | 0.6 | 1.2 | 1.8 | L:5/16'' W:5/8'' H:1/4'' |  |  | 0.3125 | 0.625 | 0.25 | [7 empty] | No |  | No | [30 empty] | 0 | 0 | 0 | 0 | 0 | 0 | 1 | 0 | 0 | 0 | 0 | 785652279720 | 3.6 | 2.25 | 0.1 | 0.1 | 0 | 60 | Yes | 15 | 10785652279727 | [8 empty] | LED Tape End Cap Clear |  |  | 98727S-32.jpg | 98727S.jpg
98743S-12 | 200W High Output LED Tape Magnetic Transformer | Jane LED Tape is perfect for a wide range of indoor applications where space is limited. Its low-profile design and flexibility allow for discrete installation in spaces like under cabinets, cove ceilings, toe-kicks, in cabinets, or even drawers. | LOW VOLTAGE SYSTEMS | Jane - LED Tape | Under Cabinet Lighting | Black | 12 | [7 empty] | 0 | No | [14 empty] | 0 | [12 empty] | 159.48 | 318.96 | 478.44 | L:8 13/16'' W:3 3/4'' H:4 1/4'' | 8 |  | 8.8125 | 3.75 | 4.25 | Screw(s) | [6 empty] | No |  | No | [30 empty] | 0 | 0 | 0 | 0 | 0 | 0 | 0 | 0 | 0 | 0 | 0 | 785652253140 | 12 | 7.25 | 6.5 | 9.4 | 0.327 | 65 | Yes | 4 | 10785652253147 | 16 | 12.75 | 13.5 | 39.8 | 1.594 | Yes |  |  | 200W 24VDC MAGNETIC TRANS-12 | 200W High Output LED Tape Magnetic Transformer |  | 98743S-12.jpg | 98743S.jpg
98745S-12 | 60W 120V Primary 24VDC Secondary Electronic Transformer | Jane LED Tape is perfect for a wide range of indoor applications where space is limited. Its low-profile design and flexibility allow for discrete installation in spaces like under cabinets, cove ceilings, toe-kicks, in cabinets, or even drawers. | LOW VOLTAGE SYSTEMS | Jane - LED Tape | Under Cabinet Lighting | Black | 12 | [7 empty] | 0 | No | [14 empty] | 0 | [12 empty] | 68.98 | 137.96 | 206.94 | L:9 3/8'' W:2 1/2'' H:1 3/8'' | 1.3 |  | 9.375 | 2.5 | 1.375 | Screw(s) | [6 empty] | No |  | No | [30 empty] | 0 | 0 | 0 | 0 | 0 | 0 | 0 | 0 | 0 | 0 | 0 | 785652255335 | 9 | 2.5 | 2.18 | 1.3 | 0.028 | 60 | Yes | 30 | 10785652255332 | 11.5 | 11.5 | 11.5 | 40.1 | 0.88 | Yes |  |  | 60W 24VDC ELECTRONIC TRANS-12 | 60W 120V Primary 24VDC Secondary Electronic Transformer |  | 98745S-12.jpg | 99745S.jpg
98746S-12 | 105W High Output LED Tape Electronic Transformer | Jane LED Tape is perfect for a wide range of indoor applications where space is limited. Its low-profile design and flexibility allow for discrete installation in spaces like under cabinets, cove ceilings, toe-kicks, in cabinets, or even drawers. | LOW VOLTAGE SYSTEMS | Jane - LED Tape | Under Cabinet Lighting | Black | 12 | [7 empty] | 0 | No | [14 empty] | 0 | [12 empty] | 87.48 | 174.96 | 262.44 | L:11'' W:4'' H:2 1/4'' | 2 |  | 11 | 4 | 2.25 | Screw(s) | [6 empty] | No |  | No | [30 empty] | 0 | 0 | 0 | 0 | 0 | 0 | 0 | 0 | 0 | 0 | 0 | 785652255342 | 9.75 | 3.58 | 2.18 | 1.7 | 0.044 | 60 | Yes | 20 | 10785652255349 | 20.18 | 12 | 9.18 | 36 | 1.286 | Yes |  |  | 105W 24VDC ELECTRONIC TRANS-12 | 105W High Output LED Tape Electronic Transformer |  | 98746S-12.jpg | 98746S.jpg
98747S-12 | 150W High Output LED Tape Electronic Transformer | Jane LED Tape is perfect for a wide range of indoor applications where space is limited. Its low-profile design and flexibility allow for discrete installation in spaces like under cabinets, cove ceilings, toe-kicks, in cabinets, or even drawers. | LOW VOLTAGE SYSTEMS | Jane - LED Tape | Under Cabinet Lighting | Black | 12 | [7 empty] | 0 | No | [14 empty] | 0 | [12 empty] | 97.98 | 195.96 | 293.94 | L:11'' W:4'' H:2 1/4'' | 2 |  | 11 | 4 | 2.25 | Screw(s) | [6 empty] | No |  | No | [30 empty] | 0 | 0 | 0 | 0 | 0 | 0 | 0 | 0 | 0 | 0 | 0 | 785652255359 | 11.375 | 2.5 | 4.25 | 2.5 | 0.07 | 60 | Yes | 25 | 10785652255356 | 19.5 | 13 | 12 | 52.8 | 1.76 | Yes |  |  | 150W 24VDC ELECTRONIC TRANS-12 | 150W High Output LED Tape Electronic Transformer |  | 98747S-12.jpg | 98747S.jpg
98853SW-15 | 3 Light LED Disk Kit 2700K |  | UNDER CABINET | LED Disk Lighting Kits | Under Cabinet Lighting | White | 15 | [7 empty] | 0 | No | 480 | 2700 | 85 | 12 | 12 | [6 empty] | 13.5 | 12 | 40000 | 0 | [12 empty] | 95.95 | 191.9 | 287.85 | D:3'' H:5/8'' | 1 | 3 |  |  | 0.625 | Dual Mount | [6 empty] | No |  | No | [25 empty] | 96 | White |  | On/Off Switch | Plug In | 0 | 0 | 0 | 0 | 0 | 0 | 1 | 0 | 0 | 0 | 0 | 785652219290 | 5.5 | 4 | 5 | 1.2 | 0.064 | 70 | Yes | 3 | 10785652219297 | 15.5 | 5 | 6.5 | 4 | 0.292 | Yes |  | cETL Damp | 3 LED Puck light kit, white finish, 2700K | 3 LED Puck light kit, white finish | 3 LED puck lights, 3 x 1W LED chips/puck, 2700K CCT, diecast aluminum housing, painted white. Includes conntector hub and 30W no load electronic PSU with 8' cord and plug. | 98863SW-15.jpg | 98853SW.jpg
98853SW-787 | 3 Light LED Disk Kit 2700K |  | UNDER CABINET | LED Disk Lighting Kits | Under Cabinet Lighting | Plated Bronze | 787 | [7 empty] | 0 | No | 480 | 2700 | 85 | 12 | 12 | [6 empty] | 13.5 | 12 | 40000 | 0 | [12 empty] | 95.95 | 191.9 | 287.85 | D:3'' H:5/8'' | 1 | 3 |  |  | 0.625 | Dual Mount | [6 empty] | No |  | No | [25 empty] | 96 | Black |  | On/Off Switch | Hardwired | 0 | 0 | 0 | 0 | 0 | 0 | 1 | 0 | 0 | 0 | 0 | 785652219306 | 5.5 | 4 | 5 | 1.2 | 0.064 | 70 | Yes | 30 | 20785652219300 | [7 empty] | cETL Damp | 3 LED Puck light kit, bronze finish, 2700K | 3 LED Puck light kit, bronze finish | 3 LED puck lights, 3 x 1W LED chips/puck, 2700K CCT, diecast aluminum housing, bronze metal finish. Includes connector hub and 30W no load electronic PSU with 8' cord and plug. | 98863SW-787.jpg | 98853SW.jpg
98859SW-15 | 12V LED Disk Light 2700K |  | UNDER CABINET | LED Disks | Under Cabinet Lighting | White | 15 | [7 empty] | 0 | No | 160 | 2700 | 85 | 4 | 12 | [6 empty] | 4 | 4 | 40000 | 0 | [12 empty] | 29.15 | 58.3 | 87.45 | D:3'' H:5/8'' | 0.2 | 3 |  |  | 0.625 | Pin-Up | [6 empty] | No |  | No | [25 empty] | 36 | Black |  |  | Hardwired or Plug In | 0 | 0 | 0 | 0 | 0 | 0 | 1 | 0 | 0 | 0 | 0 | 785652219009 | 3.75 | 1.25 | 3.75 | 0.3 | 0.01 | 65 | Yes | 100 | 10785652219006 | 21 | 8.75 | 13.5 | 27.6 | 1.436 | Yes |  | cETL Damp | LED Puck Light, 170 lumens, 4watt, 2700K, 85CRI | LED Puck Light, 170 lumens, 4watt, 2700K, 85CRI | 3 x 1 LED chips, color temperature 2700K Comes with 36" lead cord, 3 wire clips for cord management and installation hardware | 98859SW-15.jpg | 98859SW.jpg
98859SW-787 | 12V LED Disk Light 2700K |  | UNDER CABINET | LED Disks | Under Cabinet Lighting | Plated Bronze | 787 | [7 empty] | 0 | No | 160 | 2700 | 85 | 4 | 12 | [6 empty] | 4 | 4 | 40000 | 0 | [12 empty] | 29.15 | 58.3 | 87.45 | D:3'' H:5/8'' | 0.2 | 3 |  |  | 0.625 | Pin-Up | [6 empty] | No |  | No | [25 empty] | 36 | Black |  |  | Hardwired or Plug In | 0 | 0 | 0 | 0 | 0 | 0 | 1 | 0 | 0 | 0 | 0 | 785652219016 | 3.75 | 1.25 | 3.75 | 0.3 | 0.01 | 65 | Yes | 100 | 10785652219013 | 21 | 8.75 | 13.5 | 27.6 | 1.436 | Yes |  | cETL Damp | LED Puck Light, 170 lumens, 4watt, 2700K, 85CRI | LED Puck Light, 170 lumens, 4watt, 2700K, 85CRI | 3 x 1 LED chips, color temperature 2700K Comes with 36" lead cord, 3 wire clips for cord management and installation hardware | 98860SW-787.jpg | 98860SW.jpg
98860SW-12 | 12V LED Disk Light 3000K |  | UNDER CABINET | LED Disks | Under Cabinet Lighting | Black | 12 | [7 empty] | 0 | No | 170 | 3000 | 85 | 4 | 12 | [6 empty] | 4 | 4 | 40000 | 0 | [12 empty] | 35.48 | 70.96 | 106.44 | D:3'' H:5/8'' | 0.1 | 3 |  |  | 0.625 | Pin-Up | [6 empty] | No |  | No | [25 empty] | 36 | Black |  |  | Hardwired or Plug In | 0 | 0 | 0 | 0 | 0 | 0 | 1 | 0 | 0 | 0 | 0 | 785652153082 | 3.75 | 3.75 | 1.25 | 0.2 | 0.01 | 70 | Yes | 5 | 10785652153089 | 4.25 | 4.25 | 6.25 | 1.4 | 0.065 | Yes |  | cETL Damp | LED DISK LIGHT-12 | LED Disk Light, 170 lumens, 4watt, 3000K, 85CRI | LED puck light, diecast aluminum housing, painted black, comes with 36" lead cord. 3 x 1 LED chips, color temperature 3000K. | 98860SW-12.jpg | 98860SW.jpg
98860SW-15 | 12V LED Disk Light 3000K |  | UNDER CABINET | LED Disks | Under Cabinet Lighting | White | 15 | [7 empty] | 0 | No | 170 | 3000 | 85 | 4 | 12 | [6 empty] | 4 | 4 | 40000 | 0 | [12 empty] | 35.48 | 70.96 | 106.44 | D:3'' H:5/8'' | 0.1 | 3 |  |  | 0.625 | Mounting Strap | [6 empty] | No |  | No | [25 empty] | 36 | White |  |  | Hardwired or Plug In | 0 | 0 | 0 | 0 | 0 | 0 | 1 | 0 | 0 | 0 | 0 | 785652153006 | 3.75 | 3.75 | 1.37 | 0.2 | 0.011 | 70 | Yes | 100 | 10785652153003 | 21.5 | 9 | 13.75 | 27.8 | 1.54 | Yes |  | cETL Damp | LED DISK LIGHT-15 | LED Disk Light, 170 lumens, 4watt, 3000K, 85CRI | LED puck light, diecast aluminum housing, painted white, comes with 36" lead cord. 3 x 1 LED chips, color temperature 3000K. | 98860SW-15.jpg | 98860SW.jpg
98862SW-12 | 2 Light LED Disk Kit 3000K |  | UNDER CABINET | LED Disk Lighting Kits | Under Cabinet Lighting | Black | 12 | [7 empty] | 0 | No | 340 | 3000 | 85 | 8 | 12 | [6 empty] | 9.5 | 8 | 40000 | 0 | [12 empty] | 91.98 | 183.96 | 275.94 | D:3'' H:5/8'' | 0.45 | 3 |  |  | 0.625 | Dual Mount | [6 empty] | No |  | No | [25 empty] | 96 | Black |  |  | Plug In | 0 | 0 | 0 | 0 | 0 | 0 | 1 | 0 | 0 | 0 | 0 | 785652153150 | 4.5 | 4 | 5 | 0.5 | 0.052 | 85 | Yes | 30 | 10785652153157 | 16 | 10.125 | 29.5 | 33.9 | 2.766 | Yes |  | cETL Damp | 2 LED DISK LIGHT KIT-12 | 2 LED Disk light kit, black finish | 2 LED puck lights, diecast aluminum housing, painted black. Includes linking connector and 30W no load PSU with 8' cord and plug. 2 LED pucks each containing 3 x 1LED chips, color temperature 3000K | 98862SW-12.jpg | 98862SW.jpg
98863SW-12 | 3 Light LED Disk Kit 3000K |  | UNDER CABINET | LED Disk Lighting Kits | Under Cabinet Lighting | Black | 12 | [7 empty] | 0 | No | 510 | 3000 | 85 | 12 | 12 | [6 empty] | 13.5 | 12 | 40000 | 0 | [12 empty] | 105.98 | 211.96 | 317.94 | D:3'' H:5/8'' | 0.9 | 3 |  |  | 0.625 | Dual Mount | [6 empty] | No |  | No | [25 empty] | 96 | Black |  | On/Off Switch | Plug In | 0 | 0 | 0 | 0 | 0 | 0 | 1 | 0 | 0 | 0 | 0 | 785652153204 | 8 | 8 | 8 | 1.3 | 0.296 | 175 | Yes | [9 empty] | cETL Damp | 3 LED DISK LIGHT KIT-12 | 3 LED Disk light kit, black finish | 3 LED puck lights, diecast aluminum housing, painted black. Includes linking connector and 30W no load PSU with 8' cord and plug. 3 LED pucks each containing 3 x 1LED chips, color temperature 3000K | 98863SW-12.jpg | 98863SW.jpg
9A19DLED27/G4 | LED 9W A19 2700K BULB | Until now, the easiest way to convert lighting fixtures to an energy efficient solution has been to swap out old incandescent lamps for compact fluorescents (CFLs). With the rapid innovation of technology, LED lamps have surpassed CFLs in efficiency and performance features. Unlike most CFLs, LEDs provide light that looks, feels and dims like incandescent while still reducing energy costs by up to 85%. Couple that with a lamp life span of up to 15,000 hours and it’s easy to see why LEDs are invading homes. Sea Gull Lighting’s line of LED lamps match to 85% of our lighting fixtures, including recessed and enclosed luminaires, giving customers an easy and highly efficient way to “go green” with LED. | LIGHT BULB | LED Lamp | Light Bulbs | Undefined | [8 empty] | 0 | No | 800 | 2700 | 82 | 9 | 120 | 19 - Medium | A19 - A19 |  | 10 | 100 | LED | 9 | 9 | 25000 | 0 | [12 empty] | 3.5 | 7 | 10.5 | D:2 3/8'' L:4 3/8'' |  | 2.375 | 4.375 | [9 empty] | No |  | No | [30 empty] | 0 | 0 | 0 | 1 | 0 | 0 | 0 | 0 | 0 | 0 | 0 | 767627974151 | 2.5 | 2.5 | 4.78 | 0.2 | 0.017 | 93 | Yes | 72 | 10767627974158 | 13.75 | 13.5 | 11 | 11.7 | 1.182 | Yes |  |  | LED 9W A19 2700K BULB | LED 9W A19 2700K BULB |  | 9A19DLED27G4.jpg | 9A19DLED27.jpg
AC1004ADB | 4 - Light Lantern |  | CHANDELIERS | Bantry House | Pendants | Antique Gild | ADB | Steel |  |  |  |  | 4 Candelabra B10 Torpedo 60w |  | 4 | No | [14 empty] | 0 | [12 empty] | 154.5 | 309 | 463.5 | L:12 1/2'' W:12 1/2'' H:24 7/8'' |  |  | 12.5 | 12.5 | 24.875 | Center Lock-Up | [29 empty] | DP:5 3/4'' W:5'' H:1'' Hexagonal |  |  |  |  | 180 |  | 60 |  | Hardwired | 0 | 0 | 0 | 0 | 0 | 0 | 0 | 0 | 0 | 0 | 0 | 014817603552 | 27.5 | 25.75 | 25.25 |  |  | 300 | Yes | [9 empty] | cETL Damp | BANTRY HOUSE 4L SM LNTRN | 4 - Light Lantern |  | AC1004ADB.jpg | AC1004ADB.jpg
AC1004BLH | 4 - Light Lantern |  | CHANDELIERS | Bantry House | Pendants | Blush | BLH | Steel |  |  |  |  | 4 Candelabra B10 Torpedo 60w |  | 4 | No | [14 empty] | 0 | [12 empty] | 154.5 | 309 | 463.5 | L:12 1/2'' W:12 1/2'' H:24 7/8'' |  |  | 12.5 | 12.5 | 24.875 | Center Lock-Up | [29 empty] | DP:5 3/4'' W:5'' H:1'' Hexagonal |  |  |  |  | 180 |  | 60 |  | Hardwired | 0 | 0 | 0 | 0 | 0 | 0 | 0 | 0 | 0 | 0 | 0 | 014817603545 | 27.5 | 25.75 | 25.25 |  |  | 300 | [10 empty] | cETL Damp | BANTRY HOUSE 4L SM LNTRN | 4 - Light Lantern |  | AC1004BLH.jpg | AC1004BLH.jpg
AC1004DBL | 4 - Light Lantern |  | CHANDELIERS | Bantry House | Pendants | Dutch Blue | DBL | Steel |  |  |  |  | 4 Candelabra B10 Torpedo 60w |  | 4 | No | [14 empty] | 0 | [12 empty] | 154.5 | 309 | 463.5 | L:12 1/2'' W:12 1/2'' H:24 7/8'' |  |  | 12.5 | 12.5 | 24.875 | Center Lock-Up | [29 empty] | DP:5 3/4'' W:5'' H:1'' Hexagonal |  |  |  |  | 180 |  | 60 |  | Hardwired | 0 | 0 | 0 | 0 | 0 | 0 | 0 | 0 | 0 | 0 | 0 | 014817603576 | 27.5 | 25.75 | 25.25 |  |  | 300 | [10 empty] | cETL Damp | BANTRY HOUSE 4L SM LNTRN | 4 - Light Lantern |  | AC1004DBL.jpg | AC1004DBL.jpg
AC1004GCM | 4 - Light Lantern |  | CHANDELIERS | Bantry House | Pendants | Gloss Cream | GCM | Steel |  |  |  |  | 4 Candelabra B10 Torpedo 60w |  | 4 | No | [14 empty] | 0 | [12 empty] | 154.5 | 309 | 463.5 | L:12 1/2'' W:12 1/2'' H:24 7/8'' |  |  | 12.5 | 12.5 | 24.875 | Center Lock-Up | [29 empty] | DP:5 3/4'' W:5'' H:1'' Hexagonal |  |  |  |  | 180 |  | 60 |  | Hardwired | 0 | 0 | 0 | 0 | 0 | 0 | 0 | 0 | 0 | 0 | 0 | 014817603569 | 27.5 | 25.75 | 25.25 |  |  | 300 | [10 empty] | cETL Damp | BANTRY HOUSE 4L SM LNTRN | 4 - Light Lantern |  | AC1004GCM.jpg | AC1004GCM.jpg
AC1004SMS | 4 - Light Lantern |  | CHANDELIERS | Bantry House | Pendants | Smith Steel | SMS | Steel |  |  |  |  | 4 Candelabra B10 Torpedo 60w |  | 4 | No | [14 empty] | 0 | [12 empty] | 154.5 | 309 | 463.5 | L:12 1/2'' W:12 1/2'' H:24 7/8'' |  |  | 12.5 | 12.5 | 24.875 | Center Lock-Up | [29 empty] | DP:5 3/4'' W:5'' H:1'' Hexagonal |  |  |  |  | 180 |  | 60 |  | Hardwired | 0 | 0 | 0 | 0 | 0 | 0 | 0 | 0 | 0 | 0 | 0 | 014817603583 | 27.5 | 25.75 | 25.25 |  |  | 300 | [10 empty] | cETL Damp | BANTRY HOUSE 4L SM LNTRN | 4 - Light Lantern |  | AC1004SMS.jpg | AC1004SMS.jpg
AC1014ADB | 4 - Light Lantern |  | CHANDELIERS | Bantry House | Pendants | Antique Gild | ADB | Steel |  |  |  |  | 4 Candelabra B10 Torpedo 60w |  | 4 | No | [14 empty] | 0 | [12 empty] | 199.5 | 399 | 598.5 | L:17'' W:17'' H:27'' |  |  | 17 | 17 | 27 | Center Lock-Up | [29 empty] | DP:5 3/4'' W:5'' H:1'' Hexagonal |  |  |  |  | 180 |  | 60 |  | Hardwired | 0 | 0 | 0 | 0 | 0 | 0 | 0 | 0 | 0 | 0 | 0 | 014817603606 | 27.5 | 25.75 | 25.25 |  |  | 300 | [10 empty] | cETL Damp | BANTRY HOUSE 4L MED LNTRN | 4 - Light Lantern |  | AC1014ADB.jpg | AC1014ADB.jpg
AC1014BLH | 4 - Light Lantern |  | CHANDELIERS | Bantry House | Pendants | Blush | BLH | Steel |  |  |  |  | 4 Candelabra B10 Torpedo 60w |  | 4 | No | [14 empty] | 0 | [12 empty] | 199.5 | 399 | 598.5 | L:17'' W:17'' H:27'' |  |  | 17 | 17 | 27 | Center Lock-Up | [29 empty] | DP:5 3/4'' W:5'' H:1'' Hexagonal |  |  |  |  | 180 |  | 60 |  | Hardwired | 0 | 0 | 0 | 0 | 0 | 0 | 0 | 0 | 0 | 0 | 0 | 014817603590 | 27.5 | 25.75 | 25.25 | 18.7 | 10.347 | 300 | Yes | [9 empty] | cETL Damp | BANTRY HOUSE 4L MED LNTRN | 4 - Light Lantern |  | AC1014BLH.jpg | AC1014BLH.jpg
AC1014DBL | 4 - Light Lantern |  | CHANDELIERS | Bantry House | Pendants | Dutch Blue | DBL | Steel |  |  |  |  | 4 Candelabra B10 Torpedo 60w |  | 4 | No | [14 empty] | 0 | [12 empty] | 199.5 | 399 | 598.5 | L:17'' W:17'' H:27'' |  |  | 17 | 17 | 27 | Center Lock-Up | [29 empty] | DP:5 3/4'' W:5'' H:1'' Hexagonal |  |  |  |  | 180 |  | 60 |  | Hardwired | 0 | 0 | 0 | 0 | 0 | 0 | 0 | 0 | 0 | 0 | 0 | 014817603620 | 27.5 | 25.75 | 25.25 | 18.7 | 10.347 | 300 | Yes | [9 empty] | cETL Damp | BANTRY HOUSE 4L MED LNTRN | 4 - Light Lantern |  | AC1014DBL.jpg | AC1014DBL.jpg
AC1014GCM | 4 - Light Lantern |  | CHANDELIERS | Bantry House | Pendants | Gloss Cream | GCM | Steel |  |  |  |  | 4 Candelabra B10 Torpedo 60w |  | 4 | No | [14 empty] | 0 | [12 empty] | 199.5 | 399 | 598.5 | L:17'' W:17'' H:27'' |  |  | 17 | 17 | 27 | Center Lock-Up | [29 empty] | DP:5 3/4'' W:5'' H:1'' Hexagonal |  |  |  |  | 180 |  | 60 |  | Hardwired | 0 | 0 | 0 | 0 | 0 | 0 | 0 | 0 | 0 | 0 | 0 | 014817603613 | 27.5 | 25.75 | 25.25 | 18.7 | 10.347 | 300 | Yes | [9 empty] | cETL Damp | BANTRY HOUSE 4L MED LNTRN | 4 - Light Lantern |  | AC1014GCM.jpg | AC1014GCM.jpg
AC1014SMS | 4 - Light Lantern |  | CHANDELIERS | Bantry House | Pendants | Smith Steel | SMS | Steel |  |  |  |  | 4 Candelabra B10 Torpedo 60w |  | 4 | No | [14 empty] | 0 | [12 empty] | 199.5 | 399 | 598.5 | L:17'' W:17'' H:27'' |  |  | 17 | 17 | 27 | Center Lock-Up | [29 empty] | DP:5 3/4'' W:5'' H:1'' Hexagonal |  |  |  |  | 180 |  | 60 |  | Hardwired | 0 | 0 | 0 | 0 | 0 | 0 | 0 | 0 | 0 | 0 | 0 | 014817603637 | 27.5 | 25.75 | 25.25 | 18.7 | 10.347 | 300 | Yes | [9 empty] | cETL Damp | BANTRY HOUSE 4L MED LNTRN | 4 - Light Lantern |  | AC1014SMS.jpg | AC1014SMS.jpg
AC1024ADB | 4 - Light Lantern |  | CHANDELIERS | Bantry House | Pendants | Antique Gild | ADB | Steel |  |  |  |  | 4 Candelabra B10 Torpedo 60w |  | 4 | No | [14 empty] | 0 | [12 empty] | 274.5 | 549 | 823.5 | L:24'' W:24'' H:37'' |  |  | 24 | 24 | 37 | Center Lock-Up | [29 empty] | DP:5 3/4'' W:5'' H:1'' Hexagonal |  |  |  |  | 180 |  | 60 |  | Hardwired | 0 | 0 | 0 | 0 | 0 | 0 | 0 | 0 | 0 | 0 | 0 | 014817603651 | 27.5 | 25.75 | 25.25 | 18.7 | 10.347 | 300 | Yes | [9 empty] | cETL Damp | BANTRY HOUSE 4L LG LNTRN | 4 - Light Lantern |  | AC1024ADB.jpg | AC1024ADB.jpg
AC1024BLH | 4 - Light Lantern |  | CHANDELIERS | Bantry House | Pendants | Blush | BLH | Steel |  |  |  |  | 4 Candelabra B10 Torpedo 60w |  | 4 | No | [14 empty] | 0 | [12 empty] | 274.5 | 549 | 823.5 | L:24'' W:24'' H:37'' |  |  | 24 | 24 | 37 | Center Lock-Up | [29 empty] | DP:5 3/4'' W:5'' H:1'' Hexagonal |  |  |  |  | 180 |  | 60 |  | Hardwired | 0 | 0 | 0 | 0 | 0 | 0 | 0 | 0 | 0 | 0 | 0 | 014817603644 | 27.5 | 25.75 | 25.25 | 18.7 | 10.347 | 300 | Yes | [9 empty] | cETL Damp | BANTRY HOUSE 4L LG LNTRN | 4 - Light Lantern |  | AC1024BLH.jpg | AC1024BLH.jpg
AC1024DBL | 4 - Light Lantern |  | CHANDELIERS | Bantry House | Pendants | Dutch Blue | DBL | Steel |  |  |  |  | 4 Candelabra B10 Torpedo 60w |  | 4 | No | [14 empty] | 0 | [12 empty] | 274.5 | 549 | 823.5 | L:24'' W:24'' H:37'' |  |  | 24 | 24 | 37 | Center Lock-Up | [29 empty] | DP:5 3/4'' W:5'' H:1'' Hexagonal |  |  |  |  | 180 |  | 60 |  | Hardwired | 0 | 0 | 0 | 0 | 0 | 0 | 0 | 0 | 0 | 0 | 0 | 014817603675 | 27.5 | 25.75 | 25.25 | 18.7 | 10.347 | 300 | Yes | [9 empty] | cETL Damp | BANTRY HOUSE 4L LG LNTRN | 4 - Light Lantern |  | AC1024DBL.jpg | AC1024DBL.jpg
AC1024GCM | 4 - Light Lantern |  | CHANDELIERS | Bantry House | Pendants | Gloss Cream | GCM | Steel |  |  |  |  | 4 Candelabra B10 Torpedo 60w |  | 4 | No | [14 empty] | 0 | [12 empty] | 274.5 | 549 | 823.5 | L:24'' W:24'' H:37'' |  |  | 24 | 24 | 37 | Center Lock-Up | [29 empty] | DP:5 3/4'' W:5'' H:1'' Hexagonal |  |  |  |  | 180 |  | 60 |  | Hardwired | 0 | 0 | 0 | 0 | 0 | 0 | 0 | 0 | 0 | 0 | 0 | 014817603668 | 27.5 | 25.75 | 25.25 | 18.7 | 10.347 | 300 | Yes | [9 empty] | cETL Damp | BANTRY HOUSE 4L LG LNTRN | 4 - Light Lantern |  | AC1024GCM.jpg | AC1024GCM.jpg
AC1024SMS | 4 - Light Lantern |  | CHANDELIERS | Bantry House | Pendants | Smith Steel | SMS | Steel |  |  |  |  | 4 Candelabra B10 Torpedo 60w |  | 4 | No | [14 empty] | 0 | [12 empty] | 274.5 | 549 | 823.5 | L:24'' W:24'' H:37'' |  |  | 24 | 24 | 37 | Center Lock-Up | [29 empty] | DP:5 3/4'' W:5'' H:1'' Hexagonal |  |  |  |  | 180 |  | 60 |  | Hardwired | 0 | 0 | 0 | 0 | 0 | 0 | 0 | 0 | 0 | 0 | 0 | 014817603682 | 27.5 | 25.75 | 25.25 | 18.7 | 10.347 | 300 | Yes | [9 empty] | cETL Damp | BANTRY HOUSE 4L LG LNTRN | 4 - Light Lantern |  | AC1024SMS.jpg | AC1024SMS.jpg
AC1038ADB | 8 - Light Lantern |  | CHANDELIERS | Bantry House | Chandeliers | Antique Gild | ADB | Steel |  |  |  |  | 8 Candelabra B10 Torpedo 60w |  | 8 | No | [14 empty] | 0 | [12 empty] | 399.5 | 799 | 1198.5 | L:29'' W:29'' H:48 1/4'' |  |  | 29 | 29 | 48.25 | Center Lock-Up | [29 empty] | DP:5 3/4'' W:5'' H:1'' Hexagonal |  |  |  |  | 240 |  | 84 |  | Hardwired | 0 | 0 | 0 | 0 | 0 | 0 | 0 | 0 | 0 | 0 | 0 | 014817603705 | 27.5 | 25.75 | 25.25 | 18.7 | 10.347 | 300 | Yes | [9 empty] | cETL Damp | BANTRY HOUSE 8L XL LNTRN | 8 - Light Lantern |  | AC1038ADB.jpg | AC1038ADB.jpg
AC1038BLH | 8 - Light Lantern |  | CHANDELIERS | Bantry House | Chandeliers | Blush | BLH | Steel |  |  |  |  | 8 Candelabra B10 Torpedo 60w |  | 8 | No | [14 empty] | 0 | [12 empty] | 399.5 | 799 | 1198.5 | L:29'' W:29'' H:48 1/4'' |  |  | 29 | 29 | 48.25 | Center Lock-Up | [29 empty] | DP:5 3/4'' W:5'' H:1'' Hexagonal |  |  |  |  | 240 |  | 84 |  | Hardwired | 0 | 0 | 0 | 0 | 0 | 0 | 0 | 0 | 0 | 0 | 0 | 014817603699 | 27.5 | 25.75 | 25.25 | 18.7 | 10.347 | 300 | Yes | [9 empty] | cETL Damp | BANTRY HOUSE 8L XL LNTRN | 8 - Light Lantern |  | AC1038BLH.jpg | AC1038BLH.jpg
AC1038DBL | 8 - Light Lantern |  | CHANDELIERS | Bantry House | Chandeliers | Dutch Blue | DBL | Steel |  |  |  |  | 8 Candelabra B10 Torpedo 60w |  | 8 | No | [14 empty] | 0 | [12 empty] | 399.5 | 799 | 1198.5 | L:29'' W:29'' H:48 1/4'' |  |  | 29 | 29 | 48.25 | Center Lock-Up | [29 empty] | DP:5 3/4'' W:5'' H:1'' Hexagonal |  |  |  |  | 240 |  | 84 |  | Hardwired | 0 | 0 | 0 | 0 | 0 | 0 | 0 | 0 | 0 | 0 | 0 | 014817603729 | 27.5 | 25.75 | 25.25 | 18.7 | 10.347 | 300 | Yes | [9 empty] | cETL Damp | BANTRY HOUSE 8L XL LNTRN | 8 - Light Lantern |  | AC1038DBL.jpg | AC1038DBL.jpg
AC1038GCM | 8 - Light Lantern |  | CHANDELIERS | Bantry House | Chandeliers | Gloss Cream | GCM | Steel |  |  |  |  | 8 Candelabra B10 Torpedo 60w |  | 8 | No | [14 empty] | 0 | [12 empty] | 399.5 | 799 | 1198.5 | L:29'' W:29'' H:48 1/4'' |  |  | 29 | 29 | 48.25 | Center Lock-Up | [29 empty] | DP:5 3/4'' W:5'' H:1'' Hexagonal |  |  |  |  | 240 |  | 84 |  | Hardwired | 0 | 0 | 0 | 0 | 0 | 0 | 0 | 0 | 0 | 0 | 0 | 014817603712 | 27.5 | 25.75 | 25.25 | 18.7 | 10.347 | 300 | Yes | [9 empty] | cETL Damp | BANTRY HOUSE 8L XL LNTRN | 8 - Light Lantern |  | AC1038GCM.jpg | AC1038GCM.jpg
AC1038SMS | 8 - Light Lantern |  | CHANDELIERS | Bantry House | Chandeliers | Smith Steel | SMS | Steel |  |  |  |  | 8 Candelabra B10 Torpedo 60w |  | 8 | No | [14 empty] | 0 | [12 empty] | 399.5 | 799 | 1198.5 | L:29'' W:29'' H:48 1/4'' |  |  | 29 | 29 | 48.25 | Center Lock-Up | [29 empty] | DP:5 3/4'' W:5'' H:1'' Hexagonal |  |  |  |  | 240 |  | 84 |  | Hardwired | 0 | 0 | 0 | 0 | 0 | 0 | 0 | 0 | 0 | 0 | 0 | 014817603736 | 27.5 | 25.75 | 25.25 | 18.7 | 10.347 | 300 | Yes | [9 empty] | cETL Damp | BANTRY HOUSE 8L XL LNTRN | 8 - Light Lantern |  | AC1038SMS.jpg | AC1038SMS.jpg
AC1046ADB | 6 - Light Lantern |  | CHANDELIERS | Bantry House | Chandeliers | Antique Gild | ADB | Steel |  |  |  |  | 6 Candelabra B10 Torpedo 60w |  | 6 | No | [14 empty] | 0 |  |  |  |  | Clear Silver |  |  |  | Damp |  |  | 45 | 264.5 | 529 | 793.5 | L:22'' W:22'' H:21'' O:83 1/2'' |  |  | 22 | 22 | 21 | Center Lock-Up |  |  | 83.5 | [26 empty] | DP:5 3/4'' W:5'' H:1'' Hexagonal |  |  |  |  | 180 | Clear Silver | 60 |  | Hardwired | 0 | 0 | 0 | 0 | 0 | 0 | 0 | 0 | 0 | 0 | 0 | 014817605709 | [16 empty] | cETL Damp | BANTRY HOUSE 6L WIDE LNTRN ADB | 6 - Light Lantern |  | AC1046ADB.jpg | AC1046ADB.jpg
AC1046BLH | 6 - Light Lantern |  | CHANDELIERS | Bantry House | Chandeliers | Blush | BLH | Steel |  |  |  |  | 6 Candelabra B10 Torpedo 60w |  | 6 | No | [14 empty] | 0 |  |  |  |  | Clear Silver |  |  |  | Damp |  |  | 45 | 264.5 | 529 | 793.5 | L:22'' W:22'' H:21'' O:83 1/2'' |  |  | 22 | 22 | 21 | Center Lock-Up |  |  | 83.5 | [26 empty] | DP:5 3/4'' W:5'' H:1'' Hexagonal |  |  |  |  | 180 | Clear Silver | 60 |  | Hardwired | 0 | 0 | 0 | 0 | 0 | 0 | 0 | 0 | 0 | 0 | 0 | 014817605693 | [16 empty] | cETL Damp | BANTRY HOUSE 6L WIDE LNTRN BLH | 6 - Light Lantern |  | AC1046BLH.jpg | AC1046BLH.jpg
AC1046DBL | 6 - Light Lantern |  | CHANDELIERS | Bantry House | Chandeliers | Dutch Blue | DBL | Steel |  |  |  |  | 6 Candelabra B10 Torpedo 60w |  | 6 | No | [14 empty] | 0 |  |  |  |  | Clear Silver |  |  |  | Damp |  |  | 45 | 264.5 | 529 | 793.5 | L:22'' W:22'' H:21'' O:83 1/2'' |  |  | 22 | 22 | 21 | Center Lock-Up |  |  | 83.5 | [26 empty] | DP:5 3/4'' W:5'' H:1'' Hexagonal |  |  |  |  | 180 | Clear Silver | 60 |  | Hardwired | 0 | 0 | 0 | 0 | 0 | 0 | 0 | 0 | 0 | 0 | 0 | 014817605723 | [16 empty] | cETL Damp | BANTRY HOUSE 6L WIDE LNTRN DBL | 6 - Light Lantern |  | AC1046DBL.jpg | AC1046DBL.jpg
AC1046GCM | 6 - Light Lantern |  | CHANDELIERS | Bantry House | Chandeliers | Gloss Cream | GCM | Steel |  |  |  |  | 6 Candelabra B10 Torpedo 60w |  | 6 | No | [14 empty] | 0 |  |  |  |  | Clear Silver |  |  |  | Damp |  |  | 45 | 264.5 | 529 | 793.5 | L:22'' W:22'' H:21'' O:83 1/2'' |  |  | 22 | 22 | 21 | Center Lock-Up |  |  | 83.5 | [26 empty] | DP:5 3/4'' W:5'' H:1'' Hexagonal |  |  |  |  | 180 | Clear Silver | 60 |  | Hardwired | 0 | 0 | 0 | 0 | 0 | 0 | 0 | 0 | 0 | 0 | 0 | 014817605716 | [16 empty] | cETL Damp | BANTRY HOUSE 6L WIDE LNTRN GCM | 6 - Light Lantern |  | AC1046GCM.jpg | AC1046GCM.jpg
AC1046SMS | 6 - Light Lantern |  | CHANDELIERS | Bantry House | Chandeliers | Smith Steel | SMS | Steel |  |  |  |  | 6 Candelabra B10 Torpedo 60w |  | 6 | No | [14 empty] | 0 |  |  |  |  | Clear Silver |  |  |  | Damp |  |  | 45 | 264.5 | 529 | 793.5 | L:22'' W:22'' H:21'' O:83 1/2'' |  |  | 22 | 22 | 21 | Center Lock-Up |  |  | 83.5 | [26 empty] | DP:5 3/4'' W:5'' H:1'' Hexagonal |  |  |  |  | 180 | Clear Silver | 60 |  | Hardwired | 0 | 0 | 0 | 0 | 0 | 0 | 0 | 0 | 0 | 0 | 0 | 014817605730 | [16 empty] | cETL Damp | BANTRY HOUSE 6L WIDE LNTRN SMS | 6 - Light Lantern |  | AC1046SMS.jpg | AC1046SMS.jpg
AC1055DWZ | 5 - Light Chandelier |  | CHANDELIERS | Leon | Chandeliers | Dark Weathered Zinc | DWZ | Steel |  |  |  |  | 5 Candelabra Torpedo 60w |  | 5 | No | [14 empty] | 0 |  |  |  |  | Black |  |  |  | Damp |  |  | 45 | 549.5 | 1099 | 1648.5 | L:19'' W:19'' H:15 5/8'' O:85 5/8'' |  |  | 19 | 19 | 15.625 | Screw Collar - Chain |  |  | 85.625 | [26 empty] | D:5 1/2'' H:1 1/8'' Round |  |  |  |  | 180 | Black | 60 |  | Hardwired | 0 | 0 | 0 | 0 | 0 | 0 | 0 | 0 | 0 | 0 | 0 | 014817605877 | [16 empty] | cETL Damp | LEON 5L CHAND DWZ | 5 - Light Chandelier |  | AC1055DWZ.jpg | AC1055DWZ.jpg
AC1055SMT | 5 - Light Chandelier |  | CHANDELIERS | Leon | Chandeliers | Salt Mist | SMT | Steel |  |  |  |  | 5 Candelabra Torpedo 60w |  | 5 | No | [14 empty] | 0 |  |  |  |  | Clear Silver |  |  |  | Damp |  |  | 45 | 549.5 | 1099 | 1648.5 | L:19'' W:19'' H:15 5/8'' O:85 5/8'' |  |  | 19 | 19 | 15.625 | Screw Collar - Chain |  |  | 85.625 | [26 empty] | D:5 1/2'' H:1 1/8'' Round |  |  |  |  | 180 | Clear Silver | 60 |  | Hardwired | 0 | 0 | 0 | 0 | 0 | 0 | 0 | 0 | 0 | 0 | 0 | 014817605884 | [16 empty] | cETL Damp | LEON 5L CHAND SMT | 5 - Light Chandelier |  | AC1055SMT.jpg | AC1055SMT.jpg
AC1066DWZ | 6 - Light Chandelier |  | CHANDELIERS | Leon | Chandeliers | Dark Weathered Zinc | DWZ | Steel |  |  |  |  | 6 Candelabra Torpedo 60w |  | 6 | No | [14 empty] | 0 |  |  |  |  | Black |  |  |  | Damp |  |  | 45 | 599.5 | 1199 | 1798.5 | L:30'' W:30'' H:28 1/4'' O:94 1/4'' |  |  | 30 | 30 | 28.25 | Screw Collar - Chain |  |  | 94.25 | [26 empty] | D:5 1/2'' H:1 1/8'' Round |  |  |  |  | 180 | Black | 60 |  | Hardwired | 0 | 0 | 0 | 0 | 0 | 0 | 0 | 0 | 0 | 0 | 0 | 014817605891 | [16 empty] | cETL Damp | LEON 6L CHAND DWZ | 6 - Light Chandelier |  | AC1066DWZ.jpg | AC1066DWZ.jpg
AC1066SMT | 6 - Light Chandelier |  | CHANDELIERS | Leon | Chandeliers | Salt Mist | SMT | Steel |  |  |  |  | 6 Candelabra Torpedo 60w |  | 6 | No | [14 empty] | 0 |  |  |  |  | Clear Silver |  |  |  | Damp |  |  | 45 | 599.5 | 1199 | 1798.5 | L:30'' W:30'' H:28 1/4'' O:94 1/4'' |  |  | 30 | 30 | 28.25 | Screw Collar - Chain |  |  | 94.25 | [26 empty] | D:5 1/2'' H:1 1/8'' Round |  |  |  |  | 180 | Clear Silver | 60 |  | Hardwired | 0 | 0 | 0 | 0 | 0 | 0 | 0 | 0 | 0 | 0 | 0 | 014817605907 | [16 empty] | cETL Damp | LEON 6L CHAND SMT | 6 - Light Chandelier |  | AC1066SMT.jpg | AC1066SMT.jpg
AC1078DWZ | 8 - Light Chandelier |  | CHANDELIERS | Leon | Chandeliers | Dark Weathered Zinc | DWZ | Steel |  |  |  |  | 8 Candelabra Torpedo 60w |  | 8 | No | [14 empty] | 0 |  |  |  |  | Black |  |  |  | Damp |  |  | 45 | 699.5 | 1399 | 2098.5 | L:36'' W:36'' H:30'' O:96'' |  |  | 36 | 36 | 30 | Screw Collar - Chain |  |  | 96 | [26 empty] | D:5 1/2'' H:1 1/8'' Round |  |  |  |  | 180 | Black | 60 |  | Hardwired | 0 | 0 | 0 | 0 | 0 | 0 | 0 | 0 | 0 | 0 | 0 | 014817605914 | [16 empty] | cETL Damp | LEON 8L CHAND DWZ | 8 - Light Chandelier |  | AC1078DWZ.jpg | AC1078DWZ.jpg
AC1078SMT | 8 - Light Chandelier |  | CHANDELIERS | Leon | Chandeliers | Salt Mist | SMT | Steel |  |  |  |  | 8 Candelabra Torpedo 60w |  | 8 | No | [14 empty] | 0 |  |  |  |  | Clear Silver |  |  |  | Damp |  |  | 45 | 699.5 | 1399 | 2098.5 | L:36'' W:36'' H:30'' O:96'' |  |  | 36 | 36 | 30 | Screw Collar - Chain |  |  | 96 | [26 empty] | D:5 1/2'' H:1 1/8'' Round |  |  |  |  | 180 | Clear Silver | 60 |  | Hardwired | 0 | 0 | 0 | 0 | 0 | 0 | 0 | 0 | 0 | 0 | 0 | 014817605921 | [16 empty] | cETL Damp | LEON 8L CHAND SMT | 8 - Light Chandelier |  | AC1078SMT.jpg | AC1078SMT.jpg
AF1063BBS | 3 - Light Flush Mount |  | CEILING | Transom | Ceiling Lights | Burnished Brass | BBS | Steel | White Glass | L:12.125" W:12.125" H:2.625" |  |  | 3 Candelabra Torpedo 40w |  | 3 | No | [14 empty] | 0 | [12 empty] | 174.5 | 349 | 523.5 | L:13'' W:13'' H:4'' | 11.77 |  | 13 | 13 | 4 | Double Cap Nuts | [34 empty] | 8 | Black/White |  |  | Hardwired | 0 | 0 | 0 | 0 | 0 | 0 | 0 | 0 | 0 | 0 | 0 | 014817599053 | 17 | 16.5 | 10.75 | 13.6 | 1.745 | 125 | Yes | [9 empty] | cETL Damp | TRANSOM 3L FLUSHMT BBS | 3 - Light Flush Mount |  | AF1063BBS.jpg | AF1063BBS.jpg
AF1063PN | 3 - Light Flush Mount |  | CEILING | Transom | Ceiling Lights | Polished Nickel | PN | Steel | White Glass | L:12.125" W:12.125" H:2.625" |  |  | 3 Candelabra Torpedo 40w |  | 3 | No | [14 empty] | 0 | [12 empty] | 174.5 | 349 | 523.5 | L:13'' W:13'' H:4'' | 11.77 |  | 13 | 13 | 4 | Double Cap Nuts | [34 empty] | 8 | Black/White |  |  | Hardwired | 0 | 0 | 0 | 0 | 0 | 0 | 0 | 0 | 0 | 0 | 0 | 014817599060 | 17 | 16.5 | 10.75 | 13.6 | 1.745 | 125 | Yes | [9 empty] | cETL Damp | TRANSOM 3L FLUSHMT PN | 3 - Light Flush Mount |  | AF1063PN.jpg | AF1063PN.jpg
AF1072BBS | 2 - Light Flush Mount |  | CEILING | Alec | Ceiling Lights | Burnished Brass | BBS | Steel | Clear Glass | D:10.75" H:5" |  |  | 2 Medium A19 60w |  | 2 | No | [14 empty] | 0 | [12 empty] | 119.5 | 239 | 358.5 | L:13'' W:13'' H:5 3/4'' | 7 |  | 13 | 13 | 5.75 | Center Lock-Up | [34 empty] | 8 | Black/White |  |  | Hardwired | 0 | 0 | 0 | 0 | 0 | 0 | 0 | 0 | 0 | 0 | 0 | 014817598773 | 16.25 | 16.25 | 10.25 | 9 | 1.566 | 175 | Yes | [9 empty] | cETL Damp | ALEC 2L FLUSHMT BBS | 2 - Light Flush Mount |  | AF1072BBS.jpg | AF1072BBS.jpg
AF1072PN | 2 - Light Flush Mount |  | CEILING | Alec | Ceiling Lights | Polished Nickel | PN | Steel | Clear Glass | D:10.75" H:5" |  |  | 2 Medium A19 60w |  | 2 | No | [14 empty] | 0 | [12 empty] | 124.98 | 249.96 | 374.94 | L:13'' W:13'' H:5 3/4'' | 7 |  | 13 | 13 | 5.75 | Center Lock-Up | [34 empty] | 8 | Black/White |  |  | Hardwired | 0 | 0 | 0 | 0 | 0 | 0 | 0 | 0 | 0 | 0 | 0 | 014817598780 | 16.25 | 16.25 | 10.25 | 9 | 1.566 | 175 | Yes | [9 empty] | cETL Damp | ALEC 2L FLUSHMT PN | 2 - Light Flush Mount |  | AF1072PN.jpg | AF1072PN.jpg
AF1083ADB | 3 - Light Flush Mount |  | CEILING | Helios | Ceiling Lights | Antique Gild | ADB | Steel |  |  |  |  | 3 Candelabra Torpedo 60w |  | 3 | No | [14 empty] | 0 | [12 empty] | 149.5 | 299 | 448.5 | L:17'' W:17'' H:9'' | 5.3 |  | 17 | 17 | 9 | U Channel Bar | [29 empty] | D:5'' H:7/8'' Round |  |  |  |  | 8 | Black/White |  |  | Hardwired | 0 | 0 | 0 | 0 | 0 | 0 | 0 | 0 | 0 | 0 | 0 | 014817598926 | 20.75 | 21 | 8.75 | 7.8 | 2.206 | 250 | Yes | [9 empty] | cETL Damp | HELIOS 3L SEMI FLUSH ADB | 3 - Light Flush Mount |  | AF1083ADB.jpg | AF1083ADB.jpg
AF1143AI | 3 - Light Small Flush Mount |  | CEILING | Cordtlandt | Ceiling Lights | Aged Iron | AI | Steel | White Linen Fabric | D:14" H:5.75" |  |  | 3 Medium A19 60w |  | 3 | No | [14 empty] | 0 | [12 empty] | 109.5 | 219 | 328.5 | D:14'' L:14'' W:14'' H:8 1/4'' | 4.3 | 14 | 14 | 14 | 8.25 | Double Cap Nuts | [29 empty] | D:10 3/8'' H:3/4'' Round |  |  |  |  | 8 | Black/White |  |  | Hardwired | 0 | 0 | 0 | 0 | 0 | 0 | 0 | 0 | 0 | 0 | 0 | 014817598650 | [16 empty] | cETL Damp | CORDTLANDT SM FLUSH AI | 3 - Light Small Flush Mount |  | AF1143AI.jpg | AF1143AI.jpg
AF1143BBS | 3 - Light Small Flush Mount |  | CEILING | Cordtlandt | Ceiling Lights | Burnished Brass | BBS | Steel | French Ivory Hand Blown Fabric | D:14" H:5.75" |  |  | 3 Medium A19 60w |  | 3 | No | [14 empty] | 0 | [12 empty] | 109.5 | 219 | 328.5 | D:14'' L:14'' W:14'' H:8 1/4'' | 4.3 | 14 | 14 | 14 | 8.25 | Double Cap Nuts | [29 empty] | D:10 3/8'' H:3/4'' Round |  |  |  |  | 8 | Black/White |  |  | Hardwired | 0 | 0 | 0 | 0 | 0 | 0 | 0 | 0 | 0 | 0 | 0 | 014817598667 | [16 empty] | cETL Damp | CORDTLANDT SM FLUSH BBS | 3 - Light Small Flush Mount |  | AF1143BBS.jpg | AF1143BBS.jpg
AF1143PN | 3 - Light Small Flush Mount |  | CEILING | Cordtlandt | Ceiling Lights | Polished Nickel | PN | Steel | White Linen Fabric | D:14" H:5.75" |  |  | 3 Medium A19 60w |  | 3 | No | [14 empty] | 0 | [12 empty] | 109.5 | 219 | 328.5 | D:14'' L:14'' W:14'' H:8 1/4'' | 4.3 | 14 | 14 | 14 | 8.25 | Double Cap Nuts | [29 empty] | D:10 3/8'' H:3/4'' Round |  |  |  |  | 8 | Black/White |  |  | Hardwired | 0 | 0 | 0 | 0 | 0 | 0 | 0 | 0 | 0 | 0 | 0 | 014817598674 | [16 empty] | cETL Damp | CORDTLANDT SM FLUSH PN | 3 - Light Small Flush Mount |  | AF1143PN.jpg | AF1143PN.jpg
AF1153AI | 3 - Light Large Flush Mount |  | CEILING | Cordtlandt | Ceiling Lights | Aged Iron | AI | Steel | White Linen Fabric | D:19" H:6.5" |  |  | 3 Medium A19 60w |  | 3 | No | [14 empty] | 0 | [12 empty] | 139.5 | 279 | 418.5 | D:19'' L:19'' W:19'' H:9 1/2'' | 6.3 | 19 | 19 | 19 | 9.5 | Double Cap Nuts | [29 empty] | D:10 3/8'' H:3/4'' Round |  |  |  |  | 8 | Black/White |  |  | Hardwired | 0 | 0 | 0 | 0 | 0 | 0 | 0 | 0 | 0 | 0 | 0 | 014817598681 | [16 empty] | cETL Damp | CORDTLANDT LG FLUSH AI | 3 - Light Large Flush Mount |  | AF1153AI.jpg | AF1153AI.jpg
AF1153BBS | 3 - Light Large Flush Mount |  | CEILING | Cordtlandt | Ceiling Lights | Burnished Brass | BBS | Steel | White Linen Fabric | D:19" H:6.5" |  |  | 3 Medium A19 60w |  | 3 | No | [14 empty] | 0 | [12 empty] | 139.5 | 279 | 418.5 | D:19'' L:19'' W:19'' H:9 1/2'' | 6.3 | 19 | 19 | 19 | 9.5 | Double Cap Nuts | [29 empty] | D:10 3/8'' H:3/4'' Round |  |  |  |  | 8 | Black/White |  |  | Hardwired | 0 | 0 | 0 | 0 | 0 | 0 | 0 | 0 | 0 | 0 | 0 | 014817598698 | [16 empty] | cETL Damp | CORDTLANDT LG FLUSH BBS | 3 - Light Large Flush Mount |  | AF1153BBS.jpg | AF1153BBS.jpg
AF1153PN | 3 - Light Large Flush Mount |  | CEILING | Cordtlandt | Ceiling Lights | Polished Nickel | PN | Steel | White Linen Fabric | D:19" H:6.5" |  |  | 3 Medium A19 60w |  | 3 | No | [14 empty] | 0 | [12 empty] | 139.5 | 279 | 418.5 | D:19'' L:19'' W:19'' H:9 1/2'' | 6.3 | 19 | 19 | 19 | 9.5 | Double Cap Nuts | [29 empty] | D:10 3/8'' H:3/4'' Round |  |  |  |  | 8 | Black/White |  |  | Hardwired | 0 | 0 | 0 | 0 | 0 | 0 | 0 | 0 | 0 | 0 | 0 | 014817598704 | [16 empty] | cETL Damp | CORDTLANDT LG FLUSH PN | 3 - Light Large Flush Mount |  | AF1153PN.jpg | AF1153PN.jpg
AF1164DWZ | 4 - Light Flush Mount |  | CEILING | Leon | Ceiling Lights | Dark Weathered Zinc | DWZ | Steel |  |  |  |  | 4 Candelabra Torpedo 60w |  | 4 | No | [14 empty] | 0 | [12 empty] | 299.5 | 599 | 898.5 | D:16'' L:16'' W:16'' H:7 1/2'' |  | 16 | 16 | 16 | 7.5 | Screw Collar - Stem | [29 empty] | D:5'' H:3/4'' Round |  |  |  |  | 8 | Black/White |  |  | Hardwired | 0 | 0 | 0 | 0 | 0 | 0 | 0 | 0 | 0 | 0 | 0 | 014817605938 | [16 empty] | cETL Damp | LEON 4L FLUSH MT DWZ | 4 - Light Flush Mount |  | AF1164DWZ.jpg | AF1164DWZ.jpg
AF1164SMT | 4 - Light Flush Mount |  | CEILING | Leon | Ceiling Lights | Salt Mist | SMT | Steel |  |  |  |  | 4 Candelabra Torpedo 60w |  | 4 | No | [14 empty] | 0 | [12 empty] | 299.5 | 599 | 898.5 | D:16'' L:16'' W:16'' H:7 1/2'' |  | 16 | 16 | 16 | 7.5 | Screw Collar - Stem | [29 empty] | D:5'' H:3/4'' Round |  |  |  |  | 8 | Black/White |  |  | Hardwired | 0 | 0 | 0 | 0 | 0 | 0 | 0 | 0 | 0 | 0 | 0 | 014817605945 | [16 empty] | cETL Damp | LEON 4L FLUSH MT SMT | 4 - Light Flush Mount |  | AF1164SMT.jpg | AF1164SMT.jpg
AP1051ADB | 1 - Light Small Pendant |  | LINE VOLTAGE PENDANT | Feccetta | Pendants | Antique Gild | ADB | Steel |  |  |  |  | 1 Medium A19 75w |  | 1 | No | [14 empty] | 0 |  |  |  |  | Clear Silver | [6 empty] | 45 | 179.5 | 359 | 538.5 | L:11'' W:11'' H:16 1/8'' O:82'' | 4.8 |  | 11 | 11 | 16.125 | Screw Collar - Chain |  |  | 82 | [26 empty] | D:5'' H:7/8'' |  |  |  |  | 180 | Clear Silver | 60 |  | Hardwired | 0 | 0 | 0 | 0 | 0 | 0 | 0 | 0 | 0 | 0 | 0 | 014817598834 | 13 | 12.75 | 12.5 | 5.6 | 1.199 | 175 | Yes | [9 empty] | cETL Damp | FECCETTA 1L 11" PDT ADB | 1 - Light Small Pendant |  | AP1051ADB.jpg | AP1051ADB.jpg
AP1051MBK | 1 - Light Small Pendant |  | LINE VOLTAGE PENDANT | Feccetta | Pendants | Midnight Black | MBK | Steel |  |  |  |  | 1 Medium A19 75w |  | 1 | No | [14 empty] | 0 |  |  |  |  | Black | [7 empty] | 179.5 | 359 | 538.5 | L:11'' W:11'' H:16 1/8'' O:82'' | 4.8 |  | 11 | 11 | 16.125 | Screw Collar - Chain |  |  | 82 | [26 empty] | D:5'' H:7/8'' Round |  |  |  |  | 180 | Black | 60 |  | Hardwired | 0 | 0 | 0 | 0 | 0 | 0 | 0 | 0 | 0 | 0 | 0 | 014817598841 | 13 | 12.75 | 12.5 | 5.6 | 1.199 | 175 | Yes | [9 empty] | cETL Damp | FECCETTA 1L 11" PDT MBK | 1 - Light Small Pendant |  | AP1051MBK.jpg | AP1051MBK.jpg
AP1051PMW | 1 - Light Small Pendant |  | LINE VOLTAGE PENDANT | Feccetta | Pendants | Paper Mache White | PMW | Steel |  |  |  |  | 1 Medium A19 75w |  | 1 | No | [14 empty] | 0 |  |  |  |  | Clear Silver | [7 empty] | 179.5 | 359 | 538.5 | L:11'' W:11'' H:16 1/8'' O:82 1/4'' | 4.8 |  | 11 | 11 | 16.125 | Screw Collar - Chain |  |  | 82.25 | [26 empty] | D:5'' H:7/8'' Round |  |  |  |  | 180 | Clear Silver | 60 |  | Hardwired | 0 | 0 | 0 | 0 | 0 | 0 | 0 | 0 | 0 | 0 | 0 | 014817598858 | 13 | 12.75 | 12.5 | 5.6 | 1.199 | 175 | Yes | [9 empty] | cETL Damp | FECCETTA 1L 11" PDT PMW | 1 - Light Small Pendant |  | AP1051PMW.jpg | AP1051PMW.jpg
AP1061ADB | 1 - Light Medium Pendant |  | LINE VOLTAGE PENDANT | Feccetta | Pendants | Antique Gild | ADB | Steel |  |  |  |  | 1 Medium A19 75w |  | 1 | No | [14 empty] | 0 |  |  |  |  | Clear Silver | [7 empty] | 224.5 | 449 | 673.5 | L:15'' W:15'' H:20'' O:85 1/8'' | 5.7 |  | 15 | 15 | 20 | Screw Collar - Chain |  |  | 85.125 | [26 empty] | D:5'' H:7/8'' Round |  |  |  |  | 180 | Clear Silver | 60 |  | Hardwired | 0 | 0 | 0 | 0 | 0 | 0 | 0 | 0 | 0 | 0 | 0 | 014817598865 | 18.25 | 18.5 | 16.75 | 8.8 | 3.273 | 250 | Yes | [9 empty] | cETL Damp | FECCETTA 1L 15" PDT ADB | 1 - Light Medium Pendant |  | AP1061ADB.jpg | AP1061ADB.jpg
AP1061MBK | 1 - Light Medium Pendant |  | LINE VOLTAGE PENDANT | Feccetta | Pendants | Midnight Black | MBK | Steel |  |  |  |  | 1 Medium A19 75w |  | 1 | No | [14 empty] | 0 |  |  |  |  | Black | [7 empty] | 224.5 | 449 | 673.5 | L:15'' W:15'' H:20'' O:86 1/8'' | 5.7 |  | 15 | 15 | 20 | Screw Collar - Chain |  |  | 86.125 | [26 empty] | D:5'' H:7/8'' Round |  |  |  |  | 180 | Black | 60 |  | Hardwired | 0 | 0 | 0 | 0 | 0 | 0 | 0 | 0 | 0 | 0 | 0 | 014817598872 | [16 empty] | cETL Damp | FECCETTA 1L 15" PDT MBK | 1 - Light Medium Pendant |  | AP1061MBK.jpg | AP1061MBK.jpg
AP1061PMW | 1 - Light Medium Pendant |  | LINE VOLTAGE PENDANT | Feccetta | Pendants | Paper Mache White | PMW | Steel |  |  |  |  | 1 Medium A19 75w |  | 1 | No | [14 empty] | 0 |  |  |  |  | Clear Silver | [7 empty] | 224.5 | 449 | 673.5 | L:15'' W:15'' H:20'' O:86 1/4'' | 5.7 |  | 15 | 15 | 20 | Screw Collar - Chain |  |  | 86.25 | [26 empty] | D:5'' H:7/8'' Round |  |  |  |  | 180 | Clear Silver | 60 |  | Hardwired | 0 | 0 | 0 | 0 | 0 | 0 | 0 | 0 | 0 | 0 | 0 | 014817598889 | 18.25 | 18.25 | 16.25 | 8.9 | 3.132 | 250 | Yes | [9 empty] | cETL Damp | FECCETTA 1L 15" PDT PMW | 1 - Light Medium Pendant |  | AP1061PMW.jpg | AP1061PMW.jpg
AP1071ADB | 1 - Light Large Pendant |  | LINE VOLTAGE PENDANT | Feccetta | Pendants | Antique Gild | ADB | Steel |  |  |  |  | 1 Medium A19 75w |  | 1 | No | [14 empty] | 0 |  |  |  |  | Clear Silver | [7 empty] | 274.5 | 549 | 823.5 | L:20 1/2'' W:20 1/2'' H:29 1/2'' O:94 5/8'' | 8.8 |  | 20.5 | 20.5 | 29.5 | Screw Collar - Chain |  |  | 94.625 | [26 empty] | D:5'' H:7/8'' Round |  |  |  |  | 180 | Clear Silver | 60 |  | Hardwired | 0 | 0 | 0 | 0 | 0 | 0 | 0 | 0 | 0 | 0 | 0 | 014817598896 | 23.75 | 23.75 | 20.75 | 13.5 | 6.773 | 250 | Yes | [9 empty] | cETL Damp | FECCETTA 1L 20" PDT ADB | 1 - Light Large Pendant |  | AP1071ADB.jpg | AP1071ADB.jpg
AP1071MBK | 1 - Light Large Pendant |  | LINE VOLTAGE PENDANT | Feccetta | Pendants | Midnight Black | MBK | Steel |  |  |  |  | 1 Medium A19 75w |  | 1 | No | [14 empty] | 0 |  |  |  |  | Black | [7 empty] | 274.5 | 549 | 823.5 | L:20 1/2'' W:20 1/2'' H:29 1/2'' O:94 5/8'' | 8.8 |  | 20.5 | 20.5 | 29.5 | Screw Collar - Chain |  |  | 94.625 | [26 empty] | D:5'' H:7/8'' Round |  |  |  |  | 180 | Black | 60 |  | Hardwired | 0 | 0 | 0 | 0 | 0 | 0 | 0 | 0 | 0 | 0 | 0 | 014817598902 | [16 empty] | cETL Damp | FECCETTA 1L 20" PDT MBK | 1 - Light Large Pendant |  | AP1071MBK.jpg | AP1071MBK.jpg
AP1071PMW | 1 - Light Large Pendant |  | LINE VOLTAGE PENDANT | Feccetta | Pendants | Paper Mache White | PMW | Steel |  |  |  |  | 1 Medium A19 75w |  | 1 | No | [14 empty] | 0 |  |  |  |  | Clear Silver | [7 empty] | 274.5 | 549 | 823.5 | L:20 1/2'' W:20 1/2'' H:29 1/2'' O:94 5/8'' | 8.8 |  | 20.5 | 20.5 | 29.5 | Screw Collar - Chain |  |  | 94.625 | [26 empty] | D:5'' H:7/8'' Round |  |  |  |  | 180 | Clear Silver | 60 |  | Hardwired | 0 | 0 | 0 | 0 | 0 | 0 | 0 | 0 | 0 | 0 | 0 | 014817598919 | 24 | 24 | 20.5 | 13.7 | 6.833 | 250 | Yes | [9 empty] | cETL Damp | FECCETTA 1L 20" PDT PWM | 1 - Light Large Pendant |  | AP1071PMW.jpg | AP1071PMW.jpg
AP1084ADB | 4 - Light Wide Pendant |  | LINE VOLTAGE PENDANT | Helios | Pendants | Antique Gild | ADB | Steel |  |  |  |  | 4 Candelabra Torpedo 60w |  | 4 | No | [14 empty] | 0 |  |  |  |  | Clear Silver | [7 empty] | 349.5 | 699 | 1048.5 | L:32'' W:32'' H:15 3/8'' O:82 1/4'' | 12.3 |  | 32 | 32 | 15.375 | Screw Collar - Chain |  |  | 82.25 | [26 empty] | D:5'' H:7/8'' Round |  |  |  |  | 180 | Clear Silver | 60 |  | Hardwired | 0 | 0 | 0 | 0 | 0 | 0 | 0 | 0 | 0 | 0 | 0 | 014817598933 | 36.75 | 36.75 | 10 | 22.3 | 7.816 | 250 | Yes | [9 empty] | cETL Damp | HELIOS 4L WIDE PDT ADB | 4 - Light Wide Pendant |  | AP1084ADB.jpg | AP1084ADB.jpg
AP1146ADB | 6 - Light Pendant |  | LINE VOLTAGE PENDANT | Helios | Pendants | Antique Gild | ADB | Steel |  |  |  |  | 6 Candelabra Torpedo 60w |  | 6 | No | [14 empty] | 0 |  |  |  |  | Clear Silver | [7 empty] | 399.5 | 799 | 1198.5 | L:19'' W:19'' H:26 1/8'' O:93 3/8'' | 13 |  | 19 | 19 | 26.125 | Screw Collar - Chain |  |  | 93.375 | [26 empty] | D:5'' H:7/8'' Round |  |  |  |  | 180 | Clear Silver | 60 |  | Hardwired | 0 | 0 | 0 | 0 | 0 | 0 | 0 | 0 | 0 | 0 | 0 | 014817598940 | 26 | 23 | 23 | 26.2 | 7.959 | 250 | Yes | [9 empty] | cETL Damp | HELIOS 6L PDT ADB | 6 - Light Pendant |  | AP1146ADB.jpg | AP1146ADB.jpg
AP1158ADB | 8 - Light Tall Pendant |  | LINE VOLTAGE PENDANT | Helios | Pendants | Antique Gild | ADB | Steel |  |  |  |  | 8 Candelabra Torpedo 60w |  | 8 | No | [14 empty] | 0 |  |  |  |  | Clear Silver | [6 empty] | 45 | 499.5 | 999 | 1498.5 | L:24'' W:24'' H:38 5/8'' O:105 3/8'' | 20 |  | 24 | 24 | 38.625 | Screw Collar - Chain |  |  | 105.375 | [26 empty] | D:5'' H:7/8'' Round |  |  |  |  | 180 | Clear Silver | 60 |  | Hardwired | 0 | 0 | 0 | 0 | 0 | 0 | 0 | 0 | 0 | 0 | 0 | 014817598957 | [16 empty] | cETL Damp | HELIOS 8L PDT ADB | 8 - Light Tall Pendant |  | AP1158ADB.jpg | AP1158ADB.jpg
AP1161AI | 1 - Light Small Pendant |  | LINE VOLTAGE PENDANT | Cordtlandt | Pendants | Aged Iron | AI | Steel | White Linen Fabric | D:8.125" H:16.5" | D:5" |  | 1 Medium A19 75w |  | 1 | No | [14 empty] | 0 |  |  |  |  | Black | [6 empty] | 45 | 109.48 | 218.96 | 328.44 | L:8 1/8'' W:8 1/8'' H:18'' O:84 1/2'' | 4.2 |  | 8.125 | 8.125 | 18 | Screw Collar - Chain |  |  | 84.5 | [26 empty] | D:5 1/2'' H:7/8'' Round |  |  |  |  | 180 | Black | 60 |  | Hardwired | 0 | 0 | 0 | 0 | 0 | 0 | 0 | 0 | 0 | 0 | 0 | 014817598711 | 23.5 | 10.75 | 10.5 | 7.1 | 1.535 | 175 | Yes | [9 empty] | cETL Damp | CORDTLANDT SM PDT AI | 1 - Light Small Pendant |  | AP1161AI.jpg | AP1161AI.jpg
AP1161BBS | 1 - Light Small Pendant |  | LINE VOLTAGE PENDANT | Cordtlandt | Pendants | Burnished Brass | BBS | Steel | White Linen Fabric | D:8.125" H:16.46875" | D:5" |  | 1 Medium A19 75w |  | 1 | No | [14 empty] | 0 |  |  |  |  | Clear Silver | [6 empty] | 45 | 109.48 | 218.96 | 328.44 | L:8 1/8'' W:8 1/8'' H:18'' O:84 1/2'' | 4.2 |  | 8.125 | 8.125 | 18 | Screw Collar - Chain |  |  | 84.5 | [26 empty] | D:5 1/2'' H:7/8'' Round |  |  |  |  | 180 | Clear Silver | 60 |  | Hardwired | 0 | 0 | 0 | 0 | 0 | 0 | 0 | 0 | 0 | 0 | 0 | 014817598728 | 23.5 | 10.75 | 10.5 | 7.1 | 1.535 | 175 | Yes | [9 empty] | cETL Damp | CORDTLANDT SM PDT BBS | 1 - Light Small Pendant |  | AP1161BBS.jpg | AP1161BBS.jpg
AP1161PN | 1 - Light Small Pendant |  | LINE VOLTAGE PENDANT | Cordtlandt | Pendants | Polished Nickel | PN | Steel | White Linen Fabric | D:8.125" H:6.5" | D:5" |  | 1 Medium A19 75w |  | 1 | No | [14 empty] | 0 |  |  |  |  | Clear Silver | [6 empty] | 45 | 109.5 | 219 | 328.5 | L:8 1/8'' W:8 1/8'' H:18'' O:84 1/2'' | 4.2 |  | 8.125 | 8.125 | 18 | Screw Collar - Chain |  |  | 84.5 | [26 empty] | D:5 1/2'' H:7/8'' Round |  |  |  |  | 180 | Clear Silver | 60 |  | Hardwired | 0 | 0 | 0 | 0 | 0 | 0 | 0 | 0 | 0 | 0 | 0 | 014817598735 | 23.5 | 10.75 | 10.5 | 7.1 | 1.535 | 175 | Yes | [9 empty] | cETL Damp | CORDTLANDT SM PDT PN | 1 - Light Small Pendant |  | AP1161PN.jpg | AP1161PN.jpg
AP1173AI | 3 - Light Large Pendant |  | LINE VOLTAGE PENDANT | Cordtlandt | Pendants | Aged Iron | AI | Steel | White Linen Fabric | D:18" H:19.25" | D:10" |  | 3 Medium A19 75w |  | 3 | No | [14 empty] | 0 |  |  |  |  | Black |  |  |  | Damp |  |  | 45 | 199.48 | 398.96 | 598.44 | L:18'' W:18'' H:20 7/8'' O:87 1/2'' | 7.5 |  | 18 | 18 | 20.875 | Screw Collar - Chain |  |  | 87.5 | [26 empty] | D:5 1/2'' H:7/8'' Round |  |  |  |  | 180 | Black | 60 |  | Hardwired | 0 | 0 | 0 | 0 | 0 | 0 | 0 | 0 | 0 | 0 | 0 | 014817598742 | 21 | 21.5 | 24.5 | 13.4 | 6.401 | 250 | Yes | [9 empty] | cETL Damp | CORDTLANDT LG PDT PN | 3 - Light Large Pendant |  | AP1173AI.jpg | AP1173AI.jpg
AP1173BBS | 3 - Light Large Pendant |  | LINE VOLTAGE PENDANT | Cordtlandt | Pendants | Burnished Brass | BBS | Steel | White Linen Fabric | D:18" H:19.25" | D:10" |  | 3 Medium A19 75w |  | 3 | No | [14 empty] | 0 |  |  |  |  | Clear Silver |  |  |  | Damp |  |  | 45 | 199.48 | 398.96 | 598.44 | L:18'' W:18'' H:20 7/8'' O:87 1/2'' | 7.5 |  | 18 | 18 | 20.875 | Screw Collar - Chain |  |  | 87.5 | [26 empty] | D:5 1/2'' H:7/8'' Round |  |  |  |  | 180 | Clear Silver | 60 |  | Hardwired | 0 | 0 | 0 | 0 | 0 | 0 | 0 | 0 | 0 | 0 | 0 | 014817598759 | 21 | 21 | 24.5 | 13.4 | 6.253 | 250 | Yes | [9 empty] | cETL Damp | CORDTLANDT LG PDT BBS | 3 - Light Large Pendant |  | AP1173BBS.jpg | AP1173BBS.jpg
AP1173PN | 3 - Light Large Pendant |  | LINE VOLTAGE PENDANT | Cordtlandt | Pendants | Polished Nickel | PN | Steel | White Linen Fabric | D:18" H:19.25" | D:10" |  | 3 Medium A19 75w |  | 3 | No | [14 empty] | 0 |  |  |  |  | Clear Silver |  |  |  | Damp |  |  | 45 | 199.5 | 399 | 598.5 | L:18'' W:18'' H:20 7/8'' O:87 11/32'' | 7.5 |  | 18 | 18 | 20.875 | Screw Collar - Chain |  |  | 87.3438 | [26 empty] | D:5 1/2'' H:7/8'' Round |  |  |  |  | 180 | Clear Silver | 60 |  | Hardwired | 0 | 0 | 0 | 0 | 0 | 0 | 0 | 0 | 0 | 0 | 0 | 014817598766 | 21 | 21 | 24.5 | 13.4 | 6.253 | 250 | Yes | [9 empty] | cETL Damp | CORDTLANDT LG PDT PN | 3 - Light Large Pendant |  | AP1173PN.jpg | AP1173PN.jpg
AW1041BBS | 1 - Light Sconce |  | WALL SCONCE | Demi | Wall / Bath Lighting | Burnished Brass | BBS | Steel | Clear Glass | D:2.375" H:13" |  |  | 1 Candelabra Torpedo 60w |  | 1 | No | [14 empty] | 0 | [8 empty] | Damp |  |  |  | 74.5 | 149 | 223.5 | W:4 3/4'' H:16'' E:4 1/2'' | 3.96 |  |  | 4.75 | 16 | Wall / Bath |  |  |  |  | 4.5 | [25 empty] | W:4 3/4'' H:16'' OB UP:8'' OB DOWN:8'' Rectangular |  |  |  | 8 | Black/White |  |  | Hardwired | 0 | 0 | 0 | 0 | 0 | 0 | 0 | 0 | 0 | 0 | 0 | 014817598810 | 19.5 | 11 | 7.25 | 5.4 | 0.9 | 125 | Yes | [9 empty] | cETL Damp | DEMI 1L SCONCE BBS | 1 - Light Sconce |  | AW1041BBS.jpg | AW1041BBS.jpg
AW1041PN | 1 - Light Sconce |  | WALL SCONCE | Demi | Wall / Bath Lighting | Polished Nickel | PN | Steel | Clear Glass | D:2.375" H:13" |  |  | 1 Candelabra Torpedo 60w |  | 1 | No | [14 empty] | 0 | [8 empty] | Damp |  |  |  | 74.5 | 149 | 223.5 | W:4 3/4'' H:16'' E:4 1/2'' | 3.96 |  |  | 4.75 | 16 | Wall / Bath |  |  |  |  | 4.5 | [25 empty] | W:4 3/4'' H:16'' OB UP:8'' OB DOWN:8'' Rectangular |  |  |  | 8 | Black/White |  |  | Hardwired | 0 | 0 | 0 | 0 | 0 | 0 | 0 | 0 | 0 | 0 | 0 | 014817598827 | 19.5 | 11 | 7.25 | 5.4 | 0.9 | 125 | Yes | [9 empty] | cETL Damp | DEMI 1L SCONCE PN | 1 - Light Sconce |  | AW1041PN.jpg | AW1041PN.jpg
AW1051BBS | 1 - Light Sconce |  | WALL SCONCE | Baxley | Wall / Bath Lighting | Burnished Brass | BBS | Steel | White Linen Fabric | D:5.5" H:6" | D:4" |  | 1 Candelabra Torpedo 60w |  | 1 | No | [14 empty] | 0 | [8 empty] | Damp |  |  |  | 74.48 | 148.96 | 223.44 | W:5 1/2'' H:20 7/8'' E:5 3/4'' | 2.42 |  |  | 5.5 | 20.875 | Wall / Bath |  |  |  |  | 5.75 | [25 empty] | W:4 5/8'' H:6 1/8'' OB UP:10 5/8'' OB DOWN:10 1/4'' Rectangular |  |  |  | 8 | Black/White |  |  | Hardwired | 0 | 0 | 0 | 0 | 0 | 0 | 0 | 0 | 0 | 0 | 0 | 014817598636 | 12 | 8.5 | 13.5 | 4 | 0.797 | 175 | Yes | [9 empty] | cETL Damp | BAXLEY 1L SCONCE BBS | 1 - Light Sconce |  | AW1051BBS.jpg | AW1051BBS.jpg
AW1051PN | 1 - Light Sconce |  | WALL SCONCE | Baxley | Wall / Bath Lighting | Polished Nickel | PN | Steel | White Linen Fabric | D:5.5" H:6" | D:4" |  | 1 Candelabra Torpedo 60w |  | 1 | No | [14 empty] | 0 | [8 empty] | Damp |  |  |  | 74.5 | 149 | 223.5 | W:5 1/2'' H:20 7/8'' E:5 3/4'' | 2.42 |  |  | 5.5 | 20.875 | Wall / Bath |  |  |  |  | 5.75 | [25 empty] | W:4 5/8'' H:6 1/8'' OB UP:10 5/8'' OB DOWN:10 1/4'' Rectangular |  |  |  | 8 | Black/White |  |  | Hardwired | 0 | 0 | 0 | 0 | 0 | 0 | 0 | 0 | 0 | 0 | 0 | 014817598643 | 12 | 8.5 | 13.5 | 4 | 0.797 | 175 | Yes | [9 empty] | cETL Damp | BAXLEY 1L SCONCE PN | 1 - Light Sconce |  | AW1051PN.jpg | AW1051PN.jpg
AW1081BBS | 1 - Light Clear Glass Sconce |  | WALL SCONCE | Thompson | Wall / Bath Lighting | Burnished Brass | BBS | Steel | Clear Glass | L:4.5" W:3.5" H:13.625" |  |  | 1 Candelabra Torpedo 60w |  | 1 | No | [14 empty] | 0 | [8 empty] | Damp |  |  |  | 94.48 | 188.96 | 283.44 | W:5'' H:14'' E:4 1/2'' | 4.4 |  |  | 5 | 14 | Wall / Bath |  |  |  |  | 4.5 | [25 empty] | W:5'' H:14'' OB UP:7'' OB DOWN:7'' Rectangular |  |  |  | 8 | Black/White |  |  | Hardwired | 0 | 0 | 0 | 0 | 0 | 0 | 0 | 0 | 0 | 0 | 0 | 014817599039 | 18 | 8.25 | 11.75 | 5.4 | 1.01 | 175 | Yes | [9 empty] | cETL Damp | THOMPSON 1L CLR GL SCNC BBS | 1 - Light Clear Glass Sconce |  | AW1081BBS.jpg | AW1081BBS.jpg
AW1081PN | 1 - Light Clear Glass Sconce |  | WALL SCONCE | Thompson | Wall / Bath Lighting | Polished Nickel | PN | Steel | Clear Glass | L:4.5" W:3.5" H:13.625" |  |  | 1 Candelabra Torpedo 60w |  | 1 | No | [14 empty] | 0 | [8 empty] | Damp |  |  |  | 94.5 | 189 | 283.5 | W:5'' H:14'' E:4 1/2'' | 4.4 |  |  | 5 | 14 | Wall / Bath |  |  |  |  | 4.5 | [25 empty] | W:5'' H:14'' OB UP:7'' OB DOWN:7'' Rectangular |  |  |  | 8 | Black/White |  |  | Hardwired | 0 | 0 | 0 | 0 | 0 | 0 | 0 | 0 | 0 | 0 | 0 | 014817599046 | 18 | 8.25 | 11.75 | 5.4 | 1.01 | 175 | Yes | [9 empty] | cETL Damp | THOMPSON 1L CLR GL SCNC PN | 1 - Light Clear Glass Sconce |  | AW1081PN.jpg | AW1081PN.jpg
AW1091DWZ | 1 - Light Sconce |  | WALL SCONCE | Leon | Wall / Bath Lighting | Dark Weathered Zinc | DWZ | Steel |  |  |  |  | 1 Candelabra Torpedo 60w |  | 1 | No | [14 empty] | 0 | [8 empty] | Damp |  |  |  | 44.5 | 89 | 133.5 | W:4 3/4'' H:9 5/8'' E:6 1/2'' |  |  |  | 4.75 | 9.625 | Wall / Bath |  |  |  |  | 6.5 | [25 empty] | D:4 3/4'' DP:3/4'' W:1/32'' OB UP:4'' Round |  |  |  | 8 | Black/White |  |  | Hardwired | 0 | 0 | 0 | 0 | 0 | 0 | 0 | 0 | 0 | 0 | 0 | 014817605952 | [16 empty] | cETL Damp | LEON 1L SCONCE DWZ | 1 - Light Sconce |  | AW1091DWZ.jpg | AW1091DWZ.jpg
AW1091SMT | 1 - Light Sconce |  | WALL SCONCE | Leon | Wall / Bath Lighting | Salt Mist | SMT | Steel |  |  |  |  | 1 Candelabra Torpedo 60w |  | 1 | No | [14 empty] | 0 | [8 empty] | Damp |  |  |  | 44.5 | 89 | 133.5 | W:4 3/4'' H:9 5/8'' E:6 1/2'' |  |  |  | 4.75 | 9.625 | Wall / Bath |  |  |  |  | 6.5 | [25 empty] | D:4 3/4'' DP:3/4'' W:1/32'' OB UP:4'' Round |  |  |  | 8 | Black/White |  |  | Hardwired | 0 | 0 | 0 | 0 | 0 | 0 | 0 | 0 | 0 | 0 | 0 | 014817605969 | [16 empty] | cETL Damp | LEON 1L SCONCE SMT | 1 - Light Sconce |  | AW1091SMT.jpg | AW1091SMT.jpg
AW1101ADB | 1 - Light Pocket Sconce |  | WALL SCONCE | Helios | Wall / Bath Lighting | Antique Gild | ADB | Steel |  |  |  |  | 1 Candelabra Torpedo 60w |  | 1 | No | [14 empty] | 0 | [8 empty] | Damp |  |  |  | 99.5 | 199 | 298.5 | W:10'' H:15 1/8'' E:5'' | 2.5 |  |  | 10 | 15.125 | Wall / Bath |  |  |  |  | 5 | [25 empty] | DP:7/8'' W:8'' H:13'' OB UP:7 1/4'' Irregular |  |  |  | 8 | Black/White |  |  | Hardwired | 0 | 0 | 0 | 0 | 0 | 0 | 0 | 0 | 0 | 0 | 0 | 014817598964 | 18.75 | 13.75 | 8 | 5.4 | 1.194 | 175 | Yes | [9 empty] | cETL Damp | HELIOS 1L POCKET SCNC ADB | 1 - Light Pocket Sconce |  | AW1101ADB.jpg | AW1101ADB.jpg
CC1003BBS | 3 - Light Lantern |  | CHANDELIERS | Southold | Chandeliers | Burnished Brass | BBS | Steel |  |  |  |  | 3 Candelabra Torpedo 60w |  | 3 | No | [14 empty] | 0 | [12 empty] | 199.98 | 399.96 | 599.94 | L:13 1/2'' W:13 1/2'' H:20 3/4'' O:85 3/8'' | 8.5 |  | 13.5 | 13.5 | 20.75 | Screw Collar - Chain |  |  | 85.375 | [26 empty] | DP:5'' W:5'' H:1'' Square |  |  |  |  | 180 | Clear Silver | 60 |  | Hardwired | 0 | 0 | 0 | 0 | 0 | 0 | 0 | 0 | 0 | 0 | 0 | 014817594867 | 17.5 | 16.375 | 11 | 10.7 | 1.824 | 175 | Yes | [9 empty] | cETL Damp | SOUTHOLD 3L SM LNTRN BBS | 3 - Light Lantern |  | CC1003BBS.jpg | CC1003BBS.jpg
CC1003PN | 3 - Light Lantern |  | CHANDELIERS | Southold | Chandeliers | Polished Nickel | PN | Steel |  |  |  |  | 3 Candelabra Torpedo 60w |  | 3 | No | [14 empty] | 0 | [12 empty] | 199.98 | 399.96 | 599.94 | L:13 1/2'' W:13 1/2'' H:20 3/4'' O:85 3/8'' | 8.5 |  | 13.5 | 13.5 | 20.75 | Screw Collar - Chain |  |  | 85.375 | [26 empty] | DP:5'' W:5'' H:1'' Square |  |  |  |  | 180 | Clear Silver | 60 |  | Hardwired | 0 | 0 | 0 | 0 | 0 | 0 | 0 | 0 | 0 | 0 | 0 | 014817594850 | 17.5 | 16.375 | 11 | 10.7 | 1.824 | 175 | Yes | [9 empty] | cETL Damp | SOUTHOLD 3L SM LNTRN PN | 3 - Light Lantern |  | CC1003PN.jpg | CC1003PN.jpg
CC1014BBS | 4 - Light Lantern |  | CHANDELIERS | Southold | Chandeliers | Burnished Brass | BBS | Steel |  |  |  |  | 4 Candelabra Torpedo 60w |  | 4 | No | [14 empty] | 0 | [12 empty] | 299.98 | 599.96 | 899.94 | L:18'' W:18'' H:27 5/8'' O:92 1/2'' | 15.5 |  | 18 | 18 | 27.625 | Screw Collar - Chain |  |  | 92.5 | [26 empty] | DP:6 1/2'' W:6 1/2'' H:1 3/8'' Square |  |  |  |  | 180 | Clear Silver | 60 |  | Hardwired | 0 | 0 | 0 | 0 | 0 | 0 | 0 | 0 | 0 | 0 | 0 | 014817594843 | 23.5 | 21.75 | 13.25 | 18.7 | 3.919 | 175 | Yes | [9 empty] | cETL Damp | SOUTHOLD 4L MD LNTRN BBS | 4 - Light Lantern |  | CC1014BBS.jpg | CC1014BBS.jpg
CC1014PN | 4 - Light Lantern |  | CHANDELIERS | Southold | Chandeliers | Polished Nickel | PN | Steel |  |  |  |  | 4 Candelabra Torpedo 60w |  | 4 | No | [14 empty] | 0 | [12 empty] | 299.98 | 599.96 | 899.94 | L:18'' W:18'' H:27 5/8'' O:92 1/2'' | 15.5 |  | 18 | 18 | 27.625 | Screw Collar - Chain |  |  | 92.5 | [26 empty] | DP:6 1/2'' W:6 1/2'' H:1 3/8'' Square |  |  |  |  | 180 | Clear Silver | 60 |  | Hardwired | 0 | 0 | 0 | 0 | 0 | 0 | 0 | 0 | 0 | 0 | 0 | 014817594836 | 23.5 | 21.75 | 13.25 | 18.7 | 3.919 | 175 | Yes | [9 empty] | cETL Damp | SOUTHOLD 4L MD LNTRN PN | 4 - Light Lantern |  | CC1014PN.jpg | CC1014PN.jpg
CC1024BBS | 4 - Light Lantern |  | CHANDELIERS | Southold | Chandeliers | Burnished Brass | BBS | Steel |  |  |  |  | 4 Candelabra Torpedo 60w |  | 4 | No | [14 empty] | 0 | [12 empty] | 424.98 | 849.96 | 1274.94 | L:24'' W:24'' H:36 1/2'' O:101 1/4'' | 19.8 |  | 24 | 24 | 36.5 | Screw Collar - Chain |  |  | 101.25 | [26 empty] | DP:6 1/2'' W:6 1/2'' H:1 3/8'' Square |  |  |  |  | 180 | Clear Silver | 60 |  | Hardwired | 0 | 0 | 0 | 0 | 0 | 0 | 0 | 0 | 0 | 0 | 0 | 014817594829 | 31 | 27.75 | 16 | 26.7 | 7.965 | 250 | Yes | [9 empty] | cETL Damp | SOUTHOLD 4L LG LNTRN BBS | 4 - Light Lantern |  | CC1024BBS.jpg | CC1024BBS.jpg
CC1024PN | 4 - Light Lantern |  | CHANDELIERS | Southold | Chandeliers | Polished Nickel | PN | Steel |  |  |  |  | 4 Candelabra Torpedo 60w |  | 4 | No | [14 empty] | 0 | [12 empty] | 424.98 | 849.96 | 1274.94 | L:24'' W:24'' H:36 1/2'' O:101 1/4'' | 19.8 |  | 24 | 24 | 36.5 | Screw Collar - Chain |  |  | 101.25 | [26 empty] | DP:6 1/2'' W:6 1/2'' H:1 3/8'' Square |  |  |  |  | 180 | Clear Silver | 60 |  | Hardwired | 0 | 0 | 0 | 0 | 0 | 0 | 0 | 0 | 0 | 0 | 0 | 014817594812 | 31 | 27.75 | 16 | 29.7 | 7.965 | 250 | Yes | [9 empty] | cETL Damp | SOUTHOLD 4L LG LNTRN PN | 4 - Light Lantern |  | CC1024PN.jpg | CC1024PN.jpg
CC1036BBS | 6 - Light Linear Lantern |  | CHANDELIERS | Southold | Chandeliers | Burnished Brass | BBS | Steel |  |  |  |  | 6 Candelabra Torpedo 60w |  | 6 | No | [14 empty] | 0 | [12 empty] | 524.98 | 1049.96 | 1574.94 | L:48'' W:17'' H:25 3/8'' O:90 7/8'' | 23 |  | 48 | 17 | 25.375 | Screw Collar - Chain |  |  | 90.875 | [26 empty] | DP:6 1/2'' W:22 1/2'' H:1 3/8'' Rectangular |  |  |  |  | 180 | Clear Silver | 60 |  | Hardwired | 0 | 0 | 0 | 0 | 0 | 0 | 0 | 0 | 0 | 0 | 0 | 014817594881 | 53.5 | 24.5 | 11.25 | 39.9 | 8.534 | 175 | Yes | [9 empty] | cETL Damp | SOUTHOLD 6L LNR LNTRN BBS | 6 - Light Linear Lantern |  | CC1036BBS.jpg | CC1036BBS.jpg
CC1036PN | 6 - Light Linear Lantern |  | CHANDELIERS | Southold | Chandeliers | Polished Nickel | PN | Steel |  |  |  |  | 6 Candelabra Torpedo 60w |  | 6 | No | [14 empty] | 0 | [12 empty] | 524.98 | 1049.96 | 1574.94 | L:48'' W:17'' H:25 3/8'' O:90 7/8'' | 23 |  | 48 | 17 | 25.375 | Screw Collar - Chain |  |  | 90.875 | [26 empty] | DP:6 1/2'' W:22 1/2'' H:1 3/8'' Rectangular |  |  |  |  | 180 | Clear Silver | 60 |  | Hardwired | 0 | 0 | 0 | 0 | 0 | 0 | 0 | 0 | 0 | 0 | 0 | 014817594874 | 53.5 | 24.5 | 11.25 | 39.9 | 8.534 | 175 | Yes | [9 empty] | cETL Damp | SOUTHOLD 6L LNR LNTRN PN | 6 - Light Linear Lantern |  | CC1036PN.jpg | CC1036PN.jpg
CC1044BBS | 4 - Light Wide Lantern |  | CHANDELIERS | Southold | Chandeliers | Burnished Brass | BBS | Steel |  |  |  |  | 4 Candelabra Torpedo 60w |  | 4 | No | [14 empty] | 0 | [12 empty] | 399.98 | 799.96 | 1199.94 | L:28'' W:28'' H:25 7/8'' O:90 5/8'' | 20.5 |  | 28 | 28 | 25.875 | Screw Collar - Chain |  |  | 90.625 | [26 empty] | DP:6 1/2'' W:6 1/2'' H:1 3/8'' Square |  |  |  |  | 180 | Clear Silver | 60 |  | Hardwired | 0 | 0 | 0 | 0 | 0 | 0 | 0 | 0 | 0 | 0 | 0 | 014817594904 | 31.25 | 31.25 | 17 | 27.6 | 9.607 | 250 | Yes | [9 empty] | cETL Damp | SOUTHOLD 4L WD LNTRN BBS | 4 - Light Wide Lantern |  | CC1044BBS.jpg | CC1044BBS.jpg
CC1044PN | 4 - Light Wide Lantern |  | CHANDELIERS | Southold | Chandeliers | Polished Nickel | PN | Steel |  |  |  |  | 4 Candelabra Torpedo 60w |  | 4 | No | [14 empty] | 0 | [12 empty] | 399.98 | 799.96 | 1199.94 | L:28'' W:28'' H:25 7/8'' O:90 5/8'' | 20.5 |  | 28 | 28 | 25.875 | Screw Collar - Chain |  |  | 90.625 | [26 empty] | DP:6 1/2'' W:6 1/2'' H:1 3/8'' Square |  |  |  |  | 180 | Clear Silver | 60 |  | Hardwired | 0 | 0 | 0 | 0 | 0 | 0 | 0 | 0 | 0 | 0 | 0 | 014817594898 | 31.25 | 31.25 | 17 | 27.6 | 9.607 | 250 | Yes | [9 empty] | cETL Damp | SOUTHOLD 4L WD LNTRN PN | 4 - Light Wide Lantern |  | CC1044PN.jpg | CC1044PN.jpg
CC10612ADB | 12 - Light Chandelier |  | CHANDELIERS | Westerly | Chandeliers | Antique Gild | ADB | Steel |  |  |  |  | 12 Candelabra Torpedo 60w |  | 12 | No | [14 empty] | 0 | [12 empty] | 349.98 | 699.96 | 1049.94 | D:29 3/8'' H:30'' O:100 3/4'' | 12.3 | 29.375 |  |  | 30 | Screw Collar - Chain |  |  | 100.75 | [26 empty] | D:6 1/2'' H:1 3/8'' Round |  |  |  |  | 180 | Clear Silver | 60 |  | Hardwired | 0 | 0 | 0 | 0 | 0 | 0 | 0 | 0 | 0 | 0 | 0 | 014817594942 | 30.5 | 30.5 | 13 | 17.4 | 6.998 | 250 | Yes | [8 empty] | ETL Damp | cETL Damp | WESTERLY 12L SM CHAND ADB | 12 - Light Chandelier |  | CC10612ADB.jpg | CC10612ADB.jpg
CC10612SMS | 12 - Light Chandelier |  | CHANDELIERS | Westerly | Chandeliers | Smith Steel | SMS | Steel |  |  |  |  | 12 Candelabra Torpedo 60w |  | 12 | No | [14 empty] | 0 | [12 empty] | 349.98 | 699.96 | 1049.94 | D:29 3/8'' H:30'' O:100 3/4'' | 12.3 | 29.375 |  |  | 30 | Screw Collar - Chain |  |  | 100.75 | [26 empty] | D:6 1/2'' H:1 3/8'' Round |  |  |  |  | 180 | Black | 60 |  | Hardwired | 0 | 0 | 0 | 0 | 0 | 0 | 0 | 0 | 0 | 0 | 0 | 014817594935 | 30.5 | 30.5 | 13 | 17.4 | 6.998 | 250 | Yes | [8 empty] | ETL Damp | cETL Damp | WESTERLY 12L SM CHAND SMS | 12 - Light Chandelier |  | CC10612SMS.jpg | CC10612SMS.jpg
CC10712ADB | 12 - Light Chandelier |  | CHANDELIERS | Westerly | Chandeliers | Antique Gild | ADB | Steel |  |  |  |  | 12 Candelabra Torpedo 60w |  | 12 | No | [14 empty] | 0 | [12 empty] | 474.98 | 949.96 | 1424.94 | D:42'' H:40'' O:134 3/4'' | 16.8 | 42 |  |  | 40 | Screw Collar - Chain |  |  | 134.75 | [26 empty] | D:6 1/2'' H:1 3/8'' Round |  |  |  |  | 240 | Clear Silver | 84 |  | Plug In | 0 | 0 | 0 | 0 | 0 | 0 | 0 | 0 | 0 | 0 | 0 | 014817594966 | 42 | 41.25 | 18 | 26.7 | 18.047 | 300 | Yes | [8 empty] | ETL Damp | cETL Damp | WESTERLY 12L LG CHAND ADB | 12 - Light Chandelier |  | CC10712ADB.jpg | CC10712ADB.jpg
CC10712SMS | 12 - Light Chandelier |  | CHANDELIERS | Westerly | Chandeliers | Smith Steel | SMS | Steel |  |  |  |  | 12 Candelabra Torpedo 60w |  | 12 | No | [14 empty] | 0 | [12 empty] | 474.98 | 949.96 | 1424.94 | D:42'' H:40'' O:134 3/4'' | 16.8 | 42 |  |  | 40 | Screw Collar - Chain |  |  | 134.75 | [26 empty] | D:6 1/2'' H:1 3/8'' Round |  |  |  |  | 240 | Black | 84 |  | Plug In | 0 | 0 | 0 | 0 | 0 | 0 | 0 | 0 | 0 | 0 | 0 | 014817594959 | 42 | 41.25 | 18 | 26.7 | 18.047 | 300 | Yes | [8 empty] | ETL Damp | cETL Damp | WESTERLY 12L LG CHAND SMS | 12 - Light Chandelier |  | CC10712SMS.jpg | CC10712SMS.jpg
CC1084ADB | 4 - Light Lantern |  | CHANDELIERS | Stonington | Chandeliers | Antique Gild | ADB | Steel |  |  |  |  | 4 Candelabra Torpedo 60w |  | 4 | No | [14 empty] | 0 | [12 empty] | 174.98 | 349.96 | 524.94 | L:13 3/8'' W:13 3/8'' H:21'' O:84 1/2'' | 6.6 |  | 13.375 | 13.375 | 21 | Screw Collar - Chain |  |  | 84.5 | [26 empty] | D:5 1/2'' H:2'' Round |  |  |  |  | 180 | Clear Silver | 60 |  | Hardwired | 0 | 0 | 0 | 0 | 0 | 0 | 0 | 0 | 0 | 0 | 0 | 014817595390 | 22.25 | 16.25 | 16.25 | 10 | 3.4 | 250 | Yes | [8 empty] | ETL Damp | cETL Damp | STONINGTON 4L SM LTRN ADB | 4 - Light Lantern |  | CC1084ADB.jpg | CC1084ADB.jpg
CC1084SMS | 4 - Light Lantern |  | CHANDELIERS | Stonington | Chandeliers | Smith Steel | SMS | Steel |  |  |  |  | 4 Candelabra Torpedo 60w |  | 4 | No | [14 empty] | 0 | [12 empty] | 174.98 | 349.96 | 524.94 | L:13 3/8'' W:13 3/8'' H:21'' O:84 1/2'' | 6.6 |  | 13.375 | 13.375 | 21 | Screw Collar - Chain |  |  | 84.5 | [26 empty] | D:5 1/2'' H:2'' Round |  |  |  |  | 180 | Black | 60 |  | Hardwired | 0 | 0 | 0 | 0 | 0 | 0 | 0 | 0 | 0 | 0 | 0 | 014817594997 | 22.25 | 16.25 | 16.25 | 10 | 3.4 | 250 | Yes | [8 empty] | ETL Damp | cETL Damp | STONINGTON 4L SM LTRN SMS | 4 - Light Lantern |  | CC1084SMS.jpg | CC1084SMS.jpg
CC1094ADB | 4 - Light Lantern |  | CHANDELIERS | Stonington | Chandeliers | Antique Gild | ADB | Steel |  |  |  |  | 4 Candelabra Torpedo 60w |  | 4 | No | [14 empty] | 0 | [12 empty] | 249.98 | 499.96 | 749.94 | L:18 1/4'' W:18 1/4'' H:27 3/4'' O:95 1/4'' | 8.8 |  | 18.25 | 18.25 | 27.75 | Screw Collar - Chain |  |  | 95.25 | [26 empty] | D:5 1/2'' H:2'' Round |  |  |  |  | 180 | Clear Silver | 60 |  | Hardwired | 0 | 0 | 0 | 0 | 0 | 0 | 0 | 0 | 0 | 0 | 0 | 014817595383 | 28.5 | 21 | 21.25 | 14.8 | 7.36 | 250 | Yes | [8 empty] | ETL Damp | cETL Damp | STONINGTON 4L MD LTRN ADB | 4 - Light Lantern |  | CC1094ADB.jpg | CC1094ADB.jpg
CC1094SMS | 4 - Light Lantern |  | CHANDELIERS | Stonington | Chandeliers | Smith Steel | SMS | Steel |  |  |  |  | 4 Candelabra Torpedo 60w |  | 4 | No | [14 empty] | 0 | [12 empty] | 249.98 | 499.96 | 749.94 | L:18 1/4'' W:18 1/4'' H:27 3/4'' O:95 1/4'' | 8.8 |  | 18.25 | 18.25 | 27.75 | Screw Collar - Chain |  |  | 95.25 | [26 empty] | D:5 1/2'' H:2'' Round |  |  |  |  | 180 | Clear Silver | 60 |  | Hardwired | 0 | 0 | 0 | 0 | 0 | 0 | 0 | 0 | 0 | 0 | 0 | 014817594980 | 28.5 | 21 | 21.25 | 14.8 | 7.36 | 250 | Yes | [8 empty] | ETL Damp | cETL Damp | STONINGTON 4L MD LTRN SMS | 4 - Light Lantern |  | CC1094SMS.jpg | CC1094SMS.jpg
CC1104ADB | 4 - Light Lantern |  | CHANDELIERS | Stonington | Chandeliers | Antique Gild | ADB | Steel |  |  |  |  | 4 Candelabra Torpedo 60w |  | 4 | No | [14 empty] | 0 | [12 empty] | 349.98 | 699.96 | 1049.94 | L:24 5/8'' W:24 5/8'' H:37 1/4'' O:104 3/4'' | 13.7 |  | 24.625 | 24.625 | 37.25 | Screw Collar - Chain |  |  | 104.75 | [26 empty] | D:5 1/2'' H:2'' Round |  |  |  |  | 180 | Clear Silver | 60 |  | Hardwired | 0 | 0 | 0 | 0 | 0 | 0 | 0 | 0 | 0 | 0 | 0 | 014817595376 | 34.25 | 26.5 | 11 | 20.4 | 5.778 | 250 | Yes | [8 empty] | ETL Damp | cETL Damp | STONINGTON 4L LG LTRN ADB | 4 - Light Lantern |  | CC1104ADB.jpg | CC1104ADB.jpg
CC1104SMS | 4 - Light Lantern |  | CHANDELIERS | Stonington | Chandeliers | Smith Steel | SMS | Steel |  |  |  |  | 4 Candelabra Torpedo 60w |  | 4 | No | [14 empty] | 0 | [12 empty] | 349.98 | 699.96 | 1049.94 | L:24 5/8'' W:24 5/8'' H:37 1/4'' O:104 3/4'' | 13.7 |  | 24.625 | 24.625 | 37.25 | Screw Collar - Chain |  |  | 104.75 | [26 empty] | D:5 1/2'' H:2'' Round |  |  |  |  | 180 | Black | 60 |  | Hardwired | 0 | 0 | 0 | 0 | 0 | 0 | 0 | 0 | 0 | 0 | 0 | 014817594973 | 34.25 | 26.5 | 10.5 | 20.2 | 5.515 | 250 | Yes | [8 empty] | ETL Damp | cETL Damp | STONINGTON 4L LG LTRN SMS | 4 - Light Lantern |  | CC1104SMS.jpg | CC1104SMS.jpg
CC1114ADB | 4 - Light Lantern |  | CHANDELIERS | Stonington | Chandeliers | Antique Gild | ADB | Steel |  |  |  |  | 4 Candelabra Torpedo 60w |  | 4 | No | [14 empty] | 0 | [12 empty] | 374.98 | 749.96 | 1124.94 | L:29 5/8'' W:29 5/8'' H:28 3/4'' O:96 1/4'' | 12 |  | 29.625 | 29.625 | 28.75 | Screw Collar - Chain |  |  | 96.25 | [26 empty] | D:5 1/2'' H:2'' Round |  |  |  |  | 180 | Clear Silver | 60 |  | Hardwired | 0 | 0 | 0 | 0 | 0 | 0 | 0 | 0 | 0 | 0 | 0 | 014817595406 | 32 | 32 | 9 | 20.5 | 5.333 | 250 | Yes | [8 empty] | ETL Damp | cETL Damp | STONINGTON 4L WD LTRN ADB | 4 - Light Lantern |  | CC1114ADB.jpg | CC1114ADB.jpg
CC1114SMS | 4 - Light Lantern |  | CHANDELIERS | Stonington | Chandeliers | Smith Steel | SMS | Steel |  |  |  |  | 4 Candelabra Torpedo 60w |  | 4 | No | [14 empty] | 0 | [12 empty] | 374.98 | 749.96 | 1124.94 | L:29 5/8'' W:29 5/8'' H:28 3/4'' O:96 1/4'' | 12 |  | 29.625 | 29.625 | 28.75 | Screw Collar - Chain |  |  | 96.25 | [26 empty] | D:5 1/2'' H:2'' Round |  |  |  |  | 180 | Black | 60 |  | Hardwired | 0 | 0 | 0 | 0 | 0 | 0 | 0 | 0 | 0 | 0 | 0 | 014817595000 | 31.75 | 31.75 | 9 | 9.25 | 5.25 | 300 | Yes | [8 empty] | ETL Damp | cETL Damp | STONINGTON 4L WD LTRN SMS | 4 - Light Lantern |  | CC1114SMS.jpg | CC1114SMS.jpg
CC11212WGV | 12 - Light Chandelier | A Weathered Galvanized finish forms the whimsical, twisted fixture on the eye-catching Richmond chandelier designed by Chapman & Myers for Generation Lighting. This exquisite piece features cream candle tubes and epitomizes the timeless French Country style. Since it is damp-rated, Richmond makes a great statement piece in indoor as well as covered outdoor spaces. | CHANDELIERS | Richmond | Chandeliers | Weathered Galvanized | WGV | Steel |  |  |  |  | 12 Candelabra Torpedo 60w |  | 12 | No | [14 empty] | 0 | [12 empty] | 424.98 | 849.96 | 1274.94 | D:31 3/8'' H:35'' O:98 1/2'' | 11.5 | 31.375 |  |  | 35 | Screw Collar - Chain |  |  | 98.5 | [26 empty] | D:5 1/2'' H:2'' Round |  |  |  |  | 180 | Black | 60 |  | Hardwired | 0 | 0 | 0 | 0 | 0 | 0 | 0 | 0 | 0 | 0 | 0 | 014817595024 | 32.75 | 32.75 | 22 | 9.9 | 13.655 | 400 | Yes | [8 empty] | ETL Damp | cETL Damp | RICHMOND 12L SM CHAND WGV | 12 - Light Chandelier |  | CC11212WGV.jpg | CC11212WGV.jpg
CC11312WGV | 12 - Light Chandelier | A Weathered Galvanized finish forms the whimsical, twisted fixture on the eye-catching Richmond chandelier designed by Chapman & Myers for Generation Lighting. This exquisite piece features cream candle tubes and epitomizes the timeless French Country style. Since it is damp-rated, Richmond makes a great statement piece in indoor as well as covered outdoor spaces. | CHANDELIERS | Richmond | Chandeliers | Weathered Galvanized | WGV | Steel |  |  |  |  | 12 Candelabra Torpedo 60w |  | 12 | No | [14 empty] | 0 | [12 empty] | 774.98 | 1549.96 | 2324.94 | D:43 1/2'' H:47 1/4'' O:138 3/4'' | 19.8 | 43.5 |  |  | 47.25 | Screw Collar - Chain |  |  | 138.75 | [26 empty] | D:5 1/2'' H:2'' Round |  |  |  |  | 240 | Black | 84 |  | Hardwired | 0 | 0 | 0 | 0 | 0 | 0 | 0 | 0 | 0 | 0 | 0 | 014817595017 | 44.25 | 44.25 | 28.75 | 15.5 | 32.578 | 400 | No | [8 empty] | ETL Damp | cETL Damp | RICHMOND 12L LG CHAND WGV | 12 - Light Chandelier |  | CC11312WGV.jpg | CC11312WGV.jpg
CC1144RWT | 4 - Light Chandelier | The Gardner by Chapman & Myers for Generation Lighting adds a refreshing, spirited note to any space. Both the hanging shade and linear show off a boldly geometric, Rustic White frame that is hand welded, painted and patinated to give it a unique finish. This piece is stunning in a foyer or dining room and its damp rating make it versatile for covered outdoor spaces as well. | CHANDELIERS | Gardner | Chandeliers | Rustic White | RWT | Steel |  |  |  |  | 4 Candelabra Torpedo 60w |  | 4 | No | [14 empty] | 0 | [12 empty] | 299.98 | 599.96 | 899.94 | D:22 3/8'' H:18 3/4'' O:86 1/4'' | 12.4 | 22.375 |  |  | 18.75 | Screw Collar - Chain |  |  | 86.25 | [26 empty] | D:6 7/8'' H:1 3/4'' Round |  |  |  |  | 180 | Clear Silver | 60 |  | Hardwired | 0 | 0 | 0 | 0 | 0 | 0 | 0 | 0 | 0 | 0 | 0 | 014817595055 | 25.25 | 25.25 | 20.25 | 15.4 | 7.471 | 250 | Yes | [8 empty] | ETL Damp | cETL Damp | GARDNER 4L SM CHAND RWT | 4 - Light Chandelier |  | CC1144RWT.jpg | CC1144RWT.jpg
CC1146IO | 6 - Light Chandelier |  | CHANDELIERS | Champlain | Chandeliers | Iron Oxide | IO | Steel |  |  |  |  | 6 Candelabra Torpedo 60w |  | 6 | No | [14 empty] | 0 |  |  |  |  | Black | [6 empty] | 45 | 224.5 | 449 | 673.5 | L:31'' W:31'' H:27 1/4'' O:90'' | 8.2 |  | 31 | 31 | 27.25 | Screw Collar - Chain |  |  | 90 | [26 empty] | D:5 1/2'' H:1 1/8'' Round |  |  |  |  | 180 | Black | 60 |  | Hardwired | 0 | 0 | 0 | 0 | 0 | 0 | 0 | 0 | 0 | 0 | 0 | 014817605228 | [15 empty] | ETL Damp | cETL Damp | CHAMPLAIN 6L SM CHAND IO | 6 - Light Chandelier |  | CC1146IO.jpg | CC1146IO.jpg
CC1154RWT | 4 - Light Chandelier | The Gardner by Chapman & Myers for Generation Lighting adds a refreshing, spirited note to any space. Both the hanging shade and linear show off a boldly geometric, Rustic White frame that is hand welded, painted and patinated to give it a unique finish. This piece is stunning in a foyer or dining room and its damp rating make it versatile for covered outdoor spaces as well. | CHANDELIERS | Gardner | Chandeliers | Rustic White | RWT | Steel |  |  |  |  | 4 Candelabra Torpedo 60w |  | 4 | No | [14 empty] | 0 | [12 empty] | 499.98 | 999.96 | 1499.94 | D:30 1/2'' H:24 7/8'' O:92 3/8'' | 11.7 | 30.5 |  |  | 24.875 | Screw Collar - Chain |  |  | 92.375 | [26 empty] | D:6 7/8'' H:1 3/4'' Round |  |  |  |  | 180 | Clear Silver | 60 |  | Hardwired | 0 | 0 | 0 | 0 | 0 | 0 | 0 | 0 | 0 | 0 | 0 | 014817595031 | 32.5 | 32.5 | 27.25 | 21.8 | 16.657 | 300 | Yes | [8 empty] | ETL Damp | cETL Damp | GARDNER 4L LG CHAND RWT | 4 - Light Chandelier |  | CC1154RWT.jpg | CC1154RWT.jpg
CC1156IO | 6 - Light Chandelier |  | CHANDELIERS | Champlain | Chandeliers | Iron Oxide | IO | Steel |  |  |  |  | 6 Candelabra Torpedo 60w |  | 6 | No | [14 empty] | 0 |  |  |  |  | Black | [6 empty] | 45 | 299.5 | 599 | 898.5 | L:41'' W:41'' H:34'' O:90'' | 9.6 |  | 41 | 41 | 34 | Screw Collar - Chain |  |  | 90 | [26 empty] | D:5 1/2'' H:1 1/8'' Round |  |  |  |  | 180 | Black | 60 |  | Hardwired | 0 | 0 | 0 | 0 | 0 | 0 | 0 | 0 | 0 | 0 | 0 | 014817605211 | [15 empty] | ETL Damp | cETL Damp | CHAMPLAIN 6L LG CHAND IO | 6 - Light Chandelier |  | CC1156IO.jpg | CC1156IO.jpg
CC1166RWT | 6 - Light Chandelier | The Gardner by Chapman & Myers for Generation Lighting adds a refreshing, spirited note to any space. Both the hanging shade and linear show off a boldly geometric, Rustic White frame that is hand welded, painted and patinated to give it a unique finish. This piece is stunning in a foyer or dining room and its damp rating make it versatile for covered outdoor spaces as well. | CHANDELIERS | Gardner | Chandeliers | Rustic White | RWT | Steel |  |  |  |  | 6 Candelabra Torpedo 60w |  | 6 | No | [14 empty] | 0 | [12 empty] | 474.98 | 949.96 | 1424.94 | L:42'' W:17'' H:19 1/8'' O:82 3/8'' | 10.3 |  | 42 | 17 | 19.125 | Screw Collar - Chain |  |  | 82.375 | [26 empty] | DP:4 3/4'' W:24'' H:1 5/8'' Irregular |  |  |  |  | 180 | Clear Silver | 60 |  | Hardwired | 0 | 0 | 0 | 0 | 0 | 0 | 0 | 0 | 0 | 0 | 0 | 014817595048 | 44 | 19.25 | 21.5 | 23.9 | 10.538 | 250 | Yes | [8 empty] | ETL Damp | cETL Damp | GARDNER 6L OVAL CHAND RWT | 6 - Light Chandelier |  | CC1166RWT.jpg | CC1166RWT.jpg
CC1179AI | 9 - Light Chandelier | An exposed candelabra pairs with an angular, Aged Iron frame to ensure the Keystone family casts a warm and inviting glow. This series of chandeliers, sconces and pendants designed by Chapman & Myers for Generation Lighting features very detailed construction including bobesches supporting each candle tube. The chandeliers highlight the popular wagon wheel silhouette. | CHANDELIERS | Keystone | Chandeliers | Aged Iron | AI | Steel |  |  |  |  | 9 Candelabra Torpedo 60w |  | 9 | No | [14 empty] | 0 | [12 empty] | 424.98 | 849.96 | 1274.94 | D:38'' H:22 3/8'' O:89'' | 8.3 | 38 |  |  | 22.375 | Screw Collar - Chain |  |  | 89 | [26 empty] | D:5 1/2'' H:7/8'' |  |  |  |  | 180 | Black | 60 |  | Hardwired | 0 | 0 | 0 | 0 | 0 | 0 | 0 | 0 | 0 | 0 | 0 | 014817595420 | 41.375 | 41.75 | 10 | 22 | 9.997 | 250 | Yes | [8 empty] | ETL Damp | cETL Damp | KEYSTONE 9L CHAND AI | 9 - Light Chandelier |  | CC1179AI.jpg | CC1179AI.jpg
CC11818AI | 18 - Light Chandelier | An exposed candelabra pairs with an angular, Aged Iron frame to ensure the Keystone family casts a warm and inviting glow. This series of chandeliers, sconces and pendants designed by Chapman & Myers for Generation Lighting features very detailed construction including bobesches supporting each candle tube. The chandeliers highlight the popular wagon wheel silhouette. | CHANDELIERS | Keystone | Chandeliers | Aged Iron | AI | Steel |  |  |  |  | 18 Candelabra Torpedo 60w |  | 18 | No | [14 empty] | 0 | [12 empty] | 724.98 | 1449.96 | 2174.94 | D:49 1/8'' H:39'' O:129 5/8'' | 13.6 | 49.125 |  |  | 39 | Screw Collar - Chain |  |  | 129.625 | [26 empty] | D:5 1/2'' H:7/8'' |  |  |  |  | 240 | Black | 84 |  | Hardwired | 0 | 0 | 0 | 0 | 0 | 0 | 0 | 0 | 0 | 0 | 0 | 014817595413 | 52.25 | 52.5 | 10 | 36.8 | 15.875 | 250 | No | [8 empty] | ETL Damp | cETL Damp | KEYSTONE 18L CHAND AI | 18 - Light Chandelier |  | CC11818AI.jpg | CC11818AI.jpg
CC1196AI | 6 - Light Small Chandelier | An exposed candelabra pairs with an angular, Aged Iron frame to ensure the Keystone family casts a warm and inviting glow. This series of chandeliers, sconces and pendants designed by Chapman & Myers for Generation Lighting features very detailed construction including bobesches supporting each candle tube. The chandeliers highlight the popular wagon wheel silhouette. | CHANDELIERS | Keystone | Chandeliers | Aged Iron | AI | Steel |  |  |  |  | 6 Candelabra Torpedo 60w |  | 6 | No | [14 empty] | 0 | [12 empty] | 264.98 | 529.96 | 794.94 | D:29 3/8'' H:20 1/2'' | 3.3 | 29.375 |  |  | 20.5 | Screw Collar - Chain | [29 empty] | D:5 1/2'' H:7/8'' Round |  |  |  |  | 180 | Black | 60 |  | Hardwired | 0 | 0 | 0 | 0 | 0 | 0 | 0 | 0 | 0 | 0 | 0 | 014817597448 | 33.5 | 33.25 | 10 | 16.2 | 6.446 | 250 | Yes | [8 empty] | ETL Damp | cETL Damp | KEYSTONE 6L SMALL CHANDELIER AI | 6 - Light Small Chandelier |  | CC1196AI.jpg | CC1196AI.jpg
CC1208AI | 8 - Light Oval Chandelier | An exposed candelabra pairs with an angular, Aged Iron frame to ensure the Keystone family casts a warm and inviting glow. This series of chandeliers, sconces and pendants designed by Chapman & Myers for Generation Lighting features very detailed construction including bobesches supporting each candle tube. The chandeliers highlight the popular wagon wheel silhouette. | CHANDELIERS | Keystone | Chandeliers | Aged Iron | AI | Steel |  |  |  |  | 8 Candelabra Torpedo 60w |  | 8 | No | [14 empty] | 0 |  |  |  |  | Black | [6 empty] | 45 | 399.98 | 799.96 | 1199.94 | L:48 5/8'' W:24 5/8'' H:25'' | 5.6 |  | 48.625 | 24.625 | 25 | Screw Collar - Chain | [29 empty] | D:5 1/2'' H:7/8'' Round |  |  |  |  | 180 | Black | 60 |  | Hardwired | 0 | 0 | 0 | 0 | 0 | 0 | 0 | 0 | 0 | 0 | 0 | 014817597431 | 52.5 | 29 | 9.75 | 19.8 | 8.59 | 250 | Yes | [8 empty] | ETL Damp | cETL Damp | KEYSTONE 8L OVAL CHANDELIER AI | 8 - Light Oval Chandelier |  | CC1208AI.jpg | CC1208AI.jpg
CC1216ADB | 6 - Light Linear Lantern |  | CHANDELIERS | Stonington | Chandeliers | Antique Gild | ADB | Steel |  |  |  |  | 6 Candelabra Torpedo 60w |  | 6 | No | [14 empty] | 0 |  |  |  |  | Clear Silver | [6 empty] | 45 | 449.5 | 899 | 1348.5 | L:49 1/8'' W:18'' H:28 1/2'' O:96'' | 15.8 |  | 49.125 | 18 | 28.5 | Screw Collar - Chain |  |  | 96 | [26 empty] | DP:1 3/8'' W:6 1/2'' H:22'' Rectangular |  |  |  |  | 180 | Clear Silver | 60 |  | Hardwired | 0 | 0 | 0 | 0 | 0 | 0 | 0 | 0 | 0 | 0 | 0 | 014817604993 | [15 empty] | ETL Damp | cETL Damp | STONINGTON 6L LNR CHAND ADB | 6 - Light Linear Lantern |  | CC1216ADB.jpg | CC1216ADB.jpg
CC1216SMS | 6 - Light Linear Lantern |  | CHANDELIERS | Stonington | Chandeliers | Smith Steel | SMS | Steel |  |  |  |  | 6 Candelabra Torpedo 60w |  | 6 | No | [14 empty] | 0 |  |  |  |  | Clear Silver | [6 empty] | 45 | 449.5 | 899 | 1348.5 | L:49 1/8'' W:18'' H:28 1/2'' O:96'' | 15.8 |  | 49.125 | 18 | 28.5 | Screw Collar - Chain |  |  | 96 | [26 empty] | DP:1 3/8'' W:6 1/2'' H:22'' Rectangular |  |  |  |  | 180 | Clear Silver | 60 |  | Hardwired | 0 | 0 | 0 | 0 | 0 | 0 | 0 | 0 | 0 | 0 | 0 | 014817605006 | [15 empty] | ETL Damp | cETL Damp | STONINGTON 6L LNR CHAND SMS | 6 - Light Linear Lantern |  | CC1216SMS.jpg | CC1216SMS.jpg
CC1254BBS | 4 - Light Mini-Chandelier |  | CHANDELIERS | Arden | Chandeliers | Burnished Brass | BBS | Steel |  |  |  |  | 4 Candelabra Torpedo 60w |  | 4 | No | [14 empty] | 0 |  |  |  |  | Clear Silver | [6 empty] | 45 | 349.5 | 699 | 1048.5 | L:16 1/8'' W:16 1/8'' H:14 3/4'' |  |  | 16.125 | 16.125 | 14.75 | Screw Collar - Chain | [29 empty] | D:5 3/4'' H:7/8'' Round |  |  |  |  | 180 | Clear Silver | 60 |  | Hardwired | 0 | 0 | 0 | 0 | 0 | 0 | 0 | 0 | 0 | 0 | 0 | 014817604825 | [15 empty] | ETL Damp | cETL Damp | ARDEN 4L MINI CHAND BBS | 4 - Light Mini-Chandelier |  | CC1254BBS.jpg | CC1254BBS.jpg
CC1254PN | 4 - Light Mini-Chandelier |  | CHANDELIERS | Arden | Chandeliers | Polished Nickel | PN | Steel |  |  |  |  | 4 Candelabra Torpedo 60w |  | 4 | No | [14 empty] | 0 |  |  |  |  | Clear Silver | [6 empty] | 45 | 349.5 | 699 | 1048.5 | L:16 1/8'' W:16 1/8'' H:14 3/4'' |  |  | 16.125 | 16.125 | 14.75 | Screw Collar - Chain | [29 empty] | D:5 3/4'' H:7/8'' Round |  |  |  |  | 180 | Clear Silver | 60 |  | Hardwired | 0 | 0 | 0 | 0 | 0 | 0 | 0 | 0 | 0 | 0 | 0 | 014817604832 | [15 empty] | ETL Damp | cETL Damp | ARDEN 4L MINI CHAND PN | 4 - Light Mini-Chandelier |  | CC1254PN.jpg | CC1254PN.jpg
CC12610BBS | 10 - Light Small Chandelier |  | CHANDELIERS | Arden | Chandeliers | Burnished Brass | BBS | Steel |  |  |  |  | 10 Candelabra Torpedo 60w |  | 10 | No | [14 empty] | 0 |  |  |  |  | Clear Silver | [6 empty] | 45 | 649.5 | 1299 | 1948.5 | L:24 1/8'' W:24 1/8'' H:17 1/4'' |  |  | 24.125 | 24.125 | 17.25 | Screw Collar - Chain | [29 empty] | D:5 3/4'' H:3/4'' Round |  |  |  |  | 180 | Clear Silver | 60 |  | Hardwired | 0 | 0 | 0 | 0 | 0 | 0 | 0 | 0 | 0 | 0 | 0 | 014817604801 | [15 empty] | ETL Damp | cETL Damp | ARDEN 10L SM CHAND BBS | 10 - Light Small Chandelier |  | CC12610BBS.jpg | CC12610BBS.jpg
CC12610PN | 10 - Light Small Chandelier |  | CHANDELIERS | Arden | Chandeliers | Polished Nickel | PN | Steel |  |  |  |  | 10 Candelabra Torpedo 60w |  | 10 | No | [14 empty] | 0 |  |  |  |  | Clear Silver | [6 empty] | 45 | 649.5 | 1299 | 1948.5 | L:24 1/8'' W:24 1/8'' H:17 1/4'' |  |  | 24.125 | 24.125 | 17.25 | Screw Collar - Chain | [29 empty] | D:5 3/4'' H:3/4'' Round |  |  |  |  | 180 | Clear Silver | 60 |  | Hardwired | 0 | 0 | 0 | 0 | 0 | 0 | 0 | 0 | 0 | 0 | 0 | 014817604818 | [15 empty] | ETL Damp | cETL Damp | ARDEN 10L SM CHAND PN | 10 - Light Small Chandelier |  | CC12610PN.jpg | CC12610PN.jpg
CC12716BBS | 16 - Light Large Chandelier |  | CHANDELIERS | Arden | Chandeliers | Burnished Brass | BBS | Steel |  |  |  |  | 16 Candelabra Torpedo 60w |  | 16 | No | [14 empty] | 0 |  |  |  |  | Clear Silver | [6 empty] | 45 | 999.5 | 1999 | 2998.5 | L:32 7/8'' W:32 7/8'' H:18 3/4'' |  |  | 32.875 | 32.875 | 18.75 | Screw Collar - Chain | [29 empty] | D:5 3/4'' H:7/8'' Round |  |  |  |  | 180 | Clear Silver | 60 |  | Hardwired | 0 | 0 | 0 | 0 | 0 | 0 | 0 | 0 | 0 | 0 | 0 | 014817604788 | [15 empty] | ETL Damp | cETL Damp | ARDEN 16L LG CHAND BBS | 16 - Light Large Chandelier |  | CC12716BBS.jpg | CC12716BBS.jpg
CC12716PN | 16 - Light Large Chandelier |  | CHANDELIERS | Arden | Chandeliers | Polished Nickel | PN | Steel |  |  |  |  | 16 Candelabra Torpedo 60w |  | 16 | No | [14 empty] | 0 |  |  |  |  | Clear Silver | [6 empty] | 45 | 999.5 | 1999 | 2998.5 | L:32 7/8'' W:32 7/8'' H:18 3/4'' |  |  | 32.875 | 32.875 | 18.75 | Screw Collar - Chain | [29 empty] | D:5 3/4'' H:7/8'' Round |  |  |  |  | 180 | Clear Silver | 60 |  | Hardwired | 0 | 0 | 0 | 0 | 0 | 0 | 0 | 0 | 0 | 0 | 0 | 014817604795 | [15 empty] | ETL Damp | cETL Damp | ARDEN 16L LG CHAND PN | 16 - Light Large Chandelier |  | CC12716PN.jpg | CC12716PN.jpg
CC12812BBS | 12 - Light Small Chandelier |  | CHANDELIERS | Beckett | Chandeliers | Burnished Brass | BBS | Steel | Undefined Glass | D:17.5" H:9" |  |  | 12 Candelabra Torpedo 60w |  | 12 | No | [14 empty] | 0 | [12 empty] | 599.5 | 1199 | 1798.5 | L:24'' W:24'' H:16 1/4'' |  |  | 24 | 24 | 16.25 | Screw Collar - Chain | [29 empty] | D:5 3/4'' H:3/4'' Round |  |  |  |  | 180 | Black | 60 |  | Hardwired | 0 | 0 | 0 | 0 | 0 | 0 | 0 | 0 | 0 | 0 | 0 | 014817603842 | 33.5 | 33.25 | 10 | 16.2 | 6.446 | 250 | Yes | [8 empty] | ETL Damp | cETL Damp | BECKETT 12L SM CHAND BBS | 12 - Light Small Chandelier |  | CC12812BBS.jpg | CC12812BBS.jpg
CC12812PN | 12 - Light Small Chandelier |  | CHANDELIERS | Beckett | Chandeliers | Polished Nickel | PN | Steel | Undefined Glass | D:17.5" H:9" |  |  | 12 Candelabra Torpedo 60w |  | 12 | No | [14 empty] | 0 | [12 empty] | 599.5 | 1199 | 1798.5 | L:24'' W:24'' H:16 1/4'' |  |  | 24 | 24 | 16.25 | Screw Collar - Chain | [29 empty] | D:5 3/4'' H:3/4'' Round |  |  |  |  | 180 | Black | 60 |  | Hardwired | 0 | 0 | 0 | 0 | 0 | 0 | 0 | 0 | 0 | 0 | 0 | 014817603859 | 33.5 | 33.25 | 10 | 16.2 | 6.446 | 250 | Yes | [8 empty] | ETL Damp | cETL Damp | BECKETT 12L SM CHAND PN | 12 - Light Small Chandelier |  | CC12812PN.jpg | CC12812PN.jpg
CC12916BBS | 16 - Light Large Chandelier |  | CHANDELIERS | Beckett | Chandeliers | Burnished Brass | BBS | Steel | Undefined Glass | D:32" H:9" |  |  | 16 Candelabra Torpedo 60w |  | 16 | No | [14 empty] | 0 | [12 empty] | 849.5 | 1699 | 2548.5 | L:32'' W:32'' H:16 1/4'' |  |  | 32 | 32 | 16.25 | Screw Collar - Chain | [29 empty] | D:5 3/4'' H:3/4'' Round |  |  |  |  | 180 | Black | 60 |  | Hardwired | 0 | 0 | 0 | 0 | 0 | 0 | 0 | 0 | 0 | 0 | 0 | 014817603828 | 33.5 | 33.25 | 10 | 16.2 | 6.446 | 250 | Yes | [8 empty] | ETL Damp | cETL Damp | BECKETT 16L LG CHAND BBS | 16 - Light Large Chandelier |  | CC12916BBS.jpg | CC12916BBS.jpg
CC12916PN | 16 - Light Large Chandelier |  | CHANDELIERS | Beckett | Chandeliers | Polished Nickel | PN | Steel | Undefined Glass | D:32" H:9" |  |  | 16 Candelabra Torpedo 60w |  | 16 | No | [14 empty] | 0 | [12 empty] | 849.5 | 1699 | 2548.5 | L:32'' W:32'' H:16 1/4'' |  |  | 32 | 32 | 16.25 | Screw Collar - Chain | [29 empty] | D:5 3/4'' H:3/4'' Round |  |  |  |  | 180 | Black | 60 |  | Hardwired | 0 | 0 | 0 | 0 | 0 | 0 | 0 | 0 | 0 | 0 | 0 | 014817603835 | 33.5 | 33.25 | 10 | 16.2 | 6.446 | 250 | Yes | [8 empty] | ETL Damp | cETL Damp | BECKETT 16L LG CHAND PN | 16 - Light Large Chandelier |  | CC12916PN.jpg | CC12916PN.jpg
CC1307BBS | 7 - Light Linear Chandelier |  | CHANDELIERS | Beckett | Chandeliers | Burnished Brass | BBS | Steel | Undefined Glass | L:48" W:12" H:9" |  |  | 7 Candelabra Torpedo 60w |  | 7 | No | [14 empty] | 0 | [12 empty] | 949.5 | 1899 | 2848.5 | L:48'' W:12'' H:16 7/8'' |  |  | 48 | 12 | 16.875 | Screw Collar - Chain | [29 empty] | DP:4'' W:20'' H:7/8'' Rectangular |  |  |  |  | 240 | Black | 84 |  | Hardwired | 0 | 0 | 0 | 0 | 0 | 0 | 0 | 0 | 0 | 0 | 0 | 014817603866 | 33.5 | 33.25 | 10 | 16.2 | 6.446 | 250 | Yes | [8 empty] | ETL Damp | cETL Damp | BECKETT 7L LNR CHAND BBS | 7 - Light Linear Chandelier |  | CC1307BBS.jpg | CC1307BBS.jpg
CC1307PN | 7 - Light Linear Chandelier |  | CHANDELIERS | Beckett | Chandeliers | Polished Nickel | PN | Steel | Undefined Glass | L:48" W:12" H:9" |  |  | 7 Candelabra Torpedo 60w |  | 7 | No | [14 empty] | 0 | [12 empty] | 949.5 | 1899 | 2848.5 | L:48'' W:12'' H:16 7/8'' |  |  | 48 | 12 | 16.875 | Screw Collar - Chain | [29 empty] | DP:4'' W:20'' H:7/8'' Rectangular |  |  |  |  | 240 | Black | 84 |  | Hardwired | 0 | 0 | 0 | 0 | 0 | 0 | 0 | 0 | 0 | 0 | 0 | 014817603873 | 33.5 | 33.25 | 10 | 16.2 | 6.446 | 250 | Yes | [8 empty] | ETL Damp | cETL Damp | BECKETT 7L LNR CHAND PN | 7 - Light Linear Chandelier |  | CC1307PN.jpg | CC1307PN.jpg
CC1315BBS | 5 - Light Small Chandelier |  | CHANDELIERS | Hanover | Chandeliers | Burnished Brass | BBS | Steel |  |  |  |  | 5 Candelabra Torpedo 60w |  | 5 | No | [14 empty] | 0 |  |  |  |  | Clear Silver | [6 empty] | 45 | 249.5 | 499 | 748.5 | L:31 7/8'' W:31 7/8'' H:24'' O:87 1/8'' | 4.6 |  | 31.875 | 31.875 | 24 | Screw Collar - Chain |  |  | 87.125 | [26 empty] | D:5 3/4'' H:7/8'' Round |  |  |  |  | 180 | Clear Silver | 60 |  | Hardwired | 0 | 0 | 0 | 0 | 0 | 0 | 0 | 0 | 0 | 0 | 0 | 014817605358 | [15 empty] | ETL Damp | cETL Damp | HANOVER 5L SM CHAND BBS | 5 - Light Small Chandelier |  | CC1315BBS.jpg | CC1315BBS.jpg
CC1315PN | 5 - Light Small Chandelier |  | CHANDELIERS | Hanover | Chandeliers | Polished Nickel | PN | Steel |  |  |  |  | 5 Candelabra Torpedo 60w |  | 5 | No | [14 empty] | 0 |  |  |  |  | Clear Silver | [6 empty] | 45 | 249.5 | 499 | 748.5 | L:31 7/8'' W:31 7/8'' H:24'' O:87 1/8'' | 4.6 |  | 31.875 | 31.875 | 24 | Screw Collar - Chain |  |  | 87.125 | [26 empty] | D:5 3/4'' H:7/8'' Round |  |  |  |  | 180 | Clear Silver | 60 |  | Hardwired | 0 | 0 | 0 | 0 | 0 | 0 | 0 | 0 | 0 | 0 | 0 | 014817605365 | [15 empty] | ETL Damp | cETL Damp | HANOVER 5L SM CHAND PN | 5 - Light Small Chandelier |  | CC1315PN.jpg | CC1315PN.jpg
CC1326BBS | 6 - Light Small Chandelier |  | CHANDELIERS | Hanover | Chandeliers | Burnished Brass | BBS | Steel |  |  |  |  | 6 Candelabra Torpedo 60w |  | 6 | No | [14 empty] | 0 |  |  |  |  | Clear Silver | [6 empty] | 45 | 349.5 | 699 | 1048.5 | L:41 3/4'' W:41 3/4'' H:27 1/4'' O:90 3/8'' | 5.3 |  | 41.75 | 41.75 | 27.25 | Screw Collar - Chain |  |  | 90.375 | [26 empty] | D:5 3/4'' H:7/8'' Round |  |  |  |  | 180 | Clear Silver | 60 |  | Hardwired | 0 | 0 | 0 | 0 | 0 | 0 | 0 | 0 | 0 | 0 | 0 | 014817605334 | [15 empty] | ETL Damp | cETL Damp | HANOVER 6L LG CHAND BBS | 6 - Light Small Chandelier |  | CC1326BBS.jpg | CC1326BBS.jpg
CC1326PN | 6 - Light Small Chandelier |  | CHANDELIERS | Hanover | Chandeliers | Polished Nickel | PN | Steel |  |  |  |  | 6 Candelabra Torpedo 60w |  | 6 | No | [14 empty] | 0 |  |  |  |  | Clear Silver | [6 empty] | 45 | 349.5 | 699 | 1048.5 | L:41 3/4'' W:41 3/4'' H:27 1/4'' O:90 3/8'' | 5.3 |  | 41.75 | 41.75 | 27.25 | Screw Collar - Chain |  |  | 90.375 | [26 empty] | D:5 3/4'' H:7/8'' Round |  |  |  |  | 180 | Clear Silver | 60 |  | Hardwired | 0 | 0 | 0 | 0 | 0 | 0 | 0 | 0 | 0 | 0 | 0 | 014817605341 | [15 empty] | ETL Damp | cETL Damp | HANOVER 6L LG CHAND PN | 6 - Light Small Chandelier |  | CC1326PN.jpg | CC1326PN.jpg
CC1346AI | 6 - Light Chandelier |  | CHANDELIERS | Bayview | Chandeliers | Aged Iron | AI | Steel |  |  |  |  | 6 Candelabra Torpedo 60w |  | 6 | No | [14 empty] | 0 |  |  |  |  | Clear Silver | [6 empty] | 45 | 374.5 | 749 | 1123.5 | L:32'' W:32'' H:26'' O:92 3/8'' | 10.1 |  | 32 | 32 | 26 | Screw Collar - Chain |  |  | 92.375 | [26 empty] | D:5 1/2'' H:7/8'' Round |  |  |  |  | 180 | Clear Silver | 60 |  | Hardwired | 0 | 0 | 0 | 0 | 0 | 0 | 0 | 0 | 0 | 0 | 0 | 014817604900 | 35 | 11.75 | 20.5 | 14.9 | 4.879 | 250 | Yes | [8 empty] | ETL Damp | cETL Damp | BAYVIEW 6L SM CHAND AI | 6 - Light Chandelier |  | CC1346AI.jpg | CC1346AI.jpg
CC1346PN | 6 - Light Chandelier |  | CHANDELIERS | Bayview | Chandeliers | Polished Nickel | PN | Steel |  |  |  |  | 6 Candelabra Torpedo 60w |  | 6 | No | [14 empty] | 0 |  |  |  |  | Clear Silver | [6 empty] | 45 | 374.5 | 749 | 1123.5 | L:32'' W:32'' H:26'' O:92 3/8'' | 10.1 |  | 32 | 32 | 26 | Screw Collar - Chain |  |  | 92.375 | [26 empty] | D:5 1/2'' H:7/8'' Round |  |  |  |  | 180 | Clear Silver | 60 |  | Hardwired | 0 | 0 | 0 | 0 | 0 | 0 | 0 | 0 | 0 | 0 | 0 | 014817604917 | 35 | 11.75 | 20.5 | 14.9 | 4.879 | 250 | Yes | [8 empty] | ETL Damp | cETL Damp | BAYVIEW 6L SM CHAND PN | 6 - Light Chandelier |  | CC1346PN.jpg | CC1346PN.jpg
CC1356AI | 6 - Light Chandelier |  | CHANDELIERS | Bayview | Chandeliers | Aged Iron | AI | Steel |  |  |  |  | 6 Candelabra Torpedo 60w |  | 6 | No | [14 empty] | 0 |  |  |  |  | Clear Silver | [6 empty] | 45 | 449.5 | 899 | 1348.5 | L:44'' W:44'' H:34'' O:100 3/8'' | 13.4 |  | 44 | 44 | 34 | Screw Collar - Chain |  |  | 100.375 | [26 empty] | D:5 1/2'' H:7/8'' Round |  |  |  |  | 180 | Clear Silver | 60 |  | Hardwired | 0 | 0 | 0 | 0 | 0 | 0 | 0 | 0 | 0 | 0 | 0 | 014817604887 | 49.25 | 17.5 | 15.25 | 17.6 | 7.606 | 250 | Yes | [8 empty] | ETL Damp | cETL Damp | BAYVIEW 6L LG CHAND AI | 6 - Light Chandelier |  | CC1356AI.jpg | CC1356AI.jpg
CC1356PN | 6 - Light Chandelier |  | CHANDELIERS | Bayview | Chandeliers | Polished Nickel | PN | Steel |  |  |  |  | 6 Candelabra Torpedo 60w |  | 6 | No | [14 empty] | 0 |  |  |  |  | Clear Silver | [6 empty] | 45 | 449.5 | 899 | 1348.5 | L:44'' W:44'' H:34'' O:100 3/8'' | 13.4 |  | 44 | 44 | 34 | Screw Collar - Chain |  |  | 100.375 | [26 empty] | D:5 1/2'' H:7/8'' Round |  |  |  |  | 180 | Clear Silver | 60 |  | Hardwired | 0 | 0 | 0 | 0 | 0 | 0 | 0 | 0 | 0 | 0 | 0 | 014817604894 | 49.25 | 17.5 | 15.25 | 17.6 | 7.606 | 250 | Yes | [8 empty] | ETL Damp | cETL Damp | BAYVIEW 6L LG CHAND PN | 6 - Light Chandelier |  | CC1356PN.jpg | CC1356PN.jpg
CC1368AI | 8 - Light Linear Chandelier |  | CHANDELIERS | Bayview | Chandeliers | Aged Iron | AI | Steel |  |  |  |  | 8 Candelabra Torpedo 60w |  | 8 | No | [14 empty] | 0 |  |  |  |  | Clear Silver | [6 empty] | 45 | 399.5 | 799 | 1198.5 | L:47 3/4'' W:15 1/4'' H:30'' O:96 3/8'' | 17.1 |  | 47.75 | 15.25 | 30 | Screw Collar - Chain |  |  | 96.375 | [26 empty] | DP:7/8'' W:5 1/2'' H:19 1/4'' Rectangular |  |  |  |  | 180 | Clear Silver | 60 |  | Hardwired | 0 | 0 | 0 | 0 | 0 | 0 | 0 | 0 | 0 | 0 | 0 | 014817604924 | 50 | 15.5 | 17.5 | 26.1 | 7.849 | 250 | Yes | [8 empty] | ETL Damp | cETL Damp | BAYVIEW 8L LNR CHAND AI | 8 - Light Linear Chandelier |  | CC1368AI.jpg | CC1368AI.jpg
CC1368PN | 8 - Light Linear Chandelier |  | CHANDELIERS | Bayview | Chandeliers | Polished Nickel | PN | Steel |  |  |  |  | 8 Candelabra Torpedo 60w |  | 8 | No | [14 empty] | 0 |  |  |  |  | Clear Silver | [6 empty] | 45 | 399.5 | 799 | 1198.5 | L:47 3/4'' W:15 1/4'' H:30'' O:96 3/8'' | 17.1 |  | 47.75 | 15.25 | 30 | Screw Collar - Chain |  |  | 96.375 | [26 empty] | DP:7/8'' W:5 1/2'' H:19 1/4'' Rectangular |  |  |  |  | 180 | Clear Silver | 60 |  | Hardwired | 0 | 0 | 0 | 0 | 0 | 0 | 0 | 0 | 0 | 0 | 0 | 014817604931 | 49.25 | 17.5 | 15.25 | 26.1 | 7.606 | 250 | Yes | [8 empty] | ETL Damp | cETL Damp | BAYVIEW 8L LNR CHAND PN | 8 - Light Linear Chandelier |  | CC1368PN.jpg | CC1368PN.jpg
CC1378BBS | 8 - Light Chandelier |  | CHANDELIERS | Geneva | Chandeliers | Burnished Brass | BBS | Steel | Clear Glass | D:2.625" H:6.375" |  |  | 8 Medium T10 60w |  | 8 | No | [14 empty] | 0 |  |  |  |  | Clear Silver | [6 empty] | 45 | 399.5 | 799 | 1198.5 | L:33'' W:33'' H:14 7/8'' | 22.8 |  | 33 | 33 | 14.875 | Screw Collar - Stem |  |  |  | 16.125 - 60.125 | [25 empty] | D:5 1/2'' H:7/8'' Round |  |  |  |  | 180 | Clear Silver |  |  | Hardwired | 0 | 0 | 0 | 0 | 0 | 0 | 0 | 0 | 0 | 0 | 0 | 014817605518 | [15 empty] | ETL Damp | cETL Damp | GENEVA 8L CHANDELIER | 8 - Light Chandelier |  | CC1378BBS.jpg | CC1378BBS.jpg
CC1378PN | 8 - Light Chandelier |  | CHANDELIERS | Geneva | Chandeliers | Polished Nickel | PN | Steel | Clear Glass | D:2.625" H:6.375" |  |  | 8 Medium T10 60w |  | 8 | No | [14 empty] | 0 |  |  |  |  | Clear Silver | [6 empty] | 45 | 399.5 | 799 | 1198.5 | L:33'' W:33'' H:14 7/8'' | 22.8 |  | 33 | 33 | 14.875 | Screw Collar - Stem | [29 empty] | D:5 1/2'' H:7/8'' Round |  |  |  |  | 180 | Clear Silver |  |  | Hardwired | 0 | 0 | 0 | 0 | 0 | 0 | 0 | 0 | 0 | 0 | 0 | 014817605525 | [15 empty] | ETL Damp | cETL Damp | GENEVA 8L CHANDELIER | 8 - Light Chandelier |  | CC1378PN.jpg | CC1378PN.jpg
CC13810BBS | 10 - Light Linear Chandelier |  | CHANDELIERS | Geneva | Chandeliers | Burnished Brass | BBS | Steel | Clear Glass | D:2.625" H:2" |  |  | 10 Medium T10 60w |  | 10 | No | [14 empty] | 0 |  |  |  |  | Clear Silver | [6 empty] | 45 | 499.5 | 999 | 1498.5 | L:50'' W:14'' H:8 7/8'' | 26.4 |  | 50 | 14 | 8.875 | Screw Collar - Stem |  |  |  | 17.5 - 71.5 | [25 empty] | DP:3/4'' W:5'' H:14 5/8'' Rectangular |  |  |  |  | 180 | Clear Silver |  |  | Hardwired | 0 | 0 | 0 | 0 | 0 | 0 | 0 | 0 | 0 | 0 | 0 | 014817605532 | [15 empty] | ETL Damp | cETL Damp | GENEVA 10L LNR CHAND BBS | 10 - Light Linear Chandelier |  | CC13810BBS.jpg | CC13810BBS.jpg
CC13810PN | 10 - Light Linear Chandelier |  | CHANDELIERS | Geneva | Chandeliers | Polished Nickel | PN | Steel | Clear Glass | D:2.625" H:6.375" |  |  | 10 Medium T10 60w |  | 10 | No | [14 empty] | 0 |  |  |  |  | Clear Silver | [6 empty] | 45 | 499.5 | 999 | 1498.5 | L:50'' W:14'' H:8 7/8'' | 26.4 |  | 50 | 14 | 8.875 | Screw Collar - Stem | [29 empty] | DP:3/4'' W:5'' H:14 5/8'' Rectangular |  |  |  |  | 180 | Clear Silver |  |  | Hardwired | 0 | 0 | 0 | 0 | 0 | 0 | 0 | 0 | 0 | 0 | 0 | 014817605549 | [15 empty] | ETL Damp | cETL Damp | GENEVA 10L LNR CHAND PN | 10 - Light Linear Chandelier |  | CC13810PN.jpg | CC13810PN.jpg
CC1394AI | 4 - Light Lantern | An exposed candelabra pairs with an angular, Aged Iron frame to ensure the Keystone family casts a warm and inviting glow. This series of chandeliers, sconces and pendants designed by Chapman & Myers for Generation Lighting features very detailed construction including bobesches supporting each candle tube. The chandeliers highlight the popular wagon wheel silhouette. | CHANDELIERS | Keystone | Chandeliers | Aged Iron | AI | Steel |  |  |  |  | 4 Candelabra Torpedo 60w |  | 4 | No | [14 empty] | 0 |  |  |  |  | Black | [7 empty] | 199.5 | 399 | 598.5 | L:16'' W:16'' H:27 1/4'' | 6.5 |  | 16 | 16 | 27.25 | Screw Collar - Chain | [29 empty] | D:5 1/2'' H:7/8'' Round |  |  |  |  | 180 | Black | 60 |  | Hardwired | 0 | 0 | 0 | 0 | 0 | 0 | 0 | 0 | 0 | 0 | 0 | 014817604986 | [15 empty] | ETL Damp | cETL Damp | KEYSTONE 4L LANTERN | 4 - Light Lantern |  | CC1394AI.jpg | CC1394AI.jpg
CC1406AI | 6 - Light Linear Lantern | An exposed candelabra pairs with an angular, Aged Iron frame to ensure the Keystone family casts a warm and inviting glow. This series of chandeliers, sconces and pendants designed by Chapman & Myers for Generation Lighting features very detailed construction including bobesches supporting each candle tube. The chandeliers highlight the popular wagon wheel silhouette. | CHANDELIERS | Keystone | Chandeliers | Aged Iron | AI | Steel |  |  |  |  | 6 Candelabra Torpedo 60w |  | 6 | No | [14 empty] | 0 |  |  |  |  | Black | [6 empty] | 45 | 449.5 | 899 | 1348.5 | L:48 1/4'' W:16'' H:18 1/4'' O:90 1/8'' | 16 |  | 48.25 | 16 | 18.25 | Screw Collar - Chain |  |  | 90.125 | [26 empty] | DP:7/8'' W:5 15/32'' H:23 1/2'' Round |  |  |  |  | 180 | Black | 60 |  | Hardwired | 0 | 0 | 0 | 0 | 0 | 0 | 0 | 0 | 0 | 0 | 0 | 014817604979 | [15 empty] | ETL Damp | cETL Damp | KEYSTONE 6L LNR | 6 - Light Linear Lantern |  | CC1406AI.jpg | CC1406AI.jpg
CF1002BBS | 2 - Light Flush Mount | Garrett from Chapman & Myers for Generation Lighting features cylindrical Clear Extruded Glass shades paired with rich Burnished Brass or contemporary Polished Nickel detailing and linen shades on the lamps. This striking blend of metal and glass, sophisticated in its simplicity, is both industrial and glamorous. It is sure to inspire a higher level of style wherever it is placed. | CEILING | Garrett | Ceiling Lights | Burnished Brass | BBS | Steel | Clear Glass | D:11.375" H:4.5" |  |  | 2 Medium T10 60w |  | 2 | No | [14 empty] | 0 | [12 empty] | 136.48 | 272.96 | 409.44 | D:11 3/8'' H:5 1/2'' | 7.8 | 11.375 |  |  | 5.5 | Set Screw(s) | [29 empty] | D:10 7/8'' H:2 3/8'' Round |  |  |  |  | 8 | Black/White |  |  | Hardwired | 0 | 0 | 0 | 0 | 0 | 0 | 0 | 0 | 0 | 0 | 0 | 014817594782 | 15.25 | 15 | 13.5 | 10.2 | 1.787 | 175 | Yes | [8 empty] | ETL Damp | cETL Damp | GARRETT 2L FLUSH MT BBS | 2 - Light Flush Mount |  | CF1002BBS.jpg | CF1002BBS.jpg
CF1002PN | 2 - Light Flush Mount | Garrett from Chapman & Myers for Generation Lighting features cylindrical Clear Extruded Glass shades paired with rich Burnished Brass or contemporary Polished Nickel detailing and linen shades on the lamps. This striking blend of metal and glass, sophisticated in its simplicity, is both industrial and glamorous. It is sure to inspire a higher level of style wherever it is placed. | CEILING | Garrett | Ceiling Lights | Polished Nickel | PN | Steel | Clear Glass | D:11.375" H:4.5" |  |  | 2 Medium T10 60w |  | 2 | No | [14 empty] | 0 | [12 empty] | 136.48 | 272.96 | 409.44 | D:11 3/8'' H:5 1/2'' | 7.8 | 11.375 |  |  | 5.5 | Set Screw(s) | [29 empty] | D:10 7/8'' H:2 3/8'' Round |  |  |  |  | 8 | Black/White |  |  | Hardwired | 0 | 0 | 0 | 0 | 0 | 0 | 0 | 0 | 0 | 0 | 0 | 014817594775 | 15.25 | 15.25 | 13.25 | 10.1 | 1.783 | 175 | Yes | [8 empty] | ETL Damp | cETL Damp | GARRETT 2L FLUSH MT PN | 2 - Light Flush Mount |  | CF1002PN.jpg | CF1002PN.jpg
CF1032BBS | 2 - Light Large Flush Mount | Garrett from Chapman & Myers for Generation Lighting features cylindrical Clear Extruded Glass shades paired with rich Burnished Brass or contemporary Polished Nickel detailing and linen shades on the lamps. This striking blend of metal and glass, sophisticated in its simplicity, is both industrial and glamorous. It is sure to inspire a higher level of style wherever it is placed. | CEILING | Garrett | Ceiling Lights | Burnished Brass | BBS | Steel | Clear Glass | D:18" H:5.125" |  |  | 2 Medium T10 60w |  | 2 | No | [14 empty] | 0 | [12 empty] | 184.5 | 369 | 553.5 | L:18 3/8'' W:18 3/8'' H:6 1/2'' | 9.24 |  | 18.375 | 18.375 | 6.5 | Set Screw(s) | [29 empty] | D:18'' H:1 3/8'' Round |  |  |  |  | 8 | Black/White |  |  | Hardwired | 0 | 0 | 0 | 0 | 0 | 0 | 0 | 0 | 0 | 0 | 0 | 014817605105 | [15 empty] | ETL Damp | cETL Damp | GARRETT 2L LG FLUSHMT BBS | 2 - Light Large Flush Mount |  | CF1032BBS.jpg | CF1032BBS.jpg
CF1032PN | 2 - Light Large Flush Mount | Garrett from Chapman & Myers for Generation Lighting features cylindrical Clear Extruded Glass shades paired with rich Burnished Brass or contemporary Polished Nickel detailing and linen shades on the lamps. This striking blend of metal and glass, sophisticated in its simplicity, is both industrial and glamorous. It is sure to inspire a higher level of style wherever it is placed. | CEILING | Garrett | Ceiling Lights | Polished Nickel | PN | Steel | Clear Glass | D:18" H:5.125" |  |  | 2 Medium T10 60w |  | 2 | No | [14 empty] | 0 | [12 empty] | 184.5 | 369 | 553.5 | L:18 3/8'' W:18 3/8'' H:6 1/2'' | 9.24 |  | 18.375 | 18.375 | 6.5 | Set Screw(s) | [29 empty] | D:18'' H:1 3/8'' Round |  |  |  |  | 8 | Black/White |  |  | Hardwired | 0 | 0 | 0 | 0 | 0 | 0 | 0 | 0 | 0 | 0 | 0 | 014817605112 | [15 empty] | ETL Damp | cETL Damp | GARRETT 2L LG FLUSHMT PN | 2 - Light Large Flush Mount |  | CF1032PN.jpg | CF1032PN.jpg
CF1052BBS | 2 - Light Flush Mount |  | CEILING | Geneva | Ceiling Lights | Burnished Brass | BBS | Steel | Clear Glass | D:13.25" H:3.625" |  | White Glass | 2 Medium T10 60w |  | 2 | No | [14 empty] | 0 | [12 empty] | 124.5 | 249 | 373.5 | L:14'' W:14'' H:4 7/8'' | 7.7 |  | 14 | 14 | 4.875 | Set Screw(s) | [29 empty] | D:14'' H:1'' Round |  |  |  |  | 8 | Black/White |  |  | Hardwired | 0 | 0 | 0 | 0 | 0 | 0 | 0 | 0 | 0 | 0 | 0 | 014817605556 | [15 empty] | ETL Damp | cETL Damp | GENEVA 2L FLUSHMT BBS | 2 - Light Flush Mount |  | CF1052BBS.jpg | CF1052BBS.jpg
CF1052PN | 2 - Light Flush Mount |  | CEILING | Geneva | Ceiling Lights | Polished Nickel | PN | Steel | Clear Glass | D:13.25" H:3.625" |  | White Glass | 2 Medium T10 60w |  | 2 | No | [14 empty] | 0 | [12 empty] | 124.5 | 249 | 373.5 | L:14'' W:14'' H:4 7/8'' | 7.7 |  | 14 | 14 | 4.875 | Set Screw(s) | [29 empty] | D:14'' H:1'' Round |  |  |  |  | 8 | Black/White |  |  | Hardwired | 0 | 0 | 0 | 0 | 0 | 0 | 0 | 0 | 0 | 0 | 0 | 014817605563 | [15 empty] | ETL Damp | cETL Damp | GENEVA 2L FLUSHMT PN | 2 - Light Flush Mount |  | CF1052PN.jpg | CF1052PN.jpg
CHAIN1-ADB | CHAIN 3FT | The chain accessory collection comprises 3 foot sections of additional chain that can be added to the chain included with each hanging fixture for extra-tall ceiling heights. Chain accessories come in 3 versions: standard, square, and heavy duty. | ACCESSORY | Chain Accessory |  | Antique Gild | ADB | [7 empty] | 0 | No | [27 empty] | 8 | 16 | 24 | L:36'' | 0.48 |  | 36 | [42 empty] | 0 | 0 | 0 | 0 | 0 | 0 | 0 | 0 | 0 | 0 | 0 | 014817602951 | [7 empty] | 10 | 10014817602958 | [8 empty] | CHAIN 3FT | CHAIN 3FT |  | CHAIN1ADB.jpg | CHAIN1ADB.jpg
CHAIN1-RWT | CHAIN 3FT | The chain accessory collection comprises 3 foot sections of additional chain that can be added to the chain included with each hanging fixture for extra-tall ceiling heights. Chain accessories come in 3 versions: standard, square, and heavy duty. | ACCESSORY | Chain Accessory |  | Rustic White | RWT | [7 empty] | 0 | No | [27 empty] | 8 | 16 | 24 | L:36'' | 0.48 |  | 36 | [42 empty] | 0 | 0 | 0 | 0 | 0 | 0 | 0 | 0 | 0 | 0 | 0 | 014817601466 | [7 empty] | 10 | 10014817601463 | [8 empty] | CHAIN 3FT | CHAIN 3FT |  | CHAIN1RWT.jpg | CHAIN1RWT.jpg
CHAIN1-SMS | CHAIN 3FT | The chain accessory collection comprises 3 foot sections of additional chain that can be added to the chain included with each hanging fixture for extra-tall ceiling heights. Chain accessories come in 3 versions: standard, square, and heavy duty. | ACCESSORY | Chain Accessory |  | Smith Steel | SMS | [7 empty] | 0 | No | [27 empty] | 8 | 16 | 24 | L:36'' | 0.48 |  | 36 | [42 empty] | 0 | 0 | 0 | 0 | 0 | 0 | 0 | 0 | 0 | 0 | 0 | 014817602968 | 5.25 | 5 | 2.75 | 0.9 | 0.042 | 70 | Yes | 10 | 10014817602965 | 13 | 11 | 6 | 9.3 | 0.497 | Yes |  |  | CHAIN 3FT | CHAIN 3FT |  | CHAIN1SMS.jpg | CHAIN1SMS.jpg
CHAIN1-WGV | CHAIN 3FT | The chain accessory collection comprises 3 foot sections of additional chain that can be added to the chain included with each hanging fixture for extra-tall ceiling heights. Chain accessories come in 3 versions: standard, square, and heavy duty. | ACCESSORY | Chain Accessory |  | Weathered Galvanized | WGV | [7 empty] | 0 | No | [27 empty] | 8 | 16 | 24 | L:36'' | 0.48 |  | 36 | [42 empty] | 0 | 0 | 0 | 0 | 0 | 0 | 0 | 0 | 0 | 0 | 0 | 014817602722 | [7 empty] | 10 | 10014817602729 | [8 empty] | CHAIN 3FT | CHAIN 3FT |  | CHAIN1WGV.jpg | CHAIN1WGV.jpg
CHAIN2-AI | CHAIN 3FT AGED IRON | The chain accessory collection comprises 3 foot sections of additional chain that can be added to the chain included with each hanging fixture for extra-tall ceiling heights. Chain accessories come in 3 versions: standard, square, and heavy duty. | ACCESSORY | Chain Accessory |  | Aged Iron | AI | [7 empty] | 0 | No | [27 empty] | 12 | 24 | 36 | L:36'' | 0.48 |  | 36 | [42 empty] | 0 | 0 | 0 | 0 | 0 | 0 | 0 | 0 | 0 | 0 | 0 | 014817600070 | 5 | 5.25 | 2 | 1 | 0.03 | 60 | Yes | 5 | 10014817600077 | 11.75 | 5.5 | 5.5 | 5.5 | 0.206 | Yes |  |  | CHAIN 3FT AGED IRON | CHAIN 3FT AGED IRON |  | CHAIN2AI.jpg | CHAIN2AI.jpg
CHAIN2-ANL | CHAIN 3FT ANTIQUE NICKEL | The chain accessory collection comprises 3 foot sections of additional chain that can be added to the chain included with each hanging fixture for extra-tall ceiling heights. Chain accessories come in 3 versions: standard, square, and heavy duty. | ACCESSORY | Chain Accessory |  | Antique Nickel | ANL | [7 empty] | 0 | No | [27 empty] | 20 | 40 | 60 | L:36'' | 0.48 |  | 36 | [42 empty] | 0 | 0 | 0 | 0 | 0 | 0 | 0 | 0 | 0 | 0 | 0 | 014817600094 | 5.25 | 5 | 2 | 1 | 0.03 | 60 | Yes | 5 | 10014817600091 | 11.75 | 5.5 | 5.5 | 5.5 | 0.206 | Yes |  |  | CHAIN 3FT ANTIQUE NICKEL | CHAIN 3FT ANTIQUE NICKEL |  | CHAIN2ANL.jpg | CHAIN2ANL.jpg
CHAIN2-BBS | CHAIN 3FT BURNISHED BRASS | The chain accessory collection comprises 3 foot sections of additional chain that can be added to the chain included with each hanging fixture for extra-tall ceiling heights. Chain accessories come in 3 versions: standard, square, and heavy duty. | ACCESSORY | Chain Accessory |  | Burnished Brass | BBS | [7 empty] | 0 | No | [27 empty] | 14 | 28 | 42 | L:36'' | 0.48 |  | 36 | [42 empty] | 0 | 0 | 0 | 0 | 0 | 0 | 0 | 0 | 0 | 0 | 0 | 014817600087 | 5.25 | 5 | 2 | 1 | 0.03 | 60 | Yes | 5 | 10014817600084 | 11.75 | 5.5 | 5.5 | 5.5 | 0.206 | Yes |  |  | CHAIN 3FT BURNISHED BRASS | CHAIN 3FT BURNISHED BRASS |  | CHAIN2BBS.jpg | CHAIN2BBS.jpg
CHAIN2-PN | CHAIN 3FT POLISHED NICKEL | The chain accessory collection comprises 3 foot sections of additional chain that can be added to the chain included with each hanging fixture for extra-tall ceiling heights. Chain accessories come in 3 versions: standard, square, and heavy duty. | ACCESSORY | Chain Accessory |  | Polished Nickel | PN | [7 empty] | 0 | No | [27 empty] | 13 | 26 | 39 | L:36'' | 0.48 |  | 36 | [42 empty] | 0 | 0 | 0 | 0 | 0 | 0 | 0 | 0 | 0 | 0 | 0 | 014817600063 | 5.25 | 5 | 2 | 1 | 0.03 | 60 | Yes | 5 | 10014817600060 | 11.75 | 5.5 | 5.5 | 5.5 | 0.206 | Yes |  |  | CHAIN 3FT POLISHED NICKEL | CHAIN 3FT POLISHED NICKEL |  | CHAIN2PN.jpg | CHAIN2PN.jpg
CHAIN-ADB | CHAIN 3FT | The chain accessory collection comprises 3 foot sections of additional chain that can be added to the chain included with each hanging fixture for extra-tall ceiling heights. Chain accessories come in 3 versions: standard, square, and heavy duty. | ACCESSORY | Chain Accessory |  | Antique Gild | ADB | [7 empty] | 0 | No | [27 empty] | 8 | 16 | 24 | L:36'' | 0.48 |  | 36 | [42 empty] | 0 | 0 | 0 | 0 | 0 | 0 | 0 | 0 | 0 | 0 | 0 | 014817602166 | 5.25 | 5 | 2 | 0.6 | 0.03 | 70 | Yes | 10 | 10014817602163 | 12.5 | 11 | 6.25 | 6.2 | 0.497 | Yes |  |  | CHAIN 3FT | CHAIN 3FT |  | CHAINADB.jpg | CHAINADB.jpg
CHAIN-AI | CHAIN 3FT | The chain accessory collection comprises 3 foot sections of additional chain that can be added to the chain included with each hanging fixture for extra-tall ceiling heights. Chain accessories come in 3 versions: standard, square, and heavy duty. | ACCESSORY | Chain Accessory |  | Aged Iron | AI | [7 empty] | 0 | No | [27 empty] | 9 | 18 | 27 | L:36'' | 0.48 |  | 36 | [42 empty] | 0 | 0 | 0 | 0 | 0 | 0 | 0 | 0 | 0 | 0 | 0 | 014817600926 | [7 empty] | 5 | 10014817600923 | [8 empty] | CHAIN 3FT | CHAIN 3FT |  | CHAINAI.jpg | CHAINAI.jpg
CHAIN-ANBZ | CHAIN 3FT ANBZ | The chain accessory collection comprises 3 foot sections of additional chain that can be added to the chain included with each hanging fixture for extra-tall ceiling heights. Chain accessories come in 3 versions: standard, square, and heavy duty. | ACCESSORY | Chain Accessory |  | Antique Bronze | ANBZ | [7 empty] | 0 | No | [27 empty] | 8 | 16 | 24 | L:36'' | 0.48 |  | 36 | [42 empty] | 0 | 0 | 0 | 0 | 0 | 0 | 0 | 0 | 0 | 0 | 0 | 014817603217 | 4 | 4 | 0.25 | 0.5 | 0.002 | 60 | Yes | 10 | 10014817603214 | 6.5 | 6.25 | 4.25 | 5.1 | 0.1 | Yes |  |  | CHAIN 3FT ANBZ |  |  | CHAINANBZ.jpg | CHAINANBZ.jpg
CHAIN-ANL | CHAIN 3FT | The chain accessory collection comprises 3 foot sections of additional chain that can be added to the chain included with each hanging fixture for extra-tall ceiling heights. Chain accessories come in 3 versions: standard, square, and heavy duty. | ACCESSORY | Chain Accessory |  | Antique Nickel | ANL | [7 empty] | 0 | No | [27 empty] | 9 | 18 | 27 | L:36'' | 0.48 |  | 36 | [42 empty] | 0 | 0 | 0 | 0 | 0 | 0 | 0 | 0 | 0 | 0 | 0 | 014817600933 | [7 empty] | 5 | 10014817600930 | [8 empty] | CHAIN 3FT | CHAIN 3FT |  | CHAINANL.jpg | CHAINANL.jpg
CHAIN-CO | CHAIN 3FT COPPER OXIDE | The chain accessory collection comprises 3 foot sections of additional chain that can be added to the chain included with each hanging fixture for extra-tall ceiling heights. Chain accessories come in 3 versions: standard, square, and heavy duty. | ACCESSORY | Chain Accessory |  | Copper Oxide | CO | [7 empty] | 0 | No | [27 empty] | 13.48 | 26.96 | 40.44 | L:36'' | 0.48 |  | 36 | [42 empty] | 0 | 0 | 0 | 0 | 0 | 0 | 0 | 0 | 0 | 0 | 0 | 014817581980 | 4.25 | 2.5 | 2.5 | 0.5 | 0.015 | 60 | Yes | 25 | 10014817581987 | 12 | 12 | 5 | 12.9 | 0.417 | Yes |  |  | CHAIN 3FT COPPER OXIDE | CHAIN 3FT COPPER OXIDE |  | CHAINCO.jpg | CHAINCO.jpg
CHAIN-DFB | HD CHAIN 3FT | The chain accessory collection comprises 3 foot sections of additional chain that can be added to the chain included with each hanging fixture for extra-tall ceiling heights. Chain accessories come in 3 versions: standard, square, and heavy duty. | ACCESSORY | Chain Accessory |  | Distressed Fence Board | DFB | [7 empty] | 0 | No | [27 empty] | 7.48 | 14.96 | 22.44 | L:36'' | 0.65 |  | 36 | [42 empty] | 0 | 0 | 0 | 0 | 0 | 0 | 0 | 0 | 0 | 0 | 0 | 014817591651 | 5.25 | 5 | 2.25 | 0.6 | 0.034 | 70 | Yes | 5 | 10014817591658 | 5.875 | 5.875 | 11.875 | 3.5 | 0.237 | Yes |  |  | HD CHAIN 3FT |  |  | CHAINDFB.jpg | CHAINDFB.jpg
CHAIN-HD-BBS | CHAIN HD 3FT | The chain accessory collection comprises 3 foot sections of additional chain that can be added to the chain included with each hanging fixture for extra-tall ceiling heights. Chain accessories come in 3 versions: standard, square, and heavy duty. | ACCESSORY | Chain Accessory |  | Burnished Brass | BBS | [7 empty] | 0 | No | [27 empty] | 10 | 20 | 30 | L:36'' | 0.48 |  | 36 | [42 empty] | 0 | 0 | 0 | 0 | 0 | 0 | 0 | 0 | 0 | 0 | 0 | 014817591804 | [7 empty] | 5 | 10014817591801 | [8 empty] | CHAIN HD 3FT | CHAIN HD 3FT |  | CHAINHDBBS.jpg | CHAINHDBBS.jpg
CHAIN-RE-BBS | CHAIN 3FT | The chain accessory collection comprises 3 foot sections of additional chain that can be added to the chain included with each hanging fixture for extra-tall ceiling heights. Chain accessories come in 3 versions: standard, square, and heavy duty. | ACCESSORY | Chain Accessory |  | Burnished Brass | BBS | [7 empty] | 0 | No | [27 empty] | 30 | 60 | 90 | L:36'' | 0.48 |  | 36 | [42 empty] | 0 | 0 | 0 | 0 | 0 | 0 | 0 | 0 | 0 | 0 | 0 | 014817600391 | [7 empty] | 10 | 10014817600398 | [8 empty] | CHAIN 3FT | CHAIN 3FT |  | CHAINREBBS.jpg | CHAINREBBS.jpg
CHAIN-RE-MBK | CHAIN 3FT | The chain accessory collection comprises 3 foot sections of additional chain that can be added to the chain included with each hanging fixture for extra-tall ceiling heights. Chain accessories come in 3 versions: standard, square, and heavy duty. | ACCESSORY | Chain Accessory |  | Midnight Black | MBK | [7 empty] | 0 | No | [27 empty] | 22 | 44 | 66 | L:36'' | 0.48 |  | 36 | [42 empty] | 0 | 0 | 0 | 0 | 0 | 0 | 0 | 0 | 0 | 0 | 0 | 014817600629 | 5.25 | 5 | 2 | 0.8 | 0.03 | 65 | Yes | 10 | 10014817600626 | 12 | 11.25 | 6.25 | 8.2 | 0.488 | Yes |  |  | CHAIN 3FT | CHAIN 3FT |  | CHAINREMBK.jpg | CHAINREMBK.jpg
CHAIN-RE-PN | CHAIN 3FT | The chain accessory collection comprises 3 foot sections of additional chain that can be added to the chain included with each hanging fixture for extra-tall ceiling heights. Chain accessories come in 3 versions: standard, square, and heavy duty. | ACCESSORY | Chain Accessory |  | Polished Nickel | PN | [7 empty] | 0 | No | [27 empty] | 27 | 54 | 81 | L:36'' | 0.48 |  | 36 | [42 empty] | 0 | 0 | 0 | 0 | 0 | 0 | 0 | 0 | 0 | 0 | 0 | 014817600636 | [7 empty] | 10 | 10014817600633 | [8 empty] | CHAIN 3FT | CHAIN 3FT |  | CHAINREPN.jpg | CHAINREPN.jpg
CHAIN-SBL | CHAIN 3FT SABLE |  | ACCESSORY |  |  | Sable | SBL | [7 empty] | 0 | No | [27 empty] | 6.48 | 12.96 | 19.44 | L:36'' | 0.48 |  | 36 | [42 empty] | 0 | 0 | 0 | 0 | 0 | 0 | 0 | 0 | 0 | 0 | 0 | 014817581942 | 5.5 | 5.25 | 2.5 | 0.6 | 0.042 | 85 | Yes | 5 | 10014817581949 | 12 | 6 | 6 | 3.1 | 0.25 | Yes |  |  | CHAIN 3FT SABLE | CHAIN 3FT SABLE |  | CHAINSBL.jpg | CHAINSBL.jpg
CHAIN-SQ-AF | SQUARE CHAIN 3FT AF |  | ACCESSORY | [11 empty] | 0 | No | [27 empty] | 7.98 | 15.96 | 23.94 | L:36'' | 0.51 |  | 36 | [42 empty] | 0 | 0 | 0 | 0 | 0 | 0 | 0 | 0 | 0 | 0 | 0 | 014817591965 | 5.125 | 2.625 | 5.875 | 0.8 | 0.046 | 70 | Yes | 5 | 10014817591962 | 13.625 | 5.375 | 5.75 | 4.2 | 0.244 | Yes |  |  | SQUARE CHAIN 3FT AF |  |  | CHAINSQAF.jpg | CHAINSQAF.jpg
CHAIN-SQ-AI | SQ CHAIN 3FT AGED IRON | The chain accessory collection comprises 3 foot sections of additional chain that can be added to the chain included with each hanging fixture for extra-tall ceiling heights. Chain accessories come in 3 versions: standard, square, and heavy duty. | ACCESSORY | Chain Accessory |  | Aged Iron | AI | [7 empty] | 0 | No | [27 empty] | 7.98 | 15.96 | 23.94 | L:36'' | 0.48 |  | 36 | [42 empty] | 0 | 0 | 0 | 0 | 0 | 0 | 0 | 0 | 0 | 0 | 0 | 014817590623 | 5.18 | 5.18 | 2.75 | 0.8 | 0.043 | 70 | Yes | 5 | 10014817590620 | 14 | 6 | 5.75 | 4.2 | 0.28 | Yes |  |  | SQ CHAIN 3FT AGED IRON |  |  | CHAINSQAI.jpg | CHAINSQAI.jpg
CHAIN-SQ-DSL | CHAIN 3FT | The chain accessory collection comprises 3 foot sections of additional chain that can be added to the chain included with each hanging fixture for extra-tall ceiling heights. Chain accessories come in 3 versions: standard, square, and heavy duty. | ACCESSORY | Chain Accessory |  | Distressed Silver Leaf | DSL | [7 empty] | 0 | No | [27 empty] | 10 | 20 | 30 | L:36'' | 0.48 |  | 36 | [42 empty] | 0 | 0 | 0 | 0 | 0 | 0 | 0 | 0 | 0 | 0 | 0 | 014817602609 | [7 empty] | 10 | 10014817602606 | [8 empty] | CHAIN 3FT | CHAIN 3FT |  | CHAINSQDSL.jpg | CHAINSQDSL.jpg
CHAIN-SQ-MBK | CHAIN 3FT | The chain accessory collection comprises 3 foot sections of additional chain that can be added to the chain included with each hanging fixture for extra-tall ceiling heights. Chain accessories come in 3 versions: standard, square, and heavy duty. | ACCESSORY | Chain Accessory |  | Midnight Black | MBK | [7 empty] | 0 | No | [27 empty] | 10 | 20 | 30 | L:36'' | 0.48 |  | 36 | [42 empty] | 0 | 0 | 0 | 0 | 0 | 0 | 0 | 0 | 0 | 0 | 0 | 014817601381 | [7 empty] | 10 | 10014817601388 | [8 empty] | CHAIN 3FT | CHAIN 3FT |  | CHAINSQMBK.jpg | CHAINSQMBK.jpg
CHAIN-SQ-PMW | CHAIN 3FT | The chain accessory collection comprises 3 foot sections of additional chain that can be added to the chain included with each hanging fixture for extra-tall ceiling heights. Chain accessories come in 3 versions: standard, square, and heavy duty. | ACCESSORY | Chain Accessory |  | Paper Mache White | PMW | [7 empty] | 0 | No | [27 empty] | 10 | 20 | 30 | L:36'' | 0.48 |  | 36 | [42 empty] | 0 | 0 | 0 | 0 | 0 | 0 | 0 | 0 | 0 | 0 | 0 | 014817601398 | [7 empty] | 10 | 10014817601395 | [8 empty] | CHAIN 3FT | CHAIN 3FT |  | CHAINSQPMW.jpg | CHAINSQPMW.jpg
CHAIN-WCT | CHAIN 3FT WEATHERED CHESTNUT |  | ACCESSORY | [11 empty] | 0 | No | [27 empty] | 4 | 8 | 12 | [46 empty] | 0 | 0 | 0 | 0 | 0 | 0 | 0 | 0 | 0 | 0 | 0 | 014817588132 | 7.75 | 5.25 | 0.75 | 0.6 | 0.018 | 60 | Yes | 25 | 10014817588139 | 10.125 | 10 | 8.25 | 14.5 | 0.483 | Yes |  |  | CHAIN 3FT WEATHERED CHESTNUT |  |  | CHAINWCT.jpg | CHAINWCT.jpg
CHAIN-WGR | CHAIN 3FT WASHED GREY |  | ACCESSORY |  |  | Washed Grey | WGR | [7 empty] | 0 | No | [27 empty] | 12.48 | 24.96 | 37.44 | L:36'' | 0.48 |  | 36 | [42 empty] | 0 | 0 | 0 | 0 | 0 | 0 | 0 | 0 | 0 | 0 | 0 | 014817581911 | 5.25 | 5.25 | 2.5 | 0.6 | 0.04 | 70 | Yes | 5 | 10014817581918 | 12 | 6 | 6 | 3.1 | 0.25 | Yes |  |  | CHAIN 3FT WASHED GREY | CHAIN 3FT WASHED GREY |  | CHAINWGR.jpg | CHAINWGR.jpg
CHAIN-WGV | CHAIN 3FT WEATHERED GALVANIZED | The chain accessory collection comprises 3 foot sections of additional chain that can be added to the chain included with each hanging fixture for extra-tall ceiling heights. Chain accessories come in 3 versions: standard, square, and heavy duty. | ACCESSORY | Chain Accessory |  | Weathered Galvanized | WGV | [7 empty] | 0 | No | [27 empty] | 6.48 | 12.96 | 19.44 | L:36'' | 0.48 |  | 36 | [42 empty] | 0 | 0 | 0 | 0 | 0 | 0 | 0 | 0 | 0 | 0 | 0 | 014817590616 | 5.25 | 5.5 | 2.5 | 0.6 | 0.042 | 85 | Yes | 5 | 10014817590613 | 12 | 6 | 6 | 3.1 | 0.25 | Yes |  |  | CHAIN 3FT WEATHERED GALVANIZED |  |  | CHAINWGV.jpg | CHAINWGV.jpg
CO1001DWZ | 1 - Light Outdoor Wall Lantern |  | OUTDOOR | Falmouth | Outdoor Lighting | Dark Weathered Zinc | DWZ | StoneStrong | Clear Glass | L:5.25" W:0.125" H:6.5" |  |  | 1 Medium A19 60w |  | 1 | No | [14 empty] | 0 | [12 empty] | 74.5 | 149 | 223.5 | W:6 5/8'' H:10 1/2'' E:7 5/8'' | 7.26 |  |  | 6.625 | 10.5 | Set Screw(s) |  |  |  |  | 7.625 | [25 empty] | DP:3/4'' W:4 5/8'' H:5 1/2'' OB UP:2 3/4'' Rectangular |  |  |  | 8 | Black/White |  |  | Hardwired | 0 | 0 | 0 | 0 | 0 | 0 | 0 | 0 | 0 | 0 | 0 | 014817604689 | 18.5 | 10.5 | 9.5 | 5.3 | 1.068 | 175 | Yes | [9 empty] | cETL Wet | FALMOUTH XS WALL DWZ | 1 - Light Outdoor Wall Lantern |  | CO1001DWZ.jpg | CO1001DWZ.jpg
CO1012DWZ | 2 - Light Outdoor Wall Lantern |  | OUTDOOR | Falmouth | Outdoor Lighting | Dark Weathered Zinc | DWZ | StoneStrong | Clear Glass | L:6.875" W:0.125" H:8.25" |  |  | 2 Candelabra Torpedo 60w |  | 2 | No | [14 empty] | 0 | [12 empty] | 119.5 | 239 | 358.5 | W:8 5/8'' H:13 3/4'' E:9 5/8'' | 8.26 |  |  | 8.625 | 13.75 | Set Screw(s) |  |  |  |  | 9.625 | [25 empty] | DP:3/4'' W:4 5/8'' H:5 1/2'' OB UP:2 3/4'' Rectangular |  |  |  | 8 | Black/White |  |  | Hardwired | 0 | 0 | 0 | 0 | 0 | 0 | 0 | 0 | 0 | 0 | 0 | 014817604696 | 21.75 | 13 | 12 | 8 | 1.964 | 175 | Yes | [9 empty] | cETL Wet | FALMOUTH SM WALL DWZ | 2 - Light Outdoor Wall Lantern |  | CO1012DWZ.jpg | CO1012DWZ.jpg
CO1023DWZ | 3 - Light Outdoor Wall Lantern |  | OUTDOOR | Falmouth | Outdoor Lighting | Dark Weathered Zinc | DWZ | StoneStrong | Clear Glass | L:8.5" W:0.125" H:9.75" |  |  | 3 Candelabra Torpedo 60w |  | 3 | No | [14 empty] | 0 | [12 empty] | 184.5 | 369 | 553.5 | W:10'' H:16'' E:11 1/8'' | 9 |  |  | 10 | 16 | Set Screw(s) |  |  |  |  | 11.125 | [25 empty] | DP:3/4'' W:4 3/4'' H:6 1/4'' OB UP:3 1/4'' Rectangular |  |  |  | 8 | Black/White |  |  | Hardwired | 0 | 0 | 0 | 0 | 0 | 0 | 0 | 0 | 0 | 0 | 0 | 014817604702 | 24.5 | 14.75 | 14.5 | 11.3 | 3.032 | 250 | Yes | [9 empty] | cETL Wet | FALMOUTH MED WALL DWZ | 3 - Light Outdoor Wall Lantern |  | CO1023DWZ.jpg | CO1023DWZ.jpg
CO1034DWZ | 4 - Light Outdoor Wall Lantern |  | OUTDOOR | Falmouth | Outdoor Lighting | Dark Weathered Zinc | DWZ | StoneStrong | Undefined Glass | L:10.25" W:0.125" H:11.625" |  |  | 4 Candelabra Torpedo 60w |  | 4 | No | [14 empty] | 0 | [12 empty] | 249.5 | 499 | 748.5 | W:12'' H:19'' E:13 1/8'' | 10 |  |  | 12 | 19 | Set Screw(s) |  |  |  |  | 13.125 | [25 empty] | DP:7/8'' W:5'' H:7 3/8'' OB UP:3 3/4'' Rectangular |  |  |  | 8 | Black/White |  |  | Hardwired | 0 | 0 | 0 | 0 | 0 | 0 | 0 | 0 | 0 | 0 | 0 | 014817604719 | 27.75 | 17 | 16 | 16.4 | 4.368 | 250 | Yes | [9 empty] | cETL Wet | FALMOUTH LG WALL DWZ | 4 - Light Outdoor Wall Lantern |  | CO1034DWZ.jpg | CO1034DWZ.jpg
CO1044DWZ | 4 - Light Outdoor Wall Lantern |  | OUTDOOR | Falmouth | Outdoor Lighting | Dark Weathered Zinc | DWZ | StoneStrong | Clear Glass | L:14.125" W:0.125" H:15.5" |  |  | 4 Candelabra Torpedo 60w |  | 4 | No | [14 empty] | 0 | [12 empty] | 379.5 | 759 | 1138.5 | W:16'' H:25 3/8'' E:17 1/4'' | 11 |  |  | 16 | 25.375 | Set Screw(s) |  |  |  |  | 17.25 | [25 empty] | DP:1'' W:6'' H:9 1/2'' OB UP:5 1/8'' Rectangular |  |  |  | 8 | Black/White |  |  | Hardwired | 0 | 0 | 0 | 0 | 0 | 0 | 0 | 0 | 0 | 0 | 0 | 014817604726 | 35.75 | 20.75 | 22.25 | 29.7 | 9.552 | 250 | Yes | [9 empty] | cETL Wet | FALMOUTH XL WALL DWZ | 4 - Light Outdoor Wall Lantern |  | CO1044DWZ.jpg | CO1044DWZ.jpg
CO1054DWZ | 4 - Light Hanging Lantern |  | OUTDOOR | Falmouth | Outdoor Lighting | Dark Weathered Zinc | DWZ | StoneStrong | Clear Glass | L:10.25" W:0.125" H:11.625" |  |  | 4 Candelabra Torpedo 60w |  | 4 | No | [14 empty] | 0 |  |  |  |  | Brown | [6 empty] | 45 | 249.5 | 499 | 748.5 | L:12'' W:12'' H:21 5/8'' O:85'' | 5.94 |  | 12 | 12 | 21.625 | Screw Collar - Chain |  |  | 85 | [26 empty] | DP:5 1/8'' W:5 1/8'' H:1'' Square |  |  |  |  | 180 | Brown | 60 |  | Hardwired | 0 | 0 | 0 | 0 | 0 | 0 | 0 | 0 | 0 | 0 | 0 | 014817604733 | 28.5 | 15.5 | 16 | 16.8 | 4.09 | 175 | Yes | [9 empty] | cETL Damp | FALMOUTH LG PDT DWZ | 4 - Light Hanging Lantern |  | CO1054DWZ.jpg | CO1054DWZ.jpg
CO1064DWZ | 4 - Light Post Lantern |  | OUTDOOR | Falmouth | Outdoor Lighting | Dark Weathered Zinc | DWZ | StoneStrong | Clear Glass | L:10.125" W:0.125" H:4" |  |  | 4 Candelabra Torpedo 60w |  | 4 | No | [14 empty] | 0 | [12 empty] | 244.5 | 489 | 733.5 | L:12'' W:12'' H:21 5/8'' | 5.94 |  | 12 | 12 | 21.625 | Post | [31 empty] | D:3'' H:2 1/2'' Round |  |  | 12 |  |  |  | Hardwired | 0 | 0 | 0 | 0 | 0 | 0 | 0 | 0 | 0 | 0 | 0 | 014817604740 | 28.5 | 16 | 15.5 | 14.9 | 4.09 | 250 | Yes | [9 empty] | cETL Wet | FALMOUTH LG POST DWZ | 4 - Light Post Lantern |  | CO1064DWZ.jpg | CO1064DWZ.jpg
CO1101HTCP | 1 - Light Outdoor Wall Lantern |  | OUTDOOR | Freeport | Outdoor Lighting | Heritage Copper | HTCP | Stainless Steel | Clear Glass | L:5.375" W:0.125" H:9.5" |  |  | 1 Medium T10 60w |  | 1 | No | [14 empty] | 0 | [12 empty] | 124.5 | 249 | 373.5 | W:7'' H:10 1/4'' E:6 1/8'' |  |  |  | 7 | 10.25 | Set Screw(s) |  |  |  |  | 6.125 | [25 empty] | DP:5/8'' W:5 1/8'' H:7 5/8'' OB UP:4'' Rectangular |  |  |  | 8 | Black/White |  |  | Hardwired | 0 | 0 | 0 | 0 | 0 | 0 | 0 | 0 | 0 | 0 | 0 | 014817604559 | 13.25 | 10.5 | 11.75 | 7.2 | 0.946 | 125 | Yes | [9 empty] | cETL Wet | FREEPORT SM WALL HTCP | 1 - Light Outdoor Wall Lantern |  | CO1101HTCP.jpg | CO1101HTCP.jpg
CO1111HTCP | 1 - Light Outdoor Wall Lantern |  | OUTDOOR | Freeport | Outdoor Lighting | Heritage Copper | HTCP | Stainless Steel | Undefined Glass | L:5.375" W:0.125" H:9.5" |  |  | 1 Medium T10 60w |  | 1 | No | [14 empty] | 0 | [12 empty] | 149.5 | 299 | 448.5 | W:8'' H:13 1/4'' E:6 5/8'' |  |  |  | 8 | 13.25 | Set Screw(s) |  |  |  |  | 6.625 | [25 empty] | DP:7/8'' W:5 1/8'' H:10 1/2'' OB UP:5 1/2'' Rectangular |  |  |  | 8 | Black/White |  |  | Hardwired | 0 | 0 | 0 | 0 | 0 | 0 | 0 | 0 | 0 | 0 | 0 | 014817604566 | 16.75 | 11.25 | 11.5 | 9.6 | 1.254 | 125 | Yes | [9 empty] | cETL Wet | FREEPORT MED WALL HTCP | 1 - Light Outdoor Wall Lantern |  | CO1111HTCP.jpg | CO1111HTCP.jpg
CO1121HTCP | 1 - Light Outdoor Wall Lantern |  | OUTDOOR | Freeport | Outdoor Lighting | Heritage Copper | HTCP | Stainless Steel | Clear Glass | L:7.5" W:0.125" H:15.375" |  |  | 1 Medium T10 60w |  | 1 | No | [14 empty] | 0 | [12 empty] | 189.5 | 379 | 568.5 | W:9'' H:16 1/4'' E:6 5/8'' |  |  |  | 9 | 16.25 | Set Screw(s) |  |  |  |  | 6.625 | [25 empty] | DP:7/8'' W:5 1/8'' H:13 1/2'' OB UP:7'' Rectangular |  |  |  | 8 | Black/White |  |  | Hardwired | 0 | 0 | 0 | 0 | 0 | 0 | 0 | 0 | 0 | 0 | 0 | 014817604573 | 20 | 13 | 12.5 | 11.9 | 1.881 | 125 | Yes | [9 empty] | cETL Wet | FREEPORT LG WALL HTCP | 1 - Light Outdoor Wall Lantern |  | CO1121HTCP.jpg | CO1121HTCP.jpg
CO1131HTCP | 1 - Light Outdoor Wall Lantern |  | OUTDOOR | Freeport | Outdoor Lighting | Heritage Copper | HTCP | Stainless Steel | Clear Glass | L:8.5" W:0.125" H:21.375" |  |  | 1 Medium T10 75w |  | 1 | No | [14 empty] | 0 | [12 empty] | 244.5 | 489 | 733.5 | W:10'' H:20 1/4'' E:6 5/8'' |  |  |  | 10 | 20.25 | Set Screw(s) |  |  |  |  | 6.625 | [25 empty] | DP:7/8'' W:5 1/4'' H:17 3/8'' OB UP:10'' Rectangular |  |  |  | 8 | Black/White |  |  | Hardwired | 0 | 0 | 0 | 0 | 0 | 0 | 0 | 0 | 0 | 0 | 0 | 014817604580 | 26.75 | 14.75 | 12.75 | 17.4 | 2.911 | 125 | Yes | [9 empty] | cETL Wet | FREEPORT XL WALL HTCP | 1 - Light Outdoor Wall Lantern |  | CO1131HTCP.jpg | CO1131HTCP.jpg
CO1141HTCP | 1 - Light Outdoor Hanging Lantern |  | OUTDOOR | Freeport | Outdoor Lighting | Heritage Copper | HTCP | Stainless Steel | Clear Glass | L:7.375" W:0.125" H:12.75" |  |  | 1 Medium T10 60w |  | 1 | No | [14 empty] | 0 |  |  |  |  | Brown | [6 empty] | 45 | 189.5 | 379 | 568.5 | L:9'' W:9'' H:15 3/4'' O:79 1/8'' |  |  | 9 | 9 | 15.75 | Screw Collar - Chain |  |  | 79.125 | [26 empty] | D:5 1/8'' H:1 1/8'' Round |  |  |  |  | 180 | Brown | 60 |  | Hardwired | 0 | 0 | 0 | 0 | 0 | 0 | 0 | 0 | 0 | 0 | 0 | 014817604597 | 17.5 | 13 | 16 | 13.2 | 2.106 | 125 | Yes | [9 empty] | cETL Damp | FREEPORT SM PDT HTCP | 1 - Light Outdoor Hanging Lantern |  | CO1141HTCP.jpg | CO1141HTCP.jpg
CO1154HTCP | 4 - Light Outdoor Hanging Lantern |  | OUTDOOR | Freeport | Outdoor Lighting | Heritage Copper | HTCP | Stainless Steel | Clear Glass | L:14.875" W:0.125" H:19.625" |  |  | 4 Medium T10 60w |  | 4 | No | [14 empty] | 0 |  |  |  |  | Brown | [6 empty] | 45 | 549.5 | 1099 | 1648.5 | L:16 1/2'' W:16 1/2'' H:23 5/8'' O:87'' |  |  | 16.5 | 16.5 | 23.625 | Screw Collar - Chain |  |  | 87 | [26 empty] | D:5 1/8'' H:1 1/8'' Round |  |  |  |  | 180 | Brown | 60 |  | Hardwired | 0 | 0 | 0 | 0 | 0 | 0 | 0 | 0 | 0 | 0 | 0 | 014817604603 | 27.25 | 23 | 27 | 43.7 | 9.793 | 175 | Yes | [9 empty] | cETL Damp | FREEPORT MED PDT HTCP | 4 - Light Outdoor Hanging Lantern |  | CO1154HTCP.jpg | CO1154HTCP.jpg
CO1164HTCP | 4 - Light Outdoor Hanging Lantern |  | OUTDOOR | Freeport | Outdoor Lighting | Heritage Copper | HTCP | Stainless Steel | Clear Glass | L:17.875" W:0.125" H:25.625" |  |  | 4 Medium T10 60w |  | 4 | No | [14 empty] | 0 |  |  |  |  | Brown | [6 empty] | 45 | 799.5 | 1599 | 2398.5 | L:19 1/2'' W:19 1/2'' H:29 5/8'' O:93'' |  |  | 19.5 | 19.5 | 29.625 | Screw Collar - Chain |  |  | 93 | [26 empty] | D:5 1/8'' H:1 1/8'' Round |  |  |  |  | 180 | Brown | 60 |  | Hardwired | 0 | 0 | 0 | 0 | 0 | 0 | 0 | 0 | 0 | 0 | 0 | 014817604610 | 34.5 | 27.5 | 31.75 | 60.2 | 17.432 | 250 | Yes | [9 empty] | cETL Damp | FREEPORT LG PDT HTCP | 4 - Light Outdoor Hanging Lantern |  | CO1164HTCP.jpg | CO1164HTCP.jpg
CO1172HTCP | 2 - Light Outdoor Flush Mount |  | OUTDOOR | Freeport | Outdoor Lighting | Heritage Copper | HTCP | Stainless Steel | Clear Glass | L:9.375" W:0.125" H:3.25" |  |  | 2 Medium T10 40w |  | 2 | No | [14 empty] | 0 | [12 empty] | 164.5 | 329 | 493.5 | L:10 1/2'' W:10 1/2'' H:4 3/8'' |  |  | 10.5 | 10.5 | 4.375 | Set Screw(s) | [34 empty] | 8 | Black/White |  |  | Hardwired | 0 | 0 | 0 | 0 | 0 | 0 | 0 | 0 | 0 | 0 | 0 | 014817604627 | 14 | 14 | 10 | 9.7 | 1.134 | 100 | Yes | [9 empty] | cETL Damp | FREEPORT SM FLUSH MT HTCP | 2 - Light Outdoor Flush Mount |  | CO1172HTCP.jpg | CO1172HTCP.jpg
CO1182HTCP | 2 - Light Outdoor Flush Mount |  | OUTDOOR | Freeport | Outdoor Lighting | Heritage Copper | HTCP | Stainless Steel | Clear Glass | L:13.375" W:0.125" H:3.25" |  |  | 2 Medium T10 40w |  | 2 | No | [14 empty] | 0 | [12 empty] | 199.5 | 399 | 598.5 | L:14 1/2'' W:14 1/2'' H:4 3/8'' |  |  | 14.5 | 14.5 | 4.375 | Set Screw(s) | [34 empty] | 8 | Black/White |  |  | Hardwired | 0 | 0 | 0 | 0 | 0 | 0 | 0 | 0 | 0 | 0 | 0 | 014817604634 | 18 | 18 | 10.25 | 16 | 1.922 | 100 | Yes | [9 empty] | cETL Damp | FREEPORT LG FLUSH MT HTCP | 2 - Light Outdoor Flush Mount |  | CO1182HTCP.jpg | CO1182HTCP.jpg
CO1191HTCP | 1 - Light Outdoor Post Lantern |  | OUTDOOR | Freeport | Outdoor Lighting | Heritage Copper | HTCP | Stainless Steel | Undefined Glass | L:6.5" W:0.125" H:12.625" |  |  | 1 Medium T10 60w |  | 1 | No | [14 empty] | 0 | [12 empty] | 149.5 | 299 | 448.5 | L:8'' W:8'' H:15 3/4'' |  |  | 8 | 8 | 15.75 | Post | [31 empty] | D:3'' H:2'' Round |  |  | 12 | Black/White |  |  | Hardwired | 0 | 0 | 0 | 0 | 0 | 0 | 0 | 0 | 0 | 0 | 0 | 014817604641 | 19.5 | 11.75 | 14 | 9.9 | 1.856 | 175 | Yes | [9 empty] | cETL Wet | FREEPORT MED POST HTCP | 1 - Light Outdoor Post Lantern |  | CO1191HTCP.jpg | CO1191HTCP.jpg
CO1201HTCP | 1 - Light Outdoor Post Lantern |  | OUTDOOR | Freeport | Outdoor Lighting | Heritage Copper | HTCP | Stainless Steel | Clear Glass | L:6.5" W:0.125" H:18.375" |  |  | 1 Medium T10 60w |  | 1 | No | [14 empty] | 0 | [12 empty] | 214.5 | 429 | 643.5 | L:10'' W:10'' H:21 1/2'' |  |  | 10 | 10 | 21.5 | Post | [31 empty] | D:3'' H:2'' Round |  |  | 12 | Black/White |  |  | Hardwired | 0 | 0 | 0 | 0 | 0 | 0 | 0 | 0 | 0 | 0 | 0 | 014817604658 | 25.25 | 14.25 | 16.25 | 16.7 | 3.384 | 175 | Yes | [9 empty] | cETL Wet | FREEPORT LG POST HTCP | 1 - Light Outdoor Post Lantern |  | CO1201HTCP.jpg | CO1201HTCP.jpg
CO1214HTCP | 4 - Light Outdoor Linear Lantern |  | OUTDOOR | Freeport | Outdoor Lighting | Heritage Copper | HTCP | Stainless Steel | Clear Glass | L:40.375" W:0.125" H:11.375" |  |  | 4 Medium T10 60w |  | 4 | No | [14 empty] | 0 |  |  |  |  | Brown | [6 empty] | 45 | 499.5 | 999 | 1498.5 | L:42'' W:10 1/2'' H:14 1/2'' O:78 3/4'' |  |  | 42 | 10.5 | 14.5 | Screw Collar - Chain |  |  | 78.75 | [26 empty] | DP:7/8'' W:6 1/2'' H:16'' Rectangular |  |  |  |  | 180 | Brown | 60 |  | Hardwired | 0 | 0 | 0 | 0 | 0 | 0 | 0 | 0 | 0 | 0 | 0 | 014817604665 | 46.5 | 18.75 | 17.25 | 46.1 | 8.704 | 175 | Yes | [9 empty] | cETL Damp | FREEPORT LNR HTCP | 4 - Light Outdoor Linear Lantern |  | CO1214HTCP.jpg | CO1214HTCP.jpg
CO1223HTCP | 3 - Light Outdoor Wall Lantern |  | OUTDOOR | Freeport | Outdoor Lighting | Heritage Copper | HTCP | Stainless Steel | Clear Glass | L:14.375" W:0.125" H:12.375" |  |  | 3 Medium T10 60w |  | 3 | No | [14 empty] | 0 | [12 empty] | 299.5 | 599 | 898.5 | L:6 5/8'' W:16'' H:13 1/4'' E:6 5/8'' |  |  | 6.625 | 16 | 13.25 | Set Screw(s) |  |  |  |  | 6.625 | [25 empty] | DP:7/8'' W:13 1/2'' H:10 1/2'' OB UP:5 1/2'' Rectangular |  |  |  | 8 | Black/White |  |  | Hardwired | 0 | 0 | 0 | 0 | 0 | 0 | 0 | 0 | 0 | 0 | 0 | 014817604672 | 20 | 17.25 | 12 | 17.9 | 2.396 | 125 | Yes | [9 empty] | cETL Wet | FREEPORT POCKET WALL HTCP | 3 - Light Outdoor Wall Lantern |  | CO1223HTCP.jpg | CO1223HTCP.jpg
CO1252TXB | 2 - Light Outdoor Wall Lantern |  | OUTDOOR | Hingham | Outdoor Lighting | Textured Black | TXB | Steel | Clear Glass | L:4.875" W:0.125" H:8.25" |  |  | 2 Candelabra Torpedo 40w |  | 2 | No | [14 empty] | 0 | [12 empty] | 89.5 | 179 | 268.5 | W:6 1/2'' H:12'' E:3 3/4'' |  |  |  | 6.5 | 12 | Set Screw(s) |  |  |  |  | 3.75 | [25 empty] | DP:5/8'' W:5 3/4'' H:9'' OB UP:6 3/4'' Rectangular |  |  |  | 8 | Black/White |  |  | Hardwired | 0 | 0 | 0 | 0 | 0 | 0 | 0 | 0 | 0 | 0 | 0 | 014817604757 | 15 | 9.75 | 8.5 | 5.2 | 0.719 | 125 | Yes | [9 empty] | cETL Wet | HINGHAM SM WALL TXB | 2 - Light Outdoor Wall Lantern |  | CO1252TXB.jpg | CO1252TXB.jpg
CO1262TXB | 2 - Light Outdoor Wall Lantern |  | OUTDOOR | Hingham | Outdoor Lighting | Textured Black | TXB | Steel | Clear Glass | L:6.125" W:0.125" H:11.25" |  |  | 2 Candelabra Torpedo 60w |  | 2 | No | [14 empty] | 0 | [12 empty] | 129.5 | 259 | 388.5 | W:8'' H:16'' E:4 7/8'' |  |  |  | 8 | 16 | Set Screw(s) |  |  |  |  | 4.875 | [25 empty] | DP:5/8'' W:7 1/8'' H:12'' OB UP:9 5/8'' Rectangular |  |  |  | 8 | Black/White |  |  | Hardwired | 0 | 0 | 0 | 0 | 0 | 0 | 0 | 0 | 0 | 0 | 0 | 014817604764 | 19.75 | 11.25 | 9.75 | 8.1 | 1.254 | 125 | Yes | [9 empty] | cETL Wet | HINGHAM MED WALL TXB | 2 - Light Outdoor Wall Lantern |  | CO1262TXB.jpg | CO1262TXB.jpg
CO1272TXB | 2 - Light Outdoor Wall Lantern |  | OUTDOOR | Hingham | Outdoor Lighting | Textured Black | TXB | Steel | Clear Glass | L:8" W:0.125" H:14.5" |  |  | 2 Candelabra Torpedo 60w |  | 2 | No | [14 empty] | 0 | [12 empty] | 184.5 | 369 | 553.5 | W:10'' H:20'' E:5 7/8'' |  |  |  | 10 | 20 | Set Screw(s) |  |  |  |  | 5.875 | [25 empty] | DP:5/8'' W:9'' H:15 1/8'' OB UP:12 5/8'' Rectangular |  |  |  | 8 | Black/White |  |  | Hardwired | 0 | 0 | 0 | 0 | 0 | 0 | 0 | 0 | 0 | 0 | 0 | 014817604771 | 20.75 | 12.25 | 9.75 | 11.3 | 1.434 | 125 | Yes | [9 empty] | cETL Wet | HINGHAM LG WALL TXB | 2 - Light Outdoor Wall Lantern |  | CO1272TXB.jpg | CO1272TXB.jpg
CP1001BBS | 1 - Light Pendant | Garrett from Chapman & Myers for Generation Lighting features cylindrical Clear Extruded Glass shades paired with rich Burnished Brass or contemporary Polished Nickel detailing and linen shades on the lamps. This striking blend of metal and glass, sophisticated in its simplicity, is both industrial and glamorous. It is sure to inspire a higher level of style wherever it is placed. | LINE VOLTAGE PENDANT | Garrett | Pendants | Burnished Brass | BBS | Steel | Clear Glass | D:5" H:10" |  |  | 1 Medium T10 60w |  | 1 | No | [14 empty] | 0 | [12 empty] | 99.98 | 199.96 | 299.94 | D:5 1/2'' H:21 3/4'' | 6.6 | 5.5 |  |  | 21.75 | Screw Collar - Stem |  |  |  | 31.25 - 79.25 | [25 empty] | D:5 1/2'' H:1 1/8'' Round |  |  |  |  | 180 | Clear Silver |  |  | Hardwired | 0 | 0 | 0 | 0 | 0 | 0 | 0 | 0 | 0 | 0 | 0 | 014817594744 | 21.75 | 9.25 | 9.25 | 7.8 | 1.077 | 125 | Yes | [8 empty] | ETL Damp | cETL Damp | GARRETT 1L SM PENDANT BBS | 1 - Light Pendant |  | CP1001BBS.jpg | CP1001BBS.jpg
CP1001PN | 1 - Light Pendant | Garrett from Chapman & Myers for Generation Lighting features cylindrical Clear Extruded Glass shades paired with rich Burnished Brass or contemporary Polished Nickel detailing and linen shades on the lamps. This striking blend of metal and glass, sophisticated in its simplicity, is both industrial and glamorous. It is sure to inspire a higher level of style wherever it is placed. | LINE VOLTAGE PENDANT | Garrett | Pendants | Polished Nickel | PN | Steel | Clear Glass | D:5" H:10" |  |  | 1 Medium T10 60w |  | 1 | No | [14 empty] | 0 | [12 empty] | 99.98 | 199.96 | 299.94 | D:5 1/2'' H:21 3/4'' | 6.6 | 5.5 |  |  | 21.75 | Screw Collar - Stem |  |  |  | 31.25 - 79.25 | [25 empty] | D:5 1/2'' H:1 1/8'' Round |  |  |  |  | 180 | Clear Silver |  |  | Hardwired | 0 | 0 | 0 | 0 | 0 | 0 | 0 | 0 | 0 | 0 | 0 | 014817594737 | 21.5 | 9.25 | 9.25 | 7.5 | 1.065 | 125 | Yes | [8 empty] | ETL Damp | cETL Damp | GARRETT 1L SM PENDANT PN | 1 - Light Pendant |  | CP1001PN.jpg | CP1001PN.jpg
CP1011BBS | 1 - Light Pendant | Garrett from Chapman & Myers for Generation Lighting features cylindrical Clear Extruded Glass shades paired with rich Burnished Brass or contemporary Polished Nickel detailing and linen shades on the lamps. This striking blend of metal and glass, sophisticated in its simplicity, is both industrial and glamorous. It is sure to inspire a higher level of style wherever it is placed. | LINE VOLTAGE PENDANT | Garrett | Pendants | Burnished Brass | BBS | Steel | Clear Glass | D:11.75" H:17.5" |  |  | 1 Medium T10 60w |  | 1 | No | [14 empty] | 0 | [12 empty] | 299.98 | 599.96 | 899.94 | D:12 3/8'' H:29 1/2'' | 16.1 | 12.375 |  |  | 29.5 | Screw Collar - Stem |  |  |  | 39.125 - 87.125 | [25 empty] | D:5 1/2'' H:1 1/8'' Round |  |  |  |  | 180 | Clear Silver |  |  | Hardwired | 0 | 0 | 0 | 0 | 0 | 0 | 0 | 0 | 0 | 0 | 0 | 014817594720 | 29 | 16.5 | 16 | 21.4 | 4.431 | 175 | Yes | [8 empty] | ETL Damp | cETL Damp | GARRETT 1L LG PENDANT BBS | 1 - Light Pendant |  | CP1011BBS.jpg | CP1011BBS.jpg
CP1011PN | 1 - Light Pendant | Garrett from Chapman & Myers for Generation Lighting features cylindrical Clear Extruded Glass shades paired with rich Burnished Brass or contemporary Polished Nickel detailing and linen shades on the lamps. This striking blend of metal and glass, sophisticated in its simplicity, is both industrial and glamorous. It is sure to inspire a higher level of style wherever it is placed. | LINE VOLTAGE PENDANT | Garrett | Pendants | Polished Nickel | PN | Steel | Clear Glass | D:11.75" H:17.5" |  |  | 1 Medium T10 60w |  | 1 | No | [14 empty] | 0 | [12 empty] | 299.98 | 599.96 | 899.94 | D:12 3/8'' H:29 1/2'' | 16.1 | 12.375 |  |  | 29.5 | Screw Collar - Stem |  |  |  | 39.125 - 87.125 | [25 empty] | D:5 1/2'' H:1 1/8'' Round |  |  |  |  | 180 | Clear Silver |  |  | Hardwired | 0 | 0 | 0 | 0 | 0 | 0 | 0 | 0 | 0 | 0 | 0 | 014817594713 | 16.5 | 16.5 | 29 | 20.6 | 4.569 | 175 | Yes | [8 empty] | ETL Damp | cETL Damp | GARRETT 1L LG PENDANT PN | 1 - Light Pendant |  | CP1011PN.jpg | CP1011PN.jpg
CP1021BBS | 1 - Light Pendant | Atlantic from Chapman & Myers for Generation Lighting features globe and conical Clear Glass pendants paired with rich Burnished Brass and pure Polished Nickel hardware; these work well singularly or in multiples to elevate any room. The lamping suspends from the center, and appears floating within the Clear Glass shade. Coordinating table lamps feature white linen shades and lend a bright, cozy ambiance to any space. | LINE VOLTAGE PENDANT | Atlantic | Pendants | Burnished Brass | BBS | Steel | Clear Glass | D:10.625" H:16" | D:6.75" |  | 1 Medium T10 60w |  | 1 | No | [14 empty] | 0 | [12 empty] | 199.98 | 399.96 | 599.94 | D:10 5/8'' H:18 1/8'' | 8.8 | 10.625 |  |  | 18.125 | Screw Collar - Stem |  |  |  | 29.625 - 77.625 | [25 empty] | D:5 1/2'' H:7/8'' Round |  |  |  |  | 180 | Clear Silver |  |  | Hardwired | 0 | 0 | 0 | 0 | 0 | 0 | 0 | 0 | 0 | 0 | 0 | 014817595086 | 21 | 14.75 | 14.75 | 4.7 | 2.644 | 300 | Yes | [8 empty] | ETL Damp | cETL Damp | ATLANTIC 1L SLIM PDT BBS | 1 - Light Pendant |  | CP1021BBS.jpg | CP1021BBS.jpg
CP1021PN | 1 - Light Pendant | Atlantic from Chapman & Myers for Generation Lighting features globe and conical Clear Glass pendants paired with rich Burnished Brass and pure Polished Nickel hardware; these work well singularly or in multiples to elevate any room. The lamping suspends from the center, and appears floating within the Clear Glass shade. Coordinating table lamps feature white linen shades and lend a bright, cozy ambiance to any space. | LINE VOLTAGE PENDANT | Atlantic | Pendants | Polished Nickel | PN | Steel | Clear Glass | D:10.625" H:16" | D:6.75" |  | 1 Medium T10 60w |  | 1 | No | [14 empty] | 0 | [12 empty] | 199.98 | 399.96 | 599.94 | D:10 5/8'' H:18 1/8'' | 8.8 | 10.625 |  |  | 18.125 | Screw Collar - Stem |  |  |  | 29.625 - 77.625 | [25 empty] | D:5 1/2'' H:7/8'' Round |  |  |  |  | 180 | Clear Silver |  |  | Hardwired | 0 | 0 | 0 | 0 | 0 | 0 | 0 | 0 | 0 | 0 | 0 | 014817595093 | 21 | 14.75 | 14.75 | 4.7 | 2.644 | 300 | Yes | [8 empty] | ETL Damp | cETL Damp | ATLANTIC 1L SLIM PDT PN | 1 - Light Pendant |  | CP1021PN.jpg | CP1021PN.jpg
CP1031BBS | 1 - Light Pendant | Atlantic from Chapman & Myers for Generation Lighting features globe and conical Clear Glass pendants paired with rich Burnished Brass and pure Polished Nickel hardware; these work well singularly or in multiples to elevate any room. The lamping suspends from the center, and appears floating within the Clear Glass shade. Coordinating table lamps feature white linen shades and lend a bright, cozy ambiance to any space. | LINE VOLTAGE PENDANT | Atlantic | Pendants | Burnished Brass | BBS | Steel | Clear Glass | D:18" H:13" | D:5.75" |  | 1 Medium T10 60w |  | 1 | No | [14 empty] | 0 | [12 empty] | 210.98 | 421.96 | 632.94 | D:18'' H:17 5/8'' | 11.8 | 18 |  |  | 17.625 | Screw Collar - Stem |  |  |  | 26.875 - 74.875 | [25 empty] | D:5 1/2'' H:7/8'' Round |  |  |  |  | 180 | Clear Silver |  |  | Hardwired | 0 | 0 | 0 | 0 | 0 | 0 | 0 | 0 | 0 | 0 | 0 | 014817595062 | 22.25 | 22 | 17 | 16.6 | 4.816 | 250 | Yes | [8 empty] | ETL Damp | cETL Damp | ATLANTIC 1L WIDE PDT BBS | 1 - Light Pendant |  | CP1031BBS.jpg | CP1031BBS.jpg
CP1031PN | 1 - Light Pendant | Atlantic from Chapman & Myers for Generation Lighting features globe and conical Clear Glass pendants paired with rich Burnished Brass and pure Polished Nickel hardware; these work well singularly or in multiples to elevate any room. The lamping suspends from the center, and appears floating within the Clear Glass shade. Coordinating table lamps feature white linen shades and lend a bright, cozy ambiance to any space. | LINE VOLTAGE PENDANT | Atlantic | Pendants | Polished Nickel | PN | Steel | Clear Glass | D:18" H:13" | D:5.75" |  | 1 Medium T10 60w |  | 1 | No | [14 empty] | 0 | [12 empty] | 210.98 | 421.96 | 632.94 | D:18'' H:17 5/8'' | 11.8 | 18 |  |  | 17.625 | Screw Collar - Stem |  |  |  | 26.875 - 74.875 | [25 empty] | D:5 1/2'' H:7/8'' Round |  |  |  |  | 180 | Clear Silver |  |  | Hardwired | 0 | 0 | 0 | 0 | 0 | 0 | 0 | 0 | 0 | 0 | 0 | 014817595079 | 22.25 | 22.25 | 17.5 | 15.4 | 5.014 | 250 | Yes | [8 empty] | ETL Damp | cETL Damp | ATLANTIC 1L WIDE PDT PN | 1 - Light Pendant |  | CP1031PN.jpg | CP1031PN.jpg
CP1041BBS | 1 - Light Pendant | Atlantic from Chapman & Myers for Generation Lighting features globe and conical Clear Glass pendants paired with rich Burnished Brass and pure Polished Nickel hardware; these work well singularly or in multiples to elevate any room. The lamping suspends from the center, and appears floating within the Clear Glass shade. Coordinating table lamps feature white linen shades and lend a bright, cozy ambiance to any space. | LINE VOLTAGE PENDANT | Atlantic | Pendants | Burnished Brass | BBS | Steel | Clear Glass | D:16" H:14.125" |  |  | 1 Medium T10 60w |  | 1 | No | [14 empty] | 0 | [12 empty] | 199.98 | 399.96 | 599.94 | D:16'' H:19 1/4'' | 10 | 16 |  |  | 19.25 | Screw Collar - Stem |  |  |  | 26.875 - 74.875 | [25 empty] | D:5 1/2'' H:7/8'' Round |  |  |  |  | 180 | Clear Silver |  |  | Hardwired | 0 | 0 | 0 | 0 | 0 | 0 | 0 | 0 | 0 | 0 | 0 | 014817595109 | 22 | 20.25 | 20.5 | 14.1 | 5.285 | 250 | Yes | [8 empty] | ETL Damp | cETL Damp | ATLANTIC 1L SPHERE BBS | 1 - Light Pendant |  | CP1041BBS.jpg | CP1041BBS.jpg
CP1041PN | 1 - Light Pendant | Atlantic from Chapman & Myers for Generation Lighting features globe and conical Clear Glass pendants paired with rich Burnished Brass and pure Polished Nickel hardware; these work well singularly or in multiples to elevate any room. The lamping suspends from the center, and appears floating within the Clear Glass shade. Coordinating table lamps feature white linen shades and lend a bright, cozy ambiance to any space. | LINE VOLTAGE PENDANT | Atlantic | Pendants | Polished Nickel | PN | Steel | Clear Glass | D:16" H:14.125" |  |  | 1 Medium T10 60w |  | 1 | No | [14 empty] | 0 | [12 empty] | 199.98 | 399.96 | 599.94 | D:16'' H:19 1/4'' | 10 | 16 |  |  | 19.25 | Screw Collar - Stem |  |  |  | 26.875 - 74.875 | [25 empty] | D:5 1/2'' H:7/8'' Round |  |  |  |  | 180 | Clear Silver |  |  | Hardwired | 0 | 0 | 0 | 0 | 0 | 0 | 0 | 0 | 0 | 0 | 0 | 014817595116 | 20 | 20 | 22 | 14.9 | 5.093 | 250 | Yes | [8 empty] | ETL Damp | cETL Damp | ATLANTIC 1L SPHERE PN | 1 - Light Pendant |  | CP1041PN.jpg | CP1041PN.jpg
CP1081AI | 1 - Light Pendant | An exposed candelabra pairs with an angular, Aged Iron frame to ensure the Keystone family casts a warm and inviting glow. This series of chandeliers, sconces and pendants designed by Chapman & Myers for Generation Lighting features very detailed construction including bobesches supporting each candle tube. The chandeliers highlight the popular wagon wheel silhouette. | LINE VOLTAGE PENDANT | Keystone | Pendants | Aged Iron | AI | Steel | Clear Glass | D:11" H:16.25" | D:3.875" |  | 1 Candelabra Torpedo 60w |  | 1 | No | [14 empty] | 0 | [12 empty] | 140.98 | 281.96 | 422.94 | D:11'' H:20 3/4'' O:86'' | 10.3 | 11 |  |  | 20.75 | Screw Collar - Chain |  |  | 86 | [26 empty] | D:5 1/2'' H:7/8'' Round |  |  |  |  | 180 | Black | 60 |  | Hardwired | 0 | 0 | 0 | 0 | 0 | 0 | 0 | 0 | 0 | 0 | 0 | 014817595444 | 20.25 | 15.25 | 16.25 | 12.7 | 2.904 | 175 | Yes | [8 empty] | ETL Damp | cETL Damp | KEYSTONE 1L SM PNDT AI | 1 - Light Pendant |  | CP1081AI.jpg | CP1081AI.jpg
CP1091AI | 1 - Light Pendant | An exposed candelabra pairs with an angular, Aged Iron frame to ensure the Keystone family casts a warm and inviting glow. This series of chandeliers, sconces and pendants designed by Chapman & Myers for Generation Lighting features very detailed construction including bobesches supporting each candle tube. The chandeliers highlight the popular wagon wheel silhouette. | LINE VOLTAGE PENDANT | Keystone | Pendants | Aged Iron | AI | Steel | Clear Glass | D:16" H:23.625" | D:5.75" |  | 1 Candelabra Torpedo 60w |  | 1 | No | [14 empty] | 0 | [12 empty] | 249.98 | 499.96 | 749.94 | D:16'' H:29 5/8'' O:96 1/4'' | 15.5 | 16 |  |  | 29.625 | Screw Collar - Chain |  |  | 96.25 | [26 empty] | D:5 1/2'' H:7/8'' Round |  |  |  |  | 180 | Black | 60 |  | Hardwired | 0 | 0 | 0 | 0 | 0 | 0 | 0 | 0 | 0 | 0 | 0 | 014817595437 | 28.75 | 20.75 | 22 | 20.1 | 7.595 | 250 | Yes | [8 empty] | ETL Damp | cETL Damp | KEYSTONE 1L LG PNDT AI | 1 - Light Pendant |  | CP1091AI.jpg | CP1091AI.jpg
CP1101ADB | 1 - Light Small Hanging Shade |  | CHANDELIERS | Stonington | Chandeliers | Antique Gild | ADB | Steel | White Linen Fabric | D:12" H:16.375" | W:8" |  | 1 Medium A19 75w |  | 1 | No | [14 empty] | 0 |  |  |  |  | Clear Silver | [6 empty] | 45 | 164.5 | 329 | 493.5 | L:12 7/8'' W:12 7/8'' H:24 1/4'' O:91 3/4'' | 6.6 |  | 12.875 | 12.875 | 24.25 | Screw Collar - Chain |  |  | 91.75 | [26 empty] | D:5 1/2'' H:2'' Round |  |  |  |  | 180 | Clear Silver | 60 |  | Hardwired | 0 | 0 | 0 | 0 | 0 | 0 | 0 | 0 | 0 | 0 | 0 | 014817605037 | [15 empty] | ETL Damp | cETL Damp | STONINGTON 1L SM HNG SHD ADB | 1 - Light Small Hanging Shade |  | CP1101ADB.jpg | CP1101ADB.jpg
CP1101SMS | 1 - Light Small Hanging Shade |  | CHANDELIERS | Stonington | Chandeliers | Smith Steel | SMS | Steel | White Linen Fabric | D:12" H:16.375" | W:8" |  | 1 Medium A19 75w |  | 1 | No | [14 empty] | 0 |  |  |  |  | Black | [6 empty] | 45 | 164.5 | 329 | 493.5 | L:12 7/8'' W:12 7/8'' H:24 1/4'' O:91 3/4'' | 6.6 |  | 12.875 | 12.875 | 24.25 | Screw Collar - Chain |  |  | 91.75 | [26 empty] | D:5 1/2'' H:2'' Round |  |  |  |  | 180 | Black | 60 |  | Hardwired | 0 | 0 | 0 | 0 | 0 | 0 | 0 | 0 | 0 | 0 | 0 | 014817605044 | [15 empty] | ETL Damp | cETL Damp | STONINGTON 1L SM HNG SHD SMS | 1 - Light Small Hanging Shade |  | CP1101SMS.jpg | CP1101SMS.jpg
CP1111MBKBBS | 1 - Light Large Pendant |  | LINE VOLTAGE PENDANT | Wellfleet | Pendants | Midnight Black / Burnished Brass | MBK / BBS | Steel |  |  |  |  | 1 Medium A19 75w |  | 1 | No | [14 empty] | 0 | [12 empty] | 189.5 | 379 | 568.5 | L:26'' W:26'' H:10'' |  |  | 26 | 26 | 10 | Screw Collar - Chain | [29 empty] | D:5 1/2'' H:7/8'' Round |  |  |  |  | 180 | Clear Silver | 60 |  | Hardwired | 0 | 0 | 0 | 0 | 0 | 0 | 0 | 0 | 0 | 0 | 0 | 014817603798 | 21.75 | 9.25 | 9.25 | 7.8 | 1.077 | 125 | Yes | [8 empty] | ETL Damp | cETL Damp | WELLFLEET 1L LG PDT MBK BBS | 1 - Light Large Pendant |  | CP1111MBKBBS.jpg | CP1111MBKBBS.jpg
CP1111MBKPN | 1 - Light Large Pendant |  | LINE VOLTAGE PENDANT | Wellfleet | Pendants | Midnight Black / Polished Nickel | MBK / PN | Steel |  |  |  |  | 1 Medium A19 75w |  | 1 | No | [14 empty] | 0 | [12 empty] | 189.5 | 379 | 568.5 | L:26'' W:26'' H:10'' |  |  | 26 | 26 | 10 | Screw Collar - Chain | [29 empty] | D:5 1/2'' H:7/8'' Round |  |  |  |  | 180 | Clear Silver | 60 |  | Hardwired | 0 | 0 | 0 | 0 | 0 | 0 | 0 | 0 | 0 | 0 | 0 | 014817603781 | 21.75 | 9.25 | 9.25 | 7.8 | 1.077 | 125 | Yes | [8 empty] | ETL Damp | cETL Damp | WELLFLEET 1L LG PDT MBK PN | 1 - Light Large Pendant |  | CP1111MBKPN.jpg | CP1111MBKPN.jpg
CP1111MWTBBS | 1 - Light Large Pendant |  | LINE VOLTAGE PENDANT | Wellfleet | Pendants | Matte White / Burnished Brass | MWT / BBS | Steel |  |  |  |  | 1 Medium A19 75w |  | 1 | No | [14 empty] | 0 | [12 empty] | 189.5 | 379 | 568.5 | L:26'' W:26'' H:10'' |  |  | 26 | 26 | 10 | Screw Collar - Chain | [29 empty] | D:5 1/2'' H:7/8'' Round |  |  |  |  | 180 | Clear Silver | 60 |  | Hardwired | 0 | 0 | 0 | 0 | 0 | 0 | 0 | 0 | 0 | 0 | 0 | 014817603811 | 21.75 | 9.25 | 9.25 | 7.8 | 1.077 | 125 | Yes | [8 empty] | ETL Damp | cETL Damp | WELLFLEET 1L LG PDT MWT BBS | 1 - Light Large Pendant |  | CP1111MWTBBS.jpg | CP1111MWTBBS.jpg
CP1111MWTPN | 1 - Light Large Pendant |  | LINE VOLTAGE PENDANT | Wellfleet | Pendants | Matte White / Polished Nickel | MWT / PN | Steel |  |  |  |  | 1 Medium A19 75w |  | 1 | No | [14 empty] | 0 | [12 empty] | 189.5 | 379 | 568.5 | L:26'' W:26'' H:10'' |  |  | 26 | 26 | 10 | Screw Collar - Chain | [29 empty] | D:5 1/2'' H:7/8'' Round |  |  |  |  | 180 | Clear Silver | 60 |  | Hardwired | 0 | 0 | 0 | 0 | 0 | 0 | 0 | 0 | 0 | 0 | 0 | 014817603804 | 21.75 | 9.25 | 9.25 | 7.8 | 1.077 | 125 | Yes | [8 empty] | ETL Damp | cETL Damp | WELLFLEET 1L LG PDT MWT PN | 1 - Light Large Pendant |  | CP1111MWTPN.jpg | CP1111MWTPN.jpg
CP1112ADB | 2 - Light Medium Hanging Shade |  | CHANDELIERS | Stonington | Chandeliers | Antique Gild | ADB | Steel | White Linen Fabric | D:19.25" H:12.5" | W:17.375" |  | 2 Medium A19 60w |  | 2 | No | [14 empty] | 0 |  |  |  |  | Clear Silver | [6 empty] | 45 | 224.5 | 449 | 673.5 | L:21'' W:21'' H:23 7/8'' O:91 3/8'' | 13.2 |  | 21 | 21 | 23.875 | Screw Collar - Chain |  |  | 91.375 | [26 empty] | D:5 1/8'' H:5/8'' Round |  |  |  |  | 180 | Clear Silver | 60 |  | Hardwired | 0 | 0 | 0 | 0 | 0 | 0 | 0 | 0 | 0 | 0 | 0 | 014817605013 | [15 empty] | ETL Damp | cETL Damp | STONINGTON 2L MED HNG SHD ADB | 2 - Light Medium Hanging Shade |  | CP1112ADB.jpg | CP1112ADB.jpg
CP1112SMS | 2 - Light Medium Hanging Shade |  | CHANDELIERS | Stonington | Chandeliers | Smith Steel | SMS | Steel | Undefined Fabric | D:19.25" H:12.5" | W:17.375" |  | 2 Medium A19 60w |  | 2 | No | [14 empty] | 0 |  |  |  |  | Black | [6 empty] | 45 | 224.5 | 449 | 673.5 | L:21'' W:21'' H:23 7/8'' O:91 3/8'' | 13.2 |  | 21 | 21 | 23.875 | Screw Collar - Chain |  |  | 91.375 | [26 empty] | D:5 1/8'' H:5/8'' Round |  |  |  |  | 180 | Black | 60 |  | Hardwired | 0 | 0 | 0 | 0 | 0 | 0 | 0 | 0 | 0 | 0 | 0 | 014817605020 | [15 empty] | ETL Damp | cETL Damp | STONINGTON 2L MED HNG SHD SMS | 2 - Light Medium Hanging Shade |  | CP1112SMS.jpg | CP1112SMS.jpg
CP1121BBS | 1 - Light Pendant | Garrett from Chapman & Myers for Generation Lighting features cylindrical Clear Extruded Glass shades paired with rich Burnished Brass or contemporary Polished Nickel detailing and linen shades on the lamps. This striking blend of metal and glass, sophisticated in its simplicity, is both industrial and glamorous. It is sure to inspire a higher level of style wherever it is placed. | LINE VOLTAGE PENDANT | Garrett | Pendants | Burnished Brass / Burnished Brass | BBS / BBS | Steel | Clear Glass | D:13.5" H:12.5" |  |  | 1 Medium T10 60w |  | 1 | No | [14 empty] | 0 |  |  |  |  | Clear Silver |  |  |  | Damp |  |  | 45 | 149.5 | 299 | 448.5 | L:13 1/2'' W:13 1/2'' H:14 3/4'' | 7 |  | 13.5 | 13.5 | 14.75 | Screw Collar - Chain |  |  |  | 24.25 - 69.75 | [25 empty] | D:5 1/2'' H:1 1/8'' Round |  |  |  |  | 180 | Clear Silver |  |  | Hardwired | 0 | 0 | 0 | 0 | 0 | 0 | 0 | 0 | 0 | 0 | 0 | 014817605129 | [15 empty] | ETL Damp | cETL Damp | GARRETT 1L PDT BBS | 1 - Light Pendant |  | CP1121BBS.jpg | CP1121BBS.jpg
CP1121PN | 1 - Light Pendant | Garrett from Chapman & Myers for Generation Lighting features cylindrical Clear Extruded Glass shades paired with rich Burnished Brass or contemporary Polished Nickel detailing and linen shades on the lamps. This striking blend of metal and glass, sophisticated in its simplicity, is both industrial and glamorous. It is sure to inspire a higher level of style wherever it is placed. | LINE VOLTAGE PENDANT | Garrett | Pendants | Polished Nickel | PN | Steel | Clear Glass | D:13.5" H:12.5" |  |  | 1 Medium T10 60w |  | 1 | No | [14 empty] | 0 |  |  |  |  | Clear Silver |  |  |  | Damp |  |  | 45 | 149.5 | 299 | 448.5 | L:13 1/2'' W:13 1/2'' H:14 3/4'' | 7 |  | 13.5 | 13.5 | 14.75 | Screw Collar - Chain | [29 empty] | D:5 1/2'' H:1 1/8'' Round |  |  |  |  | 180 | Clear Silver |  |  | Hardwired | 0 | 0 | 0 | 0 | 0 | 0 | 0 | 0 | 0 | 0 | 0 | 014817605136 | [15 empty] | ETL Damp | cETL Damp | GARRETT 1L PDT PN | 1 - Light Pendant |  | CP1121PN.jpg | CP1121PN.jpg
CP1131BBS | 1 - Light Small Pendant |  | LINE VOLTAGE PENDANT | Carat | Pendants | Burnished Brass | BBS | Steel |  |  |  |  | 1 Medium A19 60w |  | 1 | No | [14 empty] | 0 |  |  |  |  | Clear Silver | [6 empty] | 45 | 249.5 | 499 | 748.5 | L:16'' W:16'' H:22 1/2'' O:87 3/4'' | 4 |  | 16 | 16 | 22.5 | Screw Collar - Chain |  |  | 87.75 | [26 empty] | D:5'' H:7/8'' Round |  |  |  |  | 180 | Clear Silver | 60 |  | Hardwired | 0 | 0 | 0 | 0 | 0 | 0 | 0 | 0 | 0 | 0 | 0 | 014817605303 | [15 empty] | ETL Damp | cETL Damp | CARAT 1L SM PDT BBS | 1 - Light Small Pendant |  | CP1131BBS.jpg | CP1131BBS.jpg
CP1131PN | 1 - Light Small Pendant |  | LINE VOLTAGE PENDANT | Carat | Pendants | Polished Nickel | PN | Steel |  |  |  |  | 1 Medium A19 60w |  | 1 | No | [14 empty] | 0 |  |  |  |  | Clear Silver | [6 empty] | 45 | 249.5 | 499 | 748.5 | L:16'' W:16'' H:22 1/2'' O:87 3/4'' | 4 |  | 16 | 16 | 22.5 | Screw Collar - Chain |  |  | 87.75 | [26 empty] | D:5'' H:7/8'' Round |  |  |  |  | 180 | Clear Silver | 60 |  | Hardwired | 0 | 0 | 0 | 0 | 0 | 0 | 0 | 0 | 0 | 0 | 0 | 014817605310 | [15 empty] | ETL Damp | cETL Damp | CARAT 1L SM PDT PN | 1 - Light Small Pendant |  | CP1131PN.jpg | CP1131PN.jpg
CP1141BBS | 1 - Light Medium Pendant |  | LINE VOLTAGE PENDANT | Carat | Pendants | Burnished Brass | BBS | Steel |  |  |  |  | 1 Medium A19 60w |  | 1 | No | [14 empty] | 0 |  |  |  |  | Clear Silver | [6 empty] | 45 | 274.5 | 549 | 823.5 | L:20'' W:20'' H:26 5/8'' O:92 7/8'' | 5.6 |  | 20 | 20 | 26.625 | Screw Collar - Chain |  |  | 92.875 | [26 empty] | D:5'' H:7/8'' Round |  |  |  |  | 180 | Clear Silver | 60 |  | Hardwired | 0 | 0 | 0 | 0 | 0 | 0 | 0 | 0 | 0 | 0 | 0 | 014817605273 | [15 empty] | ETL Damp | cETL Damp | CARAT 1L MED PDT BBS | 1 - Light Medium Pendant |  | CP1141BBS.jpg | CP1141BBS.jpg
CP1141PN | 1 - Light Medium Pendant |  | LINE VOLTAGE PENDANT | Carat | Pendants | Polished Nickel | PN | Steel |  |  |  |  | 1 Medium A19 60w |  | 1 | No | [14 empty] | 0 |  |  |  |  | Clear Silver | [6 empty] | 45 | 274.5 | 549 | 823.5 | L:20'' W:20'' H:26 5/8'' O:92 7/8'' | 5.6 |  | 20 | 20 | 26.625 | Screw Collar - Chain |  |  | 92.875 | [26 empty] | D:5'' H:7/8'' Round |  |  |  |  | 180 | Clear Silver | 60 |  | Hardwired | 0 | 0 | 0 | 0 | 0 | 0 | 0 | 0 | 0 | 0 | 0 | 014817605280 | [15 empty] | ETL Damp | cETL Damp | CARAT 1L MED PDT PN | 1 - Light Medium Pendant |  | CP1141PN.jpg | CP1141PN.jpg
CP1151BBS | 1 - Light Large Pendant |  | LINE VOLTAGE PENDANT | Carat | Pendants | Burnished Brass | BBS | Steel |  |  |  |  | 1 Medium A19 60w |  | 1 | No | [14 empty] | 0 |  |  |  |  | Clear Silver | [6 empty] | 45 | 449.5 | 899 | 1348.5 | L:30 1/8'' W:30 1/8'' H:38 3/4'' O:104 7/8'' | 8.2 |  | 30.125 | 30.125 | 38.75 | Screw Collar - Chain |  |  | 104.875 | [26 empty] | D:5'' H:7/8'' Round |  |  |  |  | 180 | Clear Silver | 60 |  | Hardwired | 0 | 0 | 0 | 0 | 0 | 0 | 0 | 0 | 0 | 0 | 0 | 014817605242 | [15 empty] | ETL Damp | cETL Damp | CARAT 1L LG PDT BBS | 1 - Light Large Pendant |  | CP1151BBS.jpg | CP1151BBS.jpg
CP1151PN | 1 - Light Large Pendant |  | LINE VOLTAGE PENDANT | Carat | Pendants | Polished Nickel | PN | Steel |  |  |  |  | 1 Medium A19 60w |  | 1 | No | [14 empty] | 0 |  |  |  |  | Clear Silver | [6 empty] | 45 | 449.5 | 899 | 1348.5 | L:30 1/8'' W:30 1/8'' H:38 3/4'' O:104 7/8'' | 8.2 |  | 30.125 | 30.125 | 38.75 | Screw Collar - Chain |  |  | 104.875 | [26 empty] | D:5'' H:7/8'' Round |  |  |  |  | 180 | Clear Silver | 60 |  | Hardwired | 0 | 0 | 0 | 0 | 0 | 0 | 0 | 0 | 0 | 0 | 0 | 014817605259 | [15 empty] | ETL Damp | cETL Damp | CARAT 1L LG PDT PN | 1 - Light Large Pendant |  | CP1151PN.jpg | CP1151PN.jpg
CP1161BBS | 1 - Light Small Pendant |  | LINE VOLTAGE PENDANT | Geneva | Pendants | Burnished Brass | BBS | Steel | Clear Glass | D:3.125" H:8" |  |  | 1 Medium T10 60w |  | 1 | No | [14 empty] | 0 |  |  |  |  | Clear Silver | [6 empty] | 45 | 74.5 | 149 | 223.5 | L:5'' W:5'' H:12'' | 4.73 |  | 5 | 5 | 12 | Screw Collar - Stem |  |  |  | 24.75 - 66.75 | [25 empty] | D:5'' H:1'' Round |  |  |  |  | 180 | Clear Silver |  |  | Hardwired | 0 | 0 | 0 | 0 | 0 | 0 | 0 | 0 | 0 | 0 | 0 | 014817605471 | [15 empty] | ETL Damp | cETL Damp | GENEVA 1L SM PDT BBS | 1 - Light Small Pendant |  | CP1161BBS.jpg | CP1161BBS.jpg
CP1161PN | 1 - Light Small Pendant |  | LINE VOLTAGE PENDANT | Geneva | Pendants | Polished Nickel | PN | Steel | Clear Glass | D:3.125" H:8" |  |  | 1 Medium T10 60w |  | 1 | No | [14 empty] | 0 |  |  |  |  | Clear Silver | [6 empty] | 45 | 74.5 | 149 | 223.5 | L:5'' W:5'' H:12'' | 4.73 |  | 5 | 5 | 12 | Screw Collar - Stem | [29 empty] | D:5'' H:1'' Round |  |  |  |  | 180 | Clear Silver |  |  | Hardwired | 0 | 0 | 0 | 0 | 0 | 0 | 0 | 0 | 0 | 0 | 0 | 014817605488 | [15 empty] | ETL Damp | cETL Damp | GENEVA 1L SM PDT PN | 1 - Light Small Pendant |  | CP1161PN.jpg | CP1161PN.jpg
CP1171BBS | 1 - Light Large Pendant |  | LINE VOLTAGE PENDANT | Geneva | Pendants | Burnished Brass / Burnished Brass | BBS / BBS | Steel | Clear Glass | D:6.75" H:9.625" |  |  | 1 Medium T10 60w |  | 1 | No | [14 empty] | 0 |  |  |  |  | Clear Silver | [6 empty] | 45 | 114.5 | 229 | 343.5 | L:7'' W:7'' H:13 3/4'' | 9.13 |  | 7 | 7 | 13.75 | Screw Collar - Chain |  |  |  | 25.625 - 67.625 | [25 empty] | D:5'' H:1'' Round |  |  |  |  | 180 | Clear Silver |  |  | Hardwired | 0 | 0 | 0 | 0 | 0 | 0 | 0 | 0 | 0 | 0 | 0 | 014817605495 | [15 empty] | ETL Damp | cETL Damp | GENEVA 1L LG PDT BBS | 1 - Light Large Pendant |  | CP1171BBS.jpg | CP1171BBS.jpg
CP1171PN | 1 - Light Large Pendant |  | LINE VOLTAGE PENDANT | Geneva | Pendants | Polished Nickel | PN | Steel | Clear Glass | D:6.75" H:3.75" |  |  | 1 Medium T10 60w |  | 1 | No | [14 empty] | 0 |  |  |  |  | Clear Silver | [6 empty] | 45 | 114.5 | 229 | 343.5 | L:7'' W:7'' H:13 3/4'' | 9.13 |  | 7 | 7 | 13.75 | Screw Collar - Stem | [29 empty] | D:5'' H:1'' Round |  |  |  |  | 180 | Clear Silver |  |  | Hardwired | 0 | 0 | 0 | 0 | 0 | 0 | 0 | 0 | 0 | 0 | 0 | 014817605501 | [15 empty] | ETL Damp | cETL Damp | GENEVA 1L LG PDT PN | 1 - Light Large Pendant |  | CP1171PN.jpg | CP1171PN.jpg
CP1184IP | 4 - Light Small Pendant |  | CHANDELIERS | Green Park | Pendants | Iron Port | IP | Steel |  |  |  |  | 4 Candelabra Torpedo 60w |  | 4 | No | [14 empty] | 0 | [11 empty] | 45 | 199.5 | 399 | 598.5 | L:13 1/4'' W:13 1/4'' H:16 3/4'' |  |  | 13.25 | 13.25 | 16.75 | Screw Collar - Chain | [29 empty] | D:5 1/2'' H:7/8'' Round |  |  |  |  | 180 | Clear Silver | 60 |  | Hardwired | 0 | 0 | 0 | 0 | 0 | 0 | 0 | 0 | 0 | 0 | 0 | 014817605181 | 21.75 | 9.25 | 9.25 | 7.8 | 1.077 | 125 | Yes | [8 empty] | ETL Damp | cETL Damp | GREEN PARK 4L SM CHAND IP | 4 - Light Small Pendant |  | CP1184IP.jpg | CP1184IP.jpg
CP1194IP | 4 - Light Medium Pendant |  | CHANDELIERS | Green Park | Pendants | Iron Port | IP | Steel |  |  |  |  | 4 Candelabra Torpedo 60w |  | 4 | No | [14 empty] | 0 | [11 empty] | 45 | 324.5 | 649 | 973.5 | L:21 3/8'' W:21 3/8'' H:27 7/8'' |  |  | 21.375 | 21.375 | 27.875 | Screw Collar - Chain | [29 empty] | D:5 1/2'' H:7/8'' Round |  |  |  |  | 180 | Clear Silver | 60 |  | Hardwired | 0 | 0 | 0 | 0 | 0 | 0 | 0 | 0 | 0 | 0 | 0 | 014817605198 | 21.75 | 9.25 | 9.25 | 7.8 | 1.077 | 125 | Yes | [8 empty] | ETL Damp | cETL Damp | GREEN PARK 4L MED CHAND IP | 4 - Light Medium Pendant |  | CP1194IP.jpg | CP1194IP.jpg
CP1204IP | 4 - Light Large Pendant |  | CHANDELIERS | Green Park | Pendants | Iron Port | IP | Steel |  |  |  |  | 4 Candelabra Torpedo 60w |  | 4 | No | [14 empty] | 0 | [12 empty] | 449.5 | 899 | 1348.5 | L:27 3/8'' W:27 3/8'' H:32'' |  |  | 27.375 | 27.375 | 32 | Screw Collar - Chain | [29 empty] | D:5 1/2'' H:7/8'' Round |  |  |  |  | 180 | Clear Silver | 60 |  | Hardwired | 0 | 0 | 0 | 0 | 0 | 0 | 0 | 0 | 0 | 0 | 0 | 014817605204 | 21.75 | 9.25 | 9.25 | 7.8 | 1.077 | 125 | Yes | [8 empty] | ETL Damp | cETL Damp | GREEN PARK 4L LG CHAND IP | 4 - Light Large Pendant |  | CP1204IP.jpg | CP1204IP.jpg
CP1231MBKBBS | 1 - Light Medium Pendant |  | LINE VOLTAGE PENDANT | Wellfleet | Pendants | Midnight Black / Burnished Brass | MBK / BBS | Steel |  |  |  |  | 1 Medium A19 75w |  | 1 | No | [14 empty] | 0 | [12 empty] | 149.5 | 299 | 448.5 | L:20'' W:20'' H:8 5/8'' |  |  | 20 | 20 | 8.625 | Screw Collar - Chain | [29 empty] | D:5 1/2'' H:7/8'' Round |  |  |  |  | 180 | Clear Silver | 60 |  | Hardwired | 0 | 0 | 0 | 0 | 0 | 0 | 0 | 0 | 0 | 0 | 0 | 014817603750 | 21.75 | 9.25 | 9.25 | 7.8 | 1.077 | 125 | Yes | [8 empty] | ETL Damp | cETL Damp | WELLFLEET 1L MD PDT MBK BBS | 1 - Light Medium Pendant |  | CP1231MBKBBS.jpg | CP1231MBKBBS.jpg
CP1231MBKPN | 1 - Light Medium Pendant |  | LINE VOLTAGE PENDANT | Wellfleet | Pendants | Midnight Black / Polished Nickel | MBK / PN | Steel |  |  |  |  | 1 Medium A19 75w |  | 1 | No | [14 empty] | 0 | [12 empty] | 149.5 | 299 | 448.5 | L:20'' W:20'' H:8 5/8'' |  |  | 20 | 20 | 8.625 | Screw Collar - Chain | [29 empty] | D:5 1/2'' H:7/8'' Round |  |  |  |  | 180 | Clear Silver | 60 |  | Hardwired | 0 | 0 | 0 | 0 | 0 | 0 | 0 | 0 | 0 | 0 | 0 | 014817603743 | 21.75 | 9.25 | 9.25 | 7.8 | 1.077 | 125 | Yes | [8 empty] | ETL Damp | cETL Damp | WELLFLEET 1L MD PDT MBK PN | 1 - Light Medium Pendant |  | CP1231MBKPN.jpg | CP1231MBKPN.jpg
CP1231MWTBBS | 1 - Light Medium Pendant |  | LINE VOLTAGE PENDANT | Wellfleet | Pendants | Matte White / Burnished Brass | MWT / BBS | Steel |  |  |  |  | 1 Medium A19 75w |  | 1 | No | [14 empty] | 0 | [12 empty] | 149.5 | 299 | 448.5 | L:20'' W:20'' H:8 5/8'' |  |  | 20 | 20 | 8.625 | Screw Collar - Chain | [29 empty] | D:5 1/2'' H:7/8'' Round |  |  |  |  | 180 | Clear Silver | 60 |  | Hardwired | 0 | 0 | 0 | 0 | 0 | 0 | 0 | 0 | 0 | 0 | 0 | 014817603774 | 21.75 | 9.25 | 9.25 | 7.8 | 1.077 | 125 | Yes | [8 empty] | ETL Damp | cETL Damp | WELLFLEET 1L MD PDT MWT BBS | 1 - Light Medium Pendant |  | CP1231MWTBBS.jpg | CP1231MWTBBS.jpg
CP1231MWTPN | 1 - Light Medium Pendant |  | LINE VOLTAGE PENDANT | Wellfleet | Pendants | Matte White / Polished Nickel | MWT / PN | Steel |  |  |  |  | 1 Medium A19 75w |  | 1 | No | [14 empty] | 0 | [12 empty] | 149.5 | 299 | 448.5 | L:20'' W:20'' H:8 5/8'' |  |  | 20 | 20 | 8.625 | Screw Collar - Chain | [29 empty] | D:5 1/2'' H:7/8'' Round |  |  |  |  | 180 | Clear Silver | 60 |  | Hardwired | 0 | 0 | 0 | 0 | 0 | 0 | 0 | 0 | 0 | 0 | 0 | 014817603767 | 21.75 | 9.25 | 9.25 | 7.8 | 1.077 | 125 | Yes | [8 empty] | ETL Damp | cETL Damp | WELLFLEET 1L MD PDT MWT PN | 1 - Light Medium Pendant |  | CP1231MWTPN.jpg | CP1231MWTPN.jpg
CT1001BBS1 | 1 - Light Table Lamp | Garrett from Chapman & Myers for Generation Lighting features cylindrical Clear Extruded Glass shades paired with rich Burnished Brass or contemporary Polished Nickel detailing and linen shades on the lamps. This striking blend of metal and glass, sophisticated in its simplicity, is both industrial and glamorous. It is sure to inspire a higher level of style wherever it is placed. | PORTABLE | Garrett | Portable Lamps | Burnished Brass | BBS | Glass | White Linen Fabric | D:19" H:13" | D:18.5" |  | 1 Medium A19 9.5w |  | 1 | Yes | [14 empty] | 0 | [12 empty] | 238.98 | 477.96 | 716.94 | D:19'' H:31 1/4'' | 13.9 | 19 |  |  | 31.25 | [34 empty] | D:9 1/8'' H:17 3/4'' Round | 72 | Clear Silver |  | On/Off Switch | Plug In | 0 | 0 | 0 | 0 | 0 | 0 | 0 | 0 | 0 | 0 | 0 | 014817594805 | 21.75 | 19.5 | 29 | 20.1 | 7.118 | 250 | Yes | [8 empty] | ETL Dry | cETL Dry | GARRETT 1L TABLE LAMP BBS | 1 - Light Table Lamp |  | CT1001BBS1.jpg | CT1001BBS1.jpg
CT1001PN1 | 1 - Light Table Lamp | Garrett from Chapman & Myers for Generation Lighting features cylindrical Clear Extruded Glass shades paired with rich Burnished Brass or contemporary Polished Nickel detailing and linen shades on the lamps. This striking blend of metal and glass, sophisticated in its simplicity, is both industrial and glamorous. It is sure to inspire a higher level of style wherever it is placed. | PORTABLE | Garrett | Portable Lamps | Polished Nickel | PN | Glass | White Linen Fabric | D:19" H:13" | D:18.5" |  | 1 Medium A19 9.5w |  | 1 | Yes | [14 empty] | 0 | [12 empty] | 238.98 | 477.96 | 716.94 | D:19'' H:31 1/4'' | 13.9 | 19 |  |  | 31.25 | [34 empty] | D:9 1/8'' H:17 3/4'' Round | 72 | Clear Silver |  | On/Off Switch | Plug In | 0 | 0 | 0 | 0 | 0 | 0 | 0 | 0 | 0 | 0 | 0 | 014817594799 | 21.75 | 19.5 | 29 | 20.1 | 7.118 | 250 | Yes | [8 empty] | ETL Dry | cETL Dry | GARRETT 1L TABLE LAMP PN | 1 - Light Table Lamp |  | CT1001PN1.jpg | CT1001PN1.jpg
CT1021BBS1 | 1 - Light Table Lamp | Atlantic from Chapman & Myers for Generation Lighting features globe and conical Clear Glass pendants paired with rich Burnished Brass and pure Polished Nickel hardware; these work well singularly or in multiples to elevate any room. The lamping suspends from the center, and appears floating within the Clear Glass shade. Coordinating table lamps feature white linen shades and lend a bright, cozy ambiance to any space. | PORTABLE | Atlantic | Portable Lamps | Burnished Brass | BBS | Glass | White Linen Fabric | D:21" H:13.125" | W:19" |  | 1 Medium A19 9.5w |  | 1 | Yes | [14 empty] | 0 | [12 empty] | 274.98 | 549.96 | 824.94 | D:21'' H:28 1/8'' | 11.5 | 21 |  |  | 28.125 | [34 empty] | D:16'' H:14 1/8'' Round | 72 | Clear Silver |  | On/Off Switch | Plug In | 0 | 0 | 0 | 0 | 0 | 0 | 0 | 0 | 0 | 0 | 0 | 014817595147 | 24 | 23.5 | 28 | 17.7 | 9.139 | 300 | Yes | [8 empty] | ETL Dry | cETL Damp | ATLANTIC 1L SPHR TBL BBS | 1 - Light Table Lamp |  | CT1021BBS1.jpg | CT1021BBS1.jpg
CT1021PN1 | 1 - Light Table Lamp | Atlantic from Chapman & Myers for Generation Lighting features globe and conical Clear Glass pendants paired with rich Burnished Brass and pure Polished Nickel hardware; these work well singularly or in multiples to elevate any room. The lamping suspends from the center, and appears floating within the Clear Glass shade. Coordinating table lamps feature white linen shades and lend a bright, cozy ambiance to any space. | PORTABLE | Atlantic | Portable Lamps | Polished Nickel | PN | Glass | White Linen Fabric | D:21" H:13.125" | W:19" |  | 1 Medium A19 9.5w |  | 1 | Yes | [14 empty] | 0 | [12 empty] | 274.98 | 549.96 | 824.94 | D:21'' H:28 1/8'' | 11.5 | 21 |  |  | 28.125 | [34 empty] | D:16'' H:14 1/8'' Round | 72 | Clear Silver |  | On/Off Switch | Plug In | 0 | 0 | 0 | 0 | 0 | 0 | 0 | 0 | 0 | 0 | 0 | 014817595154 | 2.4 | 23.375 | 28 | 19.4 | 0.909 | 70 | Yes | [8 empty] | ETL Dry | cETL Damp | ATLANTIC 1L SPHR TBL PN | 1 - Light Table Lamp |  | CT1021PN1.jpg | CT1021PN1.jpg
CT1041ARCBBS1 | 1 - Light Table Lamp |  | PORTABLE | Abaco | Portable Lamps | Arctic White / Burnished Brass | ARC / BBS | Ceramic | White Linen Fabric | D:19" H:13" | D:10" |  | 1 Medium A19 9.5w |  | 1 | Yes | [14 empty] | 0 | [12 empty] | 164.5 | 329 | 493.5 | L:19'' W:19'' H:28 3/4'' |  |  | 19 | 19 | 28.75 | [34 empty] | D:9 1/2'' H:15 7/8'' Round | 72 | Clear Silver |  | On/Off Switch | Plug In | 0 | 0 | 0 | 0 | 0 | 0 | 0 | 0 | 0 | 0 | 0 | 014817604337 | 25.25 | 14 | 14.25 | 11.2 | 2.915 | 250 | Yes | [8 empty] | ETL Dry | cETL Dry | ABACO TABLE ARCTIC WHITE | 1 - Light Table Lamp |  | CT1041ARCBBS1.jpg | CT1041ARCBBS1.jpg
CT1041COLAI1 | 1 - Light Table Lamp |  | PORTABLE | Abaco | Portable Lamps | Coal / Aged Iron | COL / AI | Ceramic | White Linen Fabric | D:19" H:13" | D:10" |  | 1 Medium A19 9.5w |  | 1 | Yes | [14 empty] | 0 | [12 empty] | 164.5 | 329 | 493.5 | L:19'' W:19'' H:28 3/4'' |  |  | 19 | 19 | 28.75 | [34 empty] | D:9 1/2'' H:15 7/8'' Round | 72 | Clear Silver |  | On/Off Switch | Plug In | 0 | 0 | 0 | 0 | 0 | 0 | 0 | 0 | 0 | 0 | 0 | 014817604320 | 26 | 14.25 | 14.25 | 10.8 | 3.055 | 250 | Yes | [8 empty] | ETL Dry | cETL Dry | ABACO TABLE COAL | 1 - Light Table Lamp |  | CT1041COLAI1.jpg | CT1041COLAI1.jpg
CT1041INDPN1 | 1 - Light Table Lamp |  | PORTABLE | Abaco | Portable Lamps | Indigo / Polished Nickel | IND / PN | Ceramic | White Linen Fabric | D:19" H:13" | D:10" |  | 1 Medium A19 9.5w |  | 1 | Yes | [14 empty] | 0 | [12 empty] | 164.5 | 329 | 493.5 | L:19'' W:19'' H:28 3/4'' |  |  | 19 | 19 | 28.75 | [34 empty] | D:9 1/2'' H:15 7/8'' Round | 72 | Clear Silver |  | On/Off Switch | Plug In | 0 | 0 | 0 | 0 | 0 | 0 | 0 | 0 | 0 | 0 | 0 | 014817604344 | 25.5 | 14.25 | 14.25 | 10.3 | 2.997 | 250 | Yes | [8 empty] | ETL Dry | cETL Dry | ABACO TABLE INDIGO | 1 - Light Table Lamp |  | CT1041INDPN1.jpg | CT1041INDPN1.jpg
CT1051ARCBBS1 | 1 - Light Table Lamp |  | PORTABLE | Abaco | Portable Lamps | Arctic White / Burnished Brass | ARC / BBS | Ceramic | White Linen Fabric | D:17" H:13" | D:10" |  | 1 Medium A19 9.5w |  | 1 | Yes | [14 empty] | 0 | [12 empty] | 144.5 | 289 | 433.5 | L:17'' W:17'' H:24 1/2'' |  |  | 17 | 17 | 24.5 | [34 empty] | D:8 3/4'' H:13 1/2'' Round | 72 | Clear Silver |  | On/Off Switch | Plug In | 0 | 0 | 0 | 0 | 0 | 0 | 0 | 0 | 0 | 0 | 0 | 014817604368 | 17.25 | 17.25 | 14.5 | 10.1 | 2.497 | 175 | Yes | [8 empty] | ETL Dry | cETL Dry | ABACO TABLE ARCTIC WHITE | 1 - Light Table Lamp |  | CT1051ARCBBS1.jpg | CT1051ARCBBS1.jpg
CT1051COLAI1 | 1 - Light Table Lamp |  | PORTABLE | Abaco | Portable Lamps | Coal / Aged Iron | COL / AI | Ceramic | White Linen Fabric | D:17" H:13" | D:10" |  | 1 Medium A19 9.5w |  | 1 | Yes | [14 empty] | 0 | [12 empty] | 144.5 | 289 | 433.5 | L:17'' W:17'' H:24 1/2'' |  |  | 17 | 17 | 24.5 | [34 empty] | D:8 3/4'' H:13 1/2'' Round | 72 | Clear Silver |  | On/Off Switch | Plug In | 0 | 0 | 0 | 0 | 0 | 0 | 0 | 0 | 0 | 0 | 0 | 014817604351 | 14 | 23.5 | 14.25 | 10.4 | 2.713 | 250 | Yes | [8 empty] | ETL Dry | cETL Dry | ABACO TABLE COAL | 1 - Light Table Lamp |  | CT1051COLAI1.jpg | CT1051COLAI1.jpg
CT1051INDPN1 | 1 - Light Table Lamp |  | PORTABLE | Abaco | Portable Lamps | Indigo / Polished Nickel | IND / PN | Ceramic | White Linen Fabric | D:17" H:13" | D:10" |  | 1 Medium A19 9.5w |  | 1 | Yes | [14 empty] | 0 | [12 empty] | 144.5 | 289 | 433.5 | L:17'' W:17'' H:24 1/2'' |  |  | 17 | 17 | 24.5 | [34 empty] | D:8 3/4'' H:13 1/2'' Round | 72 | Clear Silver |  | On/Off Switch | Plug In | 0 | 0 | 0 | 0 | 0 | 0 | 0 | 0 | 0 | 0 | 0 | 014817604375 | 23.75 | 14.25 | 14.25 | 9.9 | 2.791 | 250 | Yes | [8 empty] | ETL Dry | cETL Dry | ABACO TABLE INDIGO | 1 - Light Table Lamp |  | CT1051INDPN1.jpg | CT1051INDPN1.jpg
CT1061ARCBBS1 | 1 - Light Table Lamp |  | PORTABLE | Abaco | Portable Lamps | Arctic White / Burnished Brass | ARC / BBS | Ceramic | Undefined Fabric | D:17" H:13" | D:10" |  | 1 Medium A19 9.5w |  | 1 | Yes | [14 empty] | 0 | [12 empty] | 144.5 | 289 | 433.5 | L:17'' W:17'' H:24 1/2'' |  |  | 17 | 17 | 24.5 | [34 empty] | D:8 3/4'' H:13 1/2'' Round | 72 | Clear Silver |  | On/Off Switch | Plug In | 0 | 0 | 0 | 0 | 0 | 0 | 0 | 0 | 0 | 0 | 0 | 014817604399 | 23.5 | 14.25 | 14 | 10 | 2.713 | 250 | Yes | [8 empty] | ETL Dry | cETL Dry | ABACO TABLE ARCTIC WHITE | 1 - Light Table Lamp |  | CT1061ARCBBS1.jpg | CT1061ARCBBS1.jpg
CT1061COLAI1 | 1 - Light Table Lamp |  | PORTABLE | Abaco | Portable Lamps | Coal / Aged Iron | COL / AI | Ceramic | White Linen Fabric | D:17" H:13" | D:10" |  | 1 Medium A19 9.5w |  | 1 | Yes | [14 empty] | 0 | [12 empty] | 144.5 | 289 | 433.5 | L:17'' W:17'' H:24 1/2'' |  |  | 17 | 17 | 24.5 | [34 empty] | D:8 3/4'' H:13 1/2'' Round | 72 | Clear Silver |  | On/Off Switch | Plug In | 0 | 0 | 0 | 0 | 0 | 0 | 0 | 0 | 0 | 0 | 0 | 014817604382 | 24 | 14.25 | 14 | 9.6 | 2.771 | 250 | Yes | [8 empty] | ETL Dry | cETL Dry | ABACO TABLE COAL | 1 - Light Table Lamp |  | CT1061COLAI1.jpg | CT1061COLAI1.jpg
CT1061INDPN1 | 1 - Light Table Lamp |  | PORTABLE | Abaco | Portable Lamps | Indigo / Polished Nickel | IND / PN | Ceramic | White Linen Fabric | D:17" H:13" | D:10" |  | 1 Medium A19 9.5w |  | 1 | Yes | [14 empty] | 0 | [12 empty] | 144.5 | 289 | 433.5 | L:17'' W:17'' H:24 1/2'' |  |  | 17 | 17 | 24.5 | [34 empty] | D:8 3/4'' H:13 1/2'' Round | 72 | Clear Silver |  | On/Off Switch | Plug In | 0 | 0 | 0 | 0 | 0 | 0 | 0 | 0 | 0 | 0 | 0 | 014817604405 | 24.25 | 14.25 | 14 | 9.7 | 2.8 | 250 | Yes | 4 | 10014817604402 | 24.25 | 14.25 | 14 | 9.7 | 2.8 | Yes | ETL Dry | cETL Dry | ABACO TABLE INDIGO | 1 - Light Table Lamp |  | CT1061INDPN1.jpg | CT1061INDPN1.jpg
CT1071ARC1 | 1 - Light Small Table Lamp |  | PORTABLE | Morada | Portable Lamps | Arctic White / Burnished Brass | ARC / BBS | Ceramic | White Linen Fabric | D:13" H:10" | D:12" |  | 1 Medium A19 9.5w |  | 1 | Yes | [14 empty] | 0 | [12 empty] | 134.5 | 269 | 403.5 | L:13'' W:13'' H:24'' |  |  | 13 | 13 | 24 | [34 empty] | D:5 1/4'' H:12'' Round | 72 | Clear Silver |  | On/Off Switch | Plug In | 0 | 0 | 0 | 0 | 0 | 0 | 0 | 0 | 0 | 0 | 0 | 014817604504 | 23.25 | 11.5 | 11.25 | 7 | 1.741 | 175 | Yes | [8 empty] | ETL Dry | cETL Dry | MORADA SM TABLE ARCTIC | 1 - Light Small Table Lamp |  | CT1071ARC1.jpg | CT1071ARC1.jpg
CT1071COL1 | 1 - Light Small Table Lamp |  | PORTABLE | Morada | Portable Lamps | Coal / Aged Iron | COL / AI | Ceramic | White Linen Fabric | D:13" H:10" | D:12" |  | 1 Medium A19 9.5w |  | 1 | Yes | [14 empty] | 0 | [12 empty] | 134.5 | 269 | 403.5 | L:13'' W:13'' H:24'' |  |  | 13 | 13 | 24 | [34 empty] | D:5 1/4'' H:12'' Round | 72 | Clear Silver |  | On/Off Switch | Plug In | 0 | 0 | 0 | 0 | 0 | 0 | 0 | 0 | 0 | 0 | 0 | 014817604498 | 23 | 11.25 | 11.25 | 7.7 | 1.685 | 175 | Yes | [8 empty] | ETL Dry | cETL Dry | MORADA SM TABLE COAL | 1 - Light Small Table Lamp |  | CT1071COL1.jpg | CT1071COL1.jpg
CT1071IND1 | 1 - Light Small Table Lamp |  | PORTABLE | Morada | Portable Lamps | Indigo / Polished Nickel | IND / PN | Ceramic | White Linen Fabric | D:13" H:10" | D:12" |  | 1 Medium A19 9.5w |  | 1 | Yes | [14 empty] | 0 | [12 empty] | 134.5 | 269 | 403.5 | L:13'' W:13'' H:24'' |  |  | 13 | 13 | 24 | [34 empty] | D:5 1/4'' H:12'' Round | 72 | Clear Silver |  | On/Off Switch | Plug In | 0 | 0 | 0 | 0 | 0 | 0 | 0 | 0 | 0 | 0 | 0 | 014817604511 | 23 | 11.25 | 11.25 | 7.4 | 1.685 | 175 | Yes | [8 empty] | ETL Dry | cETL Dry | MORADA SM TABLE INDIGO | 1 - Light Small Table Lamp |  | CT1071IND1.jpg | CT1071IND1.jpg
CT1081ARC1 | 1 - Light Large Table Lamp |  | PORTABLE | Morada | Portable Lamps | Arctic White / Burnished Brass | ARC / BBS | Ceramic | White Linen Fabric | D:16" H:11" | D:15" |  | 1 Medium A19 9.5w |  | 1 | Yes | [14 empty] | 0 | [12 empty] | 159.5 | 319 | 478.5 | L:16'' W:16'' H:28'' |  |  | 16 | 16 | 28 | [34 empty] | D:6'' H:16'' Round | 72 | Clear Silver |  | On/Off Switch | Plug In | 0 | 0 | 0 | 0 | 0 | 0 | 0 | 0 | 0 | 0 | 0 | 014817604535 | 26.5 | 11.75 | 11.75 | 10.8 | 2.117 | 175 | Yes | [8 empty] | ETL Dry | cETL Dry | MORADA LG TABLE ARCTIC | 1 - Light Large Table Lamp |  | CT1081ARC1.jpg | CT1081ARC1.jpg
CT1081COL1 | 1 - Light Large Table Lamp |  | PORTABLE | Morada | Portable Lamps | Coal / Aged Iron | COL / AI | Ceramic | White Linen Fabric | D:16" H:11" | D:15" |  | 1 Medium A19 9.5w |  | 1 | Yes | [14 empty] | 0 | [12 empty] | 159.5 | 319 | 478.5 | L:16'' W:16'' H:28'' |  |  | 16 | 16 | 28 | [34 empty] | D:6'' H:16'' Round | 72 | Clear Silver |  | On/Off Switch | Plug In | 0 | 0 | 0 | 0 | 0 | 0 | 0 | 0 | 0 | 0 | 0 | 014817604528 | 27 | 10.75 | 11.75 | 10.4 | 1.974 | 175 | Yes | [8 empty] | ETL Dry | cETL Dry | MORADA LG TABLE COAL | 1 - Light Large Table Lamp |  | CT1081COL1.jpg | CT1081COL1.jpg
CT1081IND1 | 1 - Light Large Table Lamp |  | PORTABLE | Morada | Portable Lamps | Indigo / Polished Nickel | IND / PN | Ceramic | White Linen Fabric | D:16" H:11" | D:15" |  | 1 Medium A19 9.5w |  | 1 | Yes | [14 empty] | 0 | [12 empty] | 159.5 | 319 | 478.5 | L:16'' W:16'' H:28'' |  |  | 16 | 16 | 28 | [34 empty] | D:6'' H:16'' Round | 72 | Clear Silver |  | On/Off Switch | Plug In | 0 | 0 | 0 | 0 | 0 | 0 | 0 | 0 | 0 | 0 | 0 | 014817604542 | 26.75 | 11.75 | 11.75 | 9.4 | 2.137 | 175 | Yes | [8 empty] | ETL Dry | cETL Dry | MORADA LG TABLE INDIGO | 1 - Light Large Table Lamp |  | CT1081IND1.jpg | CT1081IND1.jpg
CV1001SMS | 1 - Light Vanity |  | BATH | Stonington | Wall / Bath Lighting | Smith Steel | SMS | Steel | Clear Glass | D:4.625" H:5.75" | L:3.875" |  | 1 Medium A19 60w |  | 1 | No | [14 empty] | 0 | [8 empty] | Damp |  |  |  | 59.5 | 119 | 178.5 | W:5'' H:9 7/8'' E:7 3/8'' | 2.86 |  |  | 5 | 9.875 | Wall / Bath |  |  |  |  | 7.375 | [25 empty] | D:4 1/2'' DP:1 3/4'' OB UP:2 1/4'' Round |  |  |  | 8 | Black/White |  |  | Hardwired | 0 | 1 | 0 | 0 | 0 | 0 | 0 | 0 | 0 | 0 | 0 | 014817605075 | [15 empty] | ETL Damp | cETL Damp | STONINGTON 1L VANITY SMS | 1 - Light Vanity |  | CV1001SMS.jpg | CV1001SMS.jpg
CV1002SMS | 2 - Light Vanity |  | BATH | Stonington | Wall / Bath Lighting | Smith Steel | SMS | Steel | Clear Glass | D:4.625" H:5.75" | L:3.875" |  | 2 Medium A19 60w |  | 2 | No | [14 empty] | 0 | [8 empty] | Damp |  |  |  | 89.5 | 179 | 268.5 | W:14 1/2'' H:9 7/8'' E:7 3/8'' | 2.86 |  |  | 14.5 | 9.875 | Wall / Bath |  |  |  |  | 7.375 | [25 empty] | D:4 1/2'' DP:1 3/4'' OB UP:2 1/4'' Round |  |  |  | 8 | Black/White |  |  | Hardwired | 0 | 1 | 0 | 0 | 0 | 0 | 0 | 0 | 0 | 0 | 0 | 014817605068 | [15 empty] | ETL Damp | cETL Damp | STONINGTON 2L VANITY SMS | 2 - Light Vanity |  | CV1002SMS.jpg | CV1002SMS.jpg
CV1003SMS | 3 - Light Vanity |  | BATH | Stonington | Wall / Bath Lighting | Smith Steel | SMS | Steel | Clear Glass | D:4.625" H:5.75" | L:3.875" |  | 3 Medium A19 60w |  | 3 | No | [14 empty] | 0 | [8 empty] | Damp |  |  |  | 129.5 | 259 | 388.5 | W:24'' H:9 7/8'' E:7 3/8'' | 2.86 |  |  | 24 | 9.875 | Wall / Bath |  |  |  |  | 7.375 | [25 empty] | D:4 1/2'' DP:1 3/4'' OB UP:2 1/4'' Round |  |  |  | 8 | Black/White |  |  | Hardwired | 0 | 1 | 0 | 0 | 0 | 0 | 0 | 0 | 0 | 0 | 0 | 014817605051 | [15 empty] | ETL Damp | cETL Damp | STONINGTON 3L VANITY SMS | 3 - Light Vanity |  | CV1003SMS.jpg | CV1003SMS.jpg
CV1021BBS | 1 - Light Vanity |  | BATH | Geneva | Wall / Bath Lighting | Burnished Brass | BBS | Steel | Clear Glass | D:3.125" H:8.5" |  |  | 1 Medium T10 60w |  | 1 | No | [14 empty] | 0 | [12 empty] | 67 | 134 | 201 | W:4 1/2'' H:12 5/8'' E:5 7/8'' | 3.3 |  |  | 4.5 | 12.625 | Wall / Bath |  |  |  |  | 5.875 | [25 empty] | DP:3/4'' W:4 1/2'' H:4 1/2'' OB UP:9'' Square |  |  |  | 8 | Black/White |  |  | Hardwired | 0 | 0 | 0 | 0 | 0 | 0 | 0 | 0 | 0 | 0 | 0 | 014817605396 | [15 empty] | ETL Damp | cETL Damp | GENEVA 1L VANITY BBS | 1 - Light Vanity |  | CV1021BBS.jpg | CV1021BBS.jpg
CV1021PN | 1 - Light Vanity |  | BATH | Geneva | Wall / Bath Lighting | Polished Nickel | PN | Steel | Clear Glass | D:3.125" H:3.125" |  |  | 1 Medium T10 60w |  | 1 | No | [14 empty] | 0 | [12 empty] | 67 | 134 | 201 | W:4 1/2'' H:12 5/8'' E:5 7/8'' | 3.3 |  |  | 4.5 | 12.625 | Wall / Bath |  |  |  |  | 5.875 | [25 empty] | DP:3/4'' W:4 1/2'' H:4 1/2'' OB UP:9'' Square |  |  |  | 8 | Black/White |  |  | Hardwired | 0 | 0 | 0 | 0 | 0 | 0 | 0 | 0 | 0 | 0 | 0 | 014817605402 | [15 empty] | ETL Damp | cETL Damp | GENEVA 1L VANITY PN | 1 - Light Vanity |  | CV1021PN.jpg | CV1021PN.jpg
CV1022BBS | 2 - Light Vanity |  | BATH | Geneva | Wall / Bath Lighting | Burnished Brass | BBS | Steel | Clear Glass | D:3.125" H:9.5" |  |  | 2 Medium T10 60w |  | 2 | No | [14 empty] | 0 | [12 empty] | 114.5 | 229 | 343.5 | W:4 1/2'' H:20'' E:5 7/8'' | 4.3 |  |  | 4.5 | 20 | Wall / Bath |  |  |  |  | 5.875 | [25 empty] | DP:3/4'' W:4 1/2'' H:4 1/2'' OB UP:10'' Square |  |  |  | 8 | Black/White |  |  | Hardwired | 0 | 0 | 0 | 0 | 0 | 0 | 0 | 0 | 0 | 0 | 0 | 014817605419 | [15 empty] | ETL Damp | cETL Damp | GENEVA 2L VANITY BBS | 2 - Light Vanity |  | CV1022BBS.jpg | CV1022BBS.jpg
CV1022PN | 2 - Light Vanity |  | BATH | Geneva | Wall / Bath Lighting | Polished Nickel | PN | Steel | Clear Glass | D:3.125" H:9.5" |  |  | 2 Medium T10 60w |  | 2 | No | [14 empty] | 0 | [12 empty] | 114.5 | 229 | 343.5 | W:4 1/2'' H:20'' E:5 7/8'' | 4.3 |  |  | 4.5 | 20 | Wall / Bath |  |  |  |  | 5.875 | [25 empty] | DP:3/4'' W:4 1/2'' H:4 1/2'' OB UP:10'' Square |  |  |  | 8 | Black/White |  |  | Hardwired | 0 | 0 | 0 | 0 | 0 | 0 | 0 | 0 | 0 | 0 | 0 | 014817605426 | [15 empty] | ETL Damp | cETL Damp | GENEVA 2L VANITY PN | 2 - Light Vanity |  | CV1022PN.jpg | CV1022PN.jpg
CV1023BBS | 3 - Light Vanity |  | BATH | Geneva | Wall / Bath Lighting | Burnished Brass | BBS | Steel | Clear Glass | D:2.625" H:6.375" |  |  | 3 Medium T10 60w |  | 3 | No | [14 empty] | 0 | [12 empty] | 149.5 | 299 | 448.5 | W:22 1/2'' H:8 7/8'' E:5 1/2'' | 6.9 |  |  | 22.5 | 8.875 | Wall / Bath |  |  |  |  | 5.5 | [25 empty] | DP:3/4'' W:4 1/2'' H:4 1/2'' OB UP:6 5/8'' Square |  |  |  | 8 | Black/White |  |  | Hardwired | 0 | 0 | 0 | 0 | 0 | 0 | 0 | 0 | 0 | 0 | 0 | 014817605433 | [15 empty] | ETL Damp | cETL Damp | GENEVA 3L VANITY BBS | 3 - Light Vanity |  | CV1023BBS.jpg | CV1023BBS.jpg
CV1023PN | 3 - Light Vanity |  | BATH | Geneva | Wall / Bath Lighting | Polished Nickel | PN | Steel | Clear Glass | D:2.625" H:6.375" |  |  | 3 Medium T10 60w |  | 3 | No | [14 empty] | 0 | [12 empty] | 149.5 | 299 | 448.5 | W:22 1/2'' H:8 7/8'' E:5 1/2'' | 6.9 |  |  | 22.5 | 8.875 | Wall / Bath |  |  |  |  | 5.5 | [25 empty] | DP:3/4'' W:4 1/2'' H:4 1/2'' OB UP:6 5/8'' Square |  |  |  | 8 | Black/White |  |  | Hardwired | 0 | 0 | 0 | 0 | 0 | 0 | 0 | 0 | 0 | 0 | 0 | 014817605440 | [15 empty] | ETL Damp | cETL Damp | GENEVA 3L VANITY PN | 3 - Light Vanity |  | CV1023PN.jpg | CV1023PN.jpg
CV1024BBS | 4 - Light Vanity |  | BATH | Geneva | Wall / Bath Lighting | Burnished Brass | BBS | Steel | Clear Glass | D:2.625" H:6.375" |  |  | 4 Medium T10 60w |  | 4 | No | [14 empty] | 0 | [12 empty] | 199.5 | 399 | 598.5 | W:30'' H:8 7/8'' E:5 1/2'' | 9 |  |  | 30 | 8.875 | Wall / Bath |  |  |  |  | 5.5 | [25 empty] | DP:3/4'' W:4 1/2'' H:4 1/2'' OB UP:6 5/8'' Square |  |  |  | 8 | Black/White |  |  | Hardwired | 0 | 0 | 0 | 0 | 0 | 0 | 0 | 0 | 0 | 0 | 0 | 014817605457 | [15 empty] | ETL Damp | cETL Damp | GENEVA 4L VANITY BBS | 4 - Light Vanity |  | CV1024BBS.jpg | CV1024BBS.jpg
CV1024PN | 4 - Light Vanity |  | BATH | Geneva | Wall / Bath Lighting | Polished Nickel | PN | Steel | Clear Glass | D:2.625" H:6.375" |  |  | 4 Medium T10 60w |  | 4 | No | [14 empty] | 0 | [12 empty] | 199.5 | 399 | 598.5 | W:30'' H:8 7/8'' E:5 1/2'' | 9 |  |  | 30 | 8.875 | Wall / Bath |  |  |  |  | 5.5 | [25 empty] | DP:3/4'' W:4 1/2'' H:4 1/2'' OB UP:6 5/8'' Square |  |  |  | 8 | Black/White |  |  | Hardwired | 0 | 0 | 0 | 0 | 0 | 0 | 0 | 0 | 0 | 0 | 0 | 014817605464 | [15 empty] | ETL Damp | cETL Damp | GENEVA 4L VANITY PN | 4 - Light Vanity |  | CV1024PN.jpg | CV1024PN.jpg
CW1001BBS | 1 - Light Wall Sconce | Garrett from Chapman & Myers for Generation Lighting features cylindrical Clear Extruded Glass shades paired with rich Burnished Brass or contemporary Polished Nickel detailing and linen shades on the lamps. This striking blend of metal and glass, sophisticated in its simplicity, is both industrial and glamorous. It is sure to inspire a higher level of style wherever it is placed. | WALL SCONCE | Garrett | Wall / Bath Lighting | Burnished Brass | BBS | Steel | Clear Glass | D:5" H:8.875" |  |  | 1 Medium T10 60w |  | 1 | No | [14 empty] | 0 | [12 empty] | 83.48 | 166.96 | 250.44 | W:5 3/8'' H:10 1/4'' E:7 1/8'' | 5.5 |  |  | 5.375 | 10.25 | Wall / Bath |  |  |  |  | 7.125 | [25 empty] | DP:3/4'' W:4 1/2'' H:4 1/2'' OB UP:2 1/4'' OB DOWN:8'' Rectangular |  |  |  | 8 | Black/White |  |  | Hardwired | 0 | 0 | 0 | 0 | 0 | 0 | 0 | 0 | 0 | 0 | 0 | 014817594768 | 16.5 | 10.5 | 7.75 | 6.1 | 0.777 | 125 | Yes | [8 empty] | ETL Damp | cETL Damp | GARRETT 1L WALL SCNC BBS | 1 - Light Wall Sconce |  | CW1001BBS.jpg | CW1001BBS.jpg
CW1001PN | 1 - Light Wall Sconce | Garrett from Chapman & Myers for Generation Lighting features cylindrical Clear Extruded Glass shades paired with rich Burnished Brass or contemporary Polished Nickel detailing and linen shades on the lamps. This striking blend of metal and glass, sophisticated in its simplicity, is both industrial and glamorous. It is sure to inspire a higher level of style wherever it is placed. | WALL SCONCE | Garrett | Wall / Bath Lighting | Polished Nickel | PN | Steel | Clear Glass | D:5" H:8.875" |  |  | 1 Medium T10 60w |  | 1 | No | [14 empty] | 0 | [12 empty] | 83.48 | 166.96 | 250.44 | W:5 3/8'' H:10 1/4'' E:7 1/8'' | 5.5 |  |  | 5.375 | 10.25 | Wall / Bath |  |  |  |  | 7.125 | [25 empty] | DP:3/4'' W:4 1/2'' H:4 1/2'' OB UP:2 1/4'' OB DOWN:8'' Rectangular |  |  |  | 8 | Black/White |  |  | Hardwired | 0 | 0 | 0 | 0 | 0 | 0 | 0 | 0 | 0 | 0 | 0 | 014817594751 | 16.5 | 11.375 | 8 | 6.2 | 0.869 | 125 | Yes | [8 empty] | ETL Damp | cETL Damp | GARRETT 1L WALL SCNC PN | 1 - Light Wall Sconce |  | CW1001PN.jpg | CW1001PN.jpg
CW1002BBS | 2 - Light Wall Sconce | Garrett from Chapman & Myers for Generation Lighting features cylindrical Clear Extruded Glass shades paired with rich Burnished Brass or contemporary Polished Nickel detailing and linen shades on the lamps. This striking blend of metal and glass, sophisticated in its simplicity, is both industrial and glamorous. It is sure to inspire a higher level of style wherever it is placed. | BATH | Garrett | Wall / Bath Lighting | Burnished Brass | BBS | Steel | Clear Glass | L:16" W:4" H:4.25" |  |  | 2 Medium T10 60w |  | 2 | No | [14 empty] | 0 | [12 empty] | 124.95 | 249.9 | 374.85 | W:4'' H:18'' E:5 5/8'' | 8.14 |  |  | 4 | 18 | Wall / Bath |  |  |  |  | 5.625 | [25 empty] | DP:3/4'' W:4'' H:18'' OB UP:9'' Rectangular |  |  |  | 8 | Black/White |  |  | Hardwired | 0 | 0 | 0 | 0 | 0 | 0 | 0 | 0 | 0 | 0 | 0 | 014817598254 | 21.5 | 8 | 14.25 | 10 | 1.418 | 125 | Yes | [8 empty] | ETL Damp | cETL Damp | GARRETT 2L WALL SCNC BBS | 2 - Light Wall Sconce |  | CW1002BBS.jpg | CW1002BBS.jpg
CW1002PN | 2 - Light Wall Sconce | Garrett from Chapman & Myers for Generation Lighting features cylindrical Clear Extruded Glass shades paired with rich Burnished Brass or contemporary Polished Nickel detailing and linen shades on the lamps. This striking blend of metal and glass, sophisticated in its simplicity, is both industrial and glamorous. It is sure to inspire a higher level of style wherever it is placed. | BATH | Garrett | Wall / Bath Lighting | Polished Nickel | PN | Steel | Clear Glass | L:16" W:4" H:4.25" |  |  | 2 Medium T10 60w |  | 2 | No | [14 empty] | 0 | [12 empty] | 124.95 | 249.9 | 374.85 | W:4'' H:18'' E:5 19/32'' | 8.14 |  |  | 4 | 18 | Wall / Bath |  |  |  |  | 5.5938 | [25 empty] | DP:3/4'' W:4'' H:18'' OB UP:9'' Rectangular |  |  |  | 8 | Black/White |  |  | Hardwired | 0 | 0 | 0 | 0 | 0 | 0 | 0 | 0 | 0 | 0 | 0 | 014817598247 | 21.5 | 8 | 14.25 | 10 | 1.418 | 125 | Yes | [8 empty] | ETL Damp | cETL Damp | GARRETT 2L WALL SCNC PN | 2 - Light Wall Sconce |  | CW1002PN.jpg | CW1002PN.jpg
CW1003BBS | 3 - Light Vanity | Garrett from Chapman & Myers for Generation Lighting features cylindrical Clear Extruded Glass shades paired with rich Burnished Brass or contemporary Polished Nickel detailing and linen shades on the lamps. This striking blend of metal and glass, sophisticated in its simplicity, is both industrial and glamorous. It is sure to inspire a higher level of style wherever it is placed. | BATH | Garrett | Wall / Bath Lighting | Burnished Brass | BBS | Steel | Clear Glass | D:4" H:6.875" |  |  | 3 Medium T10 60w |  | 3 | No | [14 empty] | 0 | [12 empty] | 149.5 | 299 | 448.5 | W:21 1/8'' H:8 1/2'' E:6 1/2'' | 9.3 |  |  | 21.125 | 8.5 | Wall / Bath |  |  |  |  | 6.5 | [25 empty] | DP:3/4'' W:5'' H:5'' OB UP:2 1/2'' Square |  |  |  | 8 | Black/White |  |  | Hardwired | 0 | 1 | 0 | 0 | 0 | 0 | 0 | 0 | 0 | 0 | 0 | 014817605143 | [15 empty] | ETL Damp | cETL Damp | GARRETT 3L VANITY BBS | 3 - Light Vanity |  | CW1003BBS.jpg | CW1003BBS.jpg
CW1003PN | 3 - Light Vanity | Garrett from Chapman & Myers for Generation Lighting features cylindrical Clear Extruded Glass shades paired with rich Burnished Brass or contemporary Polished Nickel detailing and linen shades on the lamps. This striking blend of metal and glass, sophisticated in its simplicity, is both industrial and glamorous. It is sure to inspire a higher level of style wherever it is placed. | BATH | Garrett | Wall / Bath Lighting | Polished Nickel | PN | Steel | Clear Glass | D:4" H:6.875" |  |  | 3 Medium T10 60w |  | 3 | No | [14 empty] | 0 | [12 empty] | 149.5 | 299 | 448.5 | W:21 1/8'' H:8 1/2'' E:6 1/2'' | 9.3 |  |  | 21.125 | 8.5 | Wall / Bath |  |  |  |  | 6.5 | [25 empty] | DP:3/4'' W:5'' H:5'' OB UP:2 1/2'' Square |  |  |  | 8 | Black/White |  |  | Hardwired | 0 | 1 | 0 | 0 | 0 | 0 | 0 | 0 | 0 | 0 | 0 | 014817605150 | [15 empty] | ETL Damp | cETL Damp | GARRETT 3L VANITY PN | 3 - Light Vanity |  | CW1003PN.jpg | CW1003PN.jpg
CW1004BBS | 4 - Light Vanity | Garrett from Chapman & Myers for Generation Lighting features cylindrical Clear Extruded Glass shades paired with rich Burnished Brass or contemporary Polished Nickel detailing and linen shades on the lamps. This striking blend of metal and glass, sophisticated in its simplicity, is both industrial and glamorous. It is sure to inspire a higher level of style wherever it is placed. | BATH | Garrett | Wall / Bath Lighting | Burnished Brass | BBS | Steel | Clear Glass | D:4" H:6.875" |  |  | 4 Medium T10 60w |  | 4 | No | [14 empty] | 0 | [12 empty] | 194.5 | 389 | 583.5 | W:29 1/4'' H:8 1/2'' E:6 1/2'' | 11.5 |  |  | 29.25 | 8.5 | Wall / Bath |  |  |  |  | 6.5 | [25 empty] | DP:3/4'' W:5'' H:5'' OB UP:2 1/2'' Square |  |  |  | 8 | Black/White |  |  | Hardwired | 0 | 1 | 0 | 0 | 0 | 0 | 0 | 0 | 0 | 0 | 0 | 014817605167 | [15 empty] | ETL Damp | cETL Damp | GARRETT 4L VANITY BBS | 4 - Light Vanity |  | CW1004BBS.jpg | CW1004BBS.jpg
CW1004PN | 4 - Light Vanity | Garrett from Chapman & Myers for Generation Lighting features cylindrical Clear Extruded Glass shades paired with rich Burnished Brass or contemporary Polished Nickel detailing and linen shades on the lamps. This striking blend of metal and glass, sophisticated in its simplicity, is both industrial and glamorous. It is sure to inspire a higher level of style wherever it is placed. | BATH | Garrett | Wall / Bath Lighting | Polished Nickel | PN | Steel | Clear Glass | D:4" H:6.875" |  |  | 4 Medium T10 60w |  | 4 | No | [14 empty] | 0 | [12 empty] | 194.5 | 389 | 583.5 | W:29 1/4'' H:8 1/2'' E:6 1/2'' | 11.5 |  |  | 29.25 | 8.5 | Wall / Bath |  |  |  |  | 6.5 | [25 empty] | DP:3/4'' W:5'' H:5'' OB UP:2 1/2'' Square |  |  |  | 8 | Black/White |  |  | Hardwired | 0 | 1 | 0 | 0 | 0 | 0 | 0 | 0 | 0 | 0 | 0 | 014817605174 | [15 empty] | ETL Damp | cETL Damp | GARRETT 4L VANITY PN | 4 - Light Vanity |  | CW1004PN.jpg | CW1004PN.jpg
CW1012BBS | 2 - Light Wall Sconce | Southold by Chapman & Myers for Generation Lighting pairs curves and lines to form a classic geometric silhouette. This new, contemporary lantern has a thin frame that gives it an airy feel, paired with a tight hub for the candelabra. For a more traditional look, Southold is available in Burnished Brass; for a more contemporary look, try Polished Nickel. This lantern series will make any space well-lit and elegant. | WALL SCONCE | Southold | Wall / Bath Lighting | Burnished Brass | BBS | Steel |  |  |  |  | 2 Candelabra Torpedo 60w |  | 2 | No | [14 empty] | 0 | [12 empty] | 149.98 | 299.96 | 449.94 | W:10'' H:18'' E:7 1/4'' | 7 |  |  | 10 | 18 | Wall / Bath |  |  |  |  | 7.25 | [25 empty] | DP:11/16'' W:10'' H:12'' OB UP:12'' OB DOWN:6'' Irregular |  |  |  | 8 | Black/White |  |  | Hardwired | 0 | 0 | 0 | 0 | 0 | 0 | 0 | 0 | 0 | 0 | 0 | 014817594928 | 21 | 10 | 10.5 | 10.3 | 1.276 | 100 | Yes | [9 empty] | cETL Damp | SOUTHOLD 2L WALL SCNC BBS | 2 - Light Wall Sconce |  | CW1012BBS.jpg | CW1012BBS.jpg
CW1012PN | 2 - Light Wall Sconce | Southold by Chapman & Myers for Generation Lighting pairs curves and lines to form a classic geometric silhouette. This new, contemporary lantern has a thin frame that gives it an airy feel, paired with a tight hub for the candelabra. For a more traditional look, Southold is available in Burnished Brass; for a more contemporary look, try Polished Nickel. This lantern series will make any space well-lit and elegant. | WALL SCONCE | Southold | Wall / Bath Lighting | Polished Nickel | PN | Steel |  |  |  |  | 2 Candelabra Torpedo 60w |  | 2 | No | [14 empty] | 0 | [12 empty] | 149.98 | 299.96 | 449.94 | W:10'' H:18'' E:7 1/4'' | 7 |  |  | 10 | 18 | Wall / Bath |  |  |  |  | 7.25 | [25 empty] | DP:11/16'' W:10'' H:12'' OB UP:12'' OB DOWN:6'' Irregular |  |  |  | 8 | Black/White |  |  | Hardwired | 0 | 0 | 0 | 0 | 0 | 0 | 0 | 0 | 0 | 0 | 0 | 014817594911 | 21 | 12.5 | 10 | 10.3 | 1.519 | 125 | Yes | [9 empty] | cETL Damp | SOUTHOLD 2L WALL SCNC PN | 2 - Light Wall Sconce |  | CW1012PN.jpg | CW1012PN.jpg
CW1021AI | 1 - Light Wall Sconce | An exposed candelabra pairs with an angular, Aged Iron frame to ensure the Keystone family casts a warm and inviting glow. This series of chandeliers, sconces and pendants designed by Chapman & Myers for Generation Lighting features very detailed construction including bobesches supporting each candle tube. The chandeliers highlight the popular wagon wheel silhouette. | WALL SCONCE | Keystone | Wall / Bath Lighting | Aged Iron | AI | Steel |  |  |  |  | 1 Candelabra Torpedo 60w |  | 1 | No | [14 empty] | 0 | [12 empty] | 89.48 | 178.96 | 268.44 | W:6 3/8'' H:22 3/8'' E:4 1/2'' | 3.6 |  |  | 6.375 | 22.375 | Wall / Bath |  |  |  |  | 4.5 | [25 empty] | DP:3/4'' W:5'' H:16 3/8'' OB UP:12 5/8'' OB DOWN:9 3/4'' Rectangular |  |  |  | 8 | Black/White |  |  | Hardwired | 0 | 0 | 0 | 0 | 0 | 0 | 0 | 0 | 0 | 0 | 0 | 014817595451 | 26 | 9.25 | 8 | 5.6 | 1.113 | 175 | Yes | [8 empty] | ETL Damp | cETL Damp | KEYSTONE 1L SCNC AI | 1 - Light Wall Sconce |  | CW1021AI.jpg | CW1021AI.jpg
CW1031ADB | 1 - Light Wall Sconce | A stunning addition to an entryway, great room, or above a large dining table, the Westerly tiered chandelier designed by Chapman & Myers for Generation Lighting features flowing arms and an exposed candelabra. The sculpted lines and hook with loop detail at the top and on the canopy lend designer flair and polish. Tailor the look with either Antique Gild for a chic, metallic feel or Smith Steel for a more rustic tone. | WALL SCONCE | Westerly | Wall / Bath Lighting | Antique Gild | ADB | Steel | White Linen Fabric | D:5" H:5" |  |  | 1 Candelabra Torpedo 60w |  | 1 | No | [14 empty] | 0 | [12 empty] | 58.98 | 117.96 | 176.94 | W:5'' H:20 3/4'' E:5 7/8'' | 1.65 |  |  | 5 | 20.75 | Wall / Bath |  |  |  |  | 5.875 | [25 empty] | D:4 1/2'' DP:3/4'' OB UP:13 1/4'' Round |  |  |  | 8 | Black/White |  |  | Hardwired | 0 | 0 | 0 | 0 | 0 | 0 | 0 | 0 | 0 | 0 | 0 | 014817597462 | 19.75 | 10.25 | 7.25 | 3.7 | 0.849 | 175 | Yes | [8 empty] | ETL Damp | cETL Damp | WESTERLY 1L SCONCE ADB | 1 - Light Wall Sconce |  | CW1031ADB.jpg | CW1031ADB.jpg
CW1031SMS | 1 - Light Wall Sconce | A stunning addition to an entryway, great room, or above a large dining table, the Westerly tiered chandelier designed by Chapman & Myers for Generation Lighting features flowing arms and an exposed candelabra. The sculpted lines and hook with loop detail at the top and on the canopy lend designer flair and polish. Tailor the look with either Antique Gild for a chic, metallic feel or Smith Steel for a more rustic tone. | WALL SCONCE | Westerly | Wall / Bath Lighting | Smith Steel | SMS | Steel | White Linen Fabric | D:5" H:5" |  |  | 1 Candelabra Torpedo 60w |  | 1 | No | [14 empty] | 0 | [12 empty] | 58.98 | 117.96 | 176.94 | W:5'' H:20 3/4'' E:5 7/8'' | 1.65 |  |  | 5 | 20.75 | Wall / Bath |  |  |  |  | 5.875 | [25 empty] | D:4 1/2'' DP:3/4'' OB UP:13 1/4'' Rectangular |  |  |  | 8 | Black/White |  |  | Hardwired | 0 | 0 | 0 | 0 | 0 | 0 | 0 | 0 | 0 | 0 | 0 | 014817597455 | 19.75 | 10.25 | 7.25 | 3.7 | 0.849 | 175 | Yes | [8 empty] | ETL Damp | cETL Damp | WESTERLY 1L SCONCE SMS | 1 - Light Wall Sconce |  | CW1031SMS.jpg | CW1031SMS.jpg
CW1032ADB | 2 - Light Wall Sconce | A stunning addition to an entryway, great room, or above a large dining table, the Westerly tiered chandelier designed by Chapman & Myers for Generation Lighting features flowing arms and an exposed candelabra. The sculpted lines and hook with loop detail at the top and on the canopy lend designer flair and polish. Tailor the look with either Antique Gild for a chic, metallic feel or Smith Steel for a more rustic tone. | WALL SCONCE | Westerly | Wall / Bath Lighting | Antique Gild | ADB | Steel | White Linen Linen | L:13.5" W:6.5" H:8" |  |  | 2 Candelabra B10 Torpedo 60w |  | 2 | No | [14 empty] | 0 | [12 empty] | 96.98 | 193.96 | 290.94 | W:13 1/2'' H:23 7/8'' E:6 7/8'' | 2.68 |  |  | 13.5 | 23.875 | Wall / Bath |  |  |  |  | 6.875 | [25 empty] | D:4 1/2'' DP:3/4'' OB UP:16 1/4'' Round |  |  |  | 8 | Black/White |  |  | Hardwired | 0 | 0 | 0 | 0 | 0 | 0 | 0 | 0 | 0 | 0 | 0 | 014817597486 | 19.5 | 11.25 | 14.25 | 6.3 | 1.809 | 250 | Yes | [8 empty] | ETL Damp | cETL Damp | WESTERLY 2L SCONCE ADB | 2 - Light Wall Sconce |  | CW1032ADB.jpg | CW1032ADB.jpg
CW1032SMS | 2 - Light Wall Sconce | A stunning addition to an entryway, great room, or above a large dining table, the Westerly tiered chandelier designed by Chapman & Myers for Generation Lighting features flowing arms and an exposed candelabra. The sculpted lines and hook with loop detail at the top and on the canopy lend designer flair and polish. Tailor the look with either Antique Gild for a chic, metallic feel or Smith Steel for a more rustic tone. | WALL SCONCE | Westerly | Wall / Bath Lighting | Smith Steel | SMS | Steel | White Linen Fabric | L:13.5" W:6.5" H:8" |  |  | 2 Candelabra B10 Torpedo 60w |  | 2 | No | [14 empty] | 0 | [12 empty] | 96.98 | 193.96 | 290.94 | W:13 1/2'' H:23 7/8'' E:6 7/8'' | 2.86 |  |  | 13.5 | 23.875 | Wall / Bath |  |  |  |  | 6.875 | [25 empty] | D:4 1/2'' DP:3/4'' OB UP:16 1/4'' Round |  |  |  | 8 | Black/White |  |  | Hardwired | 0 | 0 | 0 | 0 | 0 | 0 | 0 | 0 | 0 | 0 | 0 | 014817597479 | 19.75 | 11.25 | 14.5 | 5.9 | 1.864 | 250 | Yes | [8 empty] | ETL Damp | cETL Damp | WESTERLY 2L SCONCE SMS | 2 - Light Wall Sconce |  | CW1032SMS.jpg | CW1032SMS.jpg
CW1041WGV | 1 - Light Wall Sconce | A Weathered Galvanized finish forms the whimsical, twisted fixture on the eye-catching Richmond chandelier designed by Chapman & Myers for Generation Lighting. This exquisite piece features cream candle tubes and epitomizes the timeless French Country style. Since it is damp-rated, Richmond makes a great statement piece in indoor as well as covered outdoor spaces. | WALL SCONCE | Richmond | Wall / Bath Lighting | Weathered Galvanized | WGV | Steel | White Linen Fabric | D:4.5" H:4.75" | L:3.5" |  | 1 Candelabra Torpedo 60w |  | 1 | No | [14 empty] | 0 | [8 empty] | Damp |  |  |  | 62 | 124 | 186 | W:4 1/2'' H:20 5/8'' E:6 5/8'' | 1.6 |  |  | 4.5 | 20.625 | Wall / Bath |  |  |  |  | 6.625 | [25 empty] | D:4 1/2'' DP:1 3/8'' OB UP:16 7/8'' Round |  |  |  | 8 | Black/White |  |  | Hardwired | 0 | 0 | 0 | 0 | 0 | 0 | 0 | 0 | 0 | 0 | 0 | 014817605082 | [16 empty] | cETL Damp | RICHMOND 1L SCNC WGV | 1 - Light Wall Sconce |  | CW1041WGV.jpg | CW1041WGV.jpg
CW1042WGV | 2 - Light Wall Sconce | A Weathered Galvanized finish forms the whimsical, twisted fixture on the eye-catching Richmond chandelier designed by Chapman & Myers for Generation Lighting. This exquisite piece features cream candle tubes and epitomizes the timeless French Country style. Since it is damp-rated, Richmond makes a great statement piece in indoor as well as covered outdoor spaces. | WALL SCONCE | Richmond | Wall / Bath Lighting | Weathered Galvanized | WGV | Steel | White Linen Fabric | D:4.5" H:4.75" | L:3.5" |  | 2 Candelabra Torpedo 60w |  | 2 | No | [14 empty] | 0 | [8 empty] | Damp |  |  |  | 79.5 | 159 | 238.5 | W:10 1/8'' H:23 7/8'' E:6 3/4'' | 2.8 |  |  | 10.125 | 23.875 | Wall / Bath |  |  |  |  | 6.75 | [25 empty] | D:4 1/2'' DP:1 3/8'' OB UP:20 1/8'' Round |  |  |  | 8 | Black/White |  |  | Hardwired | 0 | 0 | 0 | 0 | 0 | 0 | 0 | 0 | 0 | 0 | 0 | 014817605099 | [16 empty] | cETL Damp | RICHMOND 2L SCNC WGV | 2 - Light Wall Sconce |  | CW1042WGV.jpg | CW1042WGV.jpg
CW1051IO | 1 - Light Wall Sconce |  | WALL SCONCE | Champlain | Wall / Bath Lighting | Iron Oxide | IO | Steel |  |  |  |  | 1 Candelabra Torpedo 60w |  | 1 | No | [14 empty] | 0 | [8 empty] | Damp |  |  |  | 44.5 | 89 | 133.5 | W:4 1/2'' H:13 5/8'' E:6 1/8'' | 1.5 |  |  | 4.5 | 13.625 | Wall / Bath |  |  |  |  | 6.125 | [25 empty] | D:4 1/2'' DP:1'' OB UP:6 5/8'' Round |  |  |  | 8 | Black/White |  |  | Hardwired | 0 | 0 | 0 | 0 | 0 | 0 | 0 | 0 | 0 | 0 | 0 | 014817605235 | [16 empty] | cETL Damp | CHAMPLAIN 1L SCONCE IO | 1 - Light Wall Sconce |  | CW1051IO.jpg | CW1051IO.jpg
CW1061BBS | 1 - Light Wall Sconce |  | WALL SCONCE | Arden | Wall / Bath Lighting | Burnished Brass | BBS | Steel |  |  |  |  | 1 Medium Torpedo 60w |  | 1 | No | [14 empty] | 0 | [12 empty] | 169.5 | 339 | 508.5 | W:10 1/8'' H:12 7/8'' E:6 7/8'' |  |  |  | 10.125 | 12.875 | Wall / Bath |  |  |  |  | 6.875 | [25 empty] | DP:5/8'' W:4 1/2'' H:9'' OB UP:4 1/2'' Rectangular |  |  |  | 8 | Black/White |  |  | Hardwired | 0 | 0 | 0 | 0 | 0 | 0 | 0 | 0 | 0 | 0 | 0 | 014817604863 | [15 empty] | ETL Damp | cETL Damp | ARDEN 1L SCONCE BBS | 1 - Light Wall Sconce |  | CW1061BBS.jpg | CW1061BBS.jpg
CW1061PN | 1 - Light Wall Sconce |  | WALL SCONCE | Arden | Wall / Bath Lighting | Polished Nickel | PN | Steel |  |  |  |  | 1 Medium Torpedo 60w |  | 1 | No | [14 empty] | 0 | [12 empty] | 169.5 | 339 | 508.5 | W:10 1/8'' H:12 7/8'' E:6 7/8'' |  |  |  | 10.125 | 12.875 | Wall / Bath |  |  |  |  | 6.875 | [25 empty] | DP:5/8'' W:4 1/2'' H:9'' OB UP:4 1/2'' Rectangular |  |  |  | 8 | Black/White |  |  | Hardwired | 0 | 0 | 0 | 0 | 0 | 0 | 0 | 0 | 0 | 0 | 0 | 014817604870 | [15 empty] | ETL Damp | cETL Damp | ARDEN 1L SCONCE PN | 1 - Light Wall Sconce |  | CW1061PN.jpg | CW1061PN.jpg
CW1071BBS | 1 - Light Wall Sconce |  | WALL SCONCE | Beckett | Wall / Bath Lighting | Burnished Brass | BBS | Steel | Undefined Glass | L:6" W:3.25" H:13" |  |  | 1 Medium T10 60w |  | 1 | No | [14 empty] | 0 | [12 empty] | 124.5 | 249 | 373.5 | W:8'' H:13'' E:5'' |  |  |  | 8 | 13 | Wall / Bath |  |  |  |  | 5 | [25 empty] | DP:3/4'' W:4 1/2'' H:9'' OB UP:6 1/2'' Rectangular |  |  |  | 8 | Black/White |  |  | Hardwired | 0 | 0 | 0 | 0 | 0 | 0 | 0 | 0 | 0 | 0 | 0 | 014817603880 | [15 empty] | ETL Damp | cETL Damp | BECKETT 1L SCONCE BBS | 1 - Light Wall Sconce |  | CW1071BBS.jpg | CW1071BBS.jpg
CW1071PN | 1 - Light Wall Sconce |  | WALL SCONCE | Beckett | Wall / Bath Lighting | Polished Nickel | PN | Steel | Undefined Glass | L:6" W:3.25" H:13" |  |  | 1 Medium T10 60w |  | 1 | No | [14 empty] | 0 | [12 empty] | 124.5 | 249 | 373.5 | W:8'' H:13'' E:5'' |  |  |  | 8 | 13 | Wall / Bath |  |  |  |  | 5 | [25 empty] | DP:3/4'' W:4 1/2'' H:9'' OB UP:6 1/2'' Rectangular |  |  |  | 8 | Black/White |  |  | Hardwired | 0 | 0 | 0 | 0 | 0 | 0 | 0 | 0 | 0 | 0 | 0 | 014817603897 | [15 empty] | ETL Damp | cETL Damp | BECKETT 1L SCONCE PN | 1 - Light Wall Sconce |  | CW1071PN.jpg | CW1071PN.jpg
CW1081BBS | 1 - Light Wall Sconce |  | WALL SCONCE | Hanover | Wall / Bath Lighting | Burnished Brass | BBS | Steel | White Linen Fabric | D:5" H:5" | L:3.5" |  | 1 Candelabra Torpedo 60w |  | 1 | No | [14 empty] | 0 | [8 empty] | Damp |  |  |  | 59.5 | 119 | 178.5 | L:5'' W:4 3/4'' H:24 3/8'' E:4 3/4'' | 2 |  | 5 | 4.75 | 24.375 | Wall / Bath |  |  |  |  | 4.75 | [25 empty] | D:4 1/2'' DP:5/8'' OB UP:8 1/8'' Round |  |  |  | 8 | Black/White |  |  | Hardwired | 0 | 0 | 0 | 0 | 0 | 0 | 0 | 0 | 0 | 0 | 0 | 014817605372 | [16 empty] | cETL Damp | HANOVER 1L SCONCE BBS | 1 - Light Wall Sconce |  | CW1081BBS.jpg | CW1081BBS.jpg
CW1081PN | 1 - Light Wall Sconce |  | WALL SCONCE | Hanover | Wall / Bath Lighting | Polished Nickel | PN | Steel | White Linen Fabric | D:5" H:5" | L:3.5" |  | 1 Candelabra Torpedo 60w |  | 1 | No | [14 empty] | 0 | [8 empty] | Damp |  |  |  | 59.5 | 119 | 178.5 | L:5'' W:4 3/4'' H:24 3/8'' E:4 3/4'' | 2 |  | 5 | 4.75 | 24.375 | Wall / Bath |  |  |  |  | 4.75 | [25 empty] | D:4 1/2'' DP:5/8'' OB UP:8 1/8'' Round |  |  |  | 8 | Black/White |  |  | Hardwired | 0 | 0 | 0 | 0 | 0 | 0 | 0 | 0 | 0 | 0 | 0 | 014817605389 | [16 empty] | cETL Damp | HANOVER 1L SCONC PN | 1 - Light Wall Sconce |  | CW1081PN.jpg | CW1081PN.jpg
CW1091AI | 1 - Light Wall Sconce |  | WALL SCONCE | Bayview | Wall / Bath Lighting | Aged Iron | AI | Steel |  |  |  |  | 1 Candelabra Torpedo 60w |  | 1 | No | [14 empty] | 0 | [8 empty] | Damp |  |  |  | 64.5 | 129 | 193.5 | W:5'' H:24 3/8'' E:4 3/4'' | 2 |  |  | 5 | 24.375 | Wall / Bath |  |  |  |  | 4.75 | [25 empty] | D:5'' DP:3/4'' OB UP:11 1/8'' Round |  |  |  | 8 | Black/White |  |  | Hardwired | 0 | 0 | 0 | 0 | 0 | 0 | 0 | 0 | 0 | 0 | 0 | 014817604962 | 16.25 | 7.5 | 7.25 | 2.9 | 0.511 | 175 | Yes | [9 empty] | cETL Damp | BAYVIEW 1L WALL SCONCE AI | 1 - Light Wall Sconce |  | CW1091AI.jpg | CW1091AI.jpg
CW1091PN | 1 - Light Wall Sconce |  | WALL SCONCE | Bayview | Wall / Bath Lighting | Polished Nickel | PN | Steel |  |  |  |  | 1 Candelabra Torpedo 60w |  | 1 | No | [14 empty] | 0 | [8 empty] | Damp |  |  |  | 64.5 | 129 | 193.5 | W:5'' H:24 3/8'' E:4 3/4'' | 2 |  |  | 5 | 24.375 | Wall / Bath |  |  |  |  | 4.75 | [25 empty] | D:5'' DP:3/4'' OB UP:11 1/8'' Round |  |  |  | 8 | Black/White |  |  | Hardwired | 0 | 0 | 0 | 0 | 0 | 0 | 0 | 0 | 0 | 0 | 0 | 014817605686 | 16.25 | 7.5 | 7.25 | 2.9 | 0.511 | 175 | Yes | [9 empty] | cETL Damp | BAYVIEW 1L WALL SCONCE PN | 1 - Light Wall Sconce |  | CW1091PN.jpg | CW1091PN.jpg
CW1102AI | 2 - Light Wall Sconce |  | WALL SCONCE | Bayview | Wall / Bath Lighting | Aged Iron | AI | Steel |  |  |  |  | 2 Candelabra Torpedo 60w |  | 2 | No | [14 empty] | 0 | [8 empty] | Damp |  |  |  | 84.5 | 169 | 253.5 | W:8 1/4'' H:17 5/8'' E:4 3/4'' | 2.4 |  |  | 8.25 | 17.625 | Wall / Bath |  |  |  |  | 4.75 | [25 empty] | D:5'' DP:3/4'' OB UP:15 1/8'' Round |  |  |  | 8 | Black/White |  |  | Hardwired | 0 | 0 | 0 | 0 | 0 | 0 | 0 | 0 | 0 | 0 | 0 | 014817604948 | 16.25 | 7.5 | 7.25 | 2.9 | 0.511 | 175 | Yes | [9 empty] | cETL Damp | BAYVIEW 2L LEFT SCONCE AI | 2 - Light Wall Sconce |  | CW1102AI.jpg | CW1102AI.jpg
CW1102PN | 2 - Light Wall Sconce |  | WALL SCONCE | Bayview | Wall / Bath Lighting | Polished Nickel | PN | Steel |  |  |  |  | 2 Candelabra Torpedo 60w |  | 2 | No | [14 empty] | 0 | [8 empty] | Damp |  |  |  | 84.5 | 169 | 253.5 | W:8 1/4'' H:17 5/8'' E:4 3/4'' | 2.4 |  |  | 8.25 | 17.625 | Wall / Bath |  |  |  |  | 4.75 | [25 empty] | D:5'' DP:3/4'' OB UP:15 1/8'' Round |  |  |  | 8 | Black/White |  |  | Hardwired | 0 | 0 | 0 | 0 | 0 | 0 | 0 | 0 | 0 | 0 | 0 | 014817604955 | 20.25 | 11 | 7.25 | 3.9 | 0.935 | 175 | Yes | [9 empty] | cETL Damp | BAYVIEW 2L LEFT SCONCE PN | 2 - Light Wall Sconce |  | CW1102PN.jpg | CW1102PN.jpg
CW1112AI | 2 - Light Wall Sconce |  | WALL SCONCE | Bayview | Wall / Bath Lighting | Aged Iron | AI | Steel |  |  |  |  | 2 Candelabra Torpedo 60w |  | 2 | No | [14 empty] | 0 | [8 empty] | Damp |  |  |  | 84.5 | 169 | 253.5 | W:8 1/4'' H:17 5/8'' E:4 3/4'' | 2.4 |  |  | 8.25 | 17.625 | Wall / Bath |  |  |  |  | 4.75 | [25 empty] | D:5'' DP:3/4'' OB UP:15 1/8'' Round |  |  |  | 8 | Black/White |  |  | Hardwired | 0 | 0 | 0 | 0 | 0 | 0 | 0 | 0 | 0 | 0 | 0 | 014817605662 | 20.25 | 11 | 7.25 | 3.9 | 0.935 | 175 | Yes | [9 empty] | cETL Damp | BAYVIEW 2L RT WALL SCNC AI | 2 - Light Wall Sconce |  | CW1112AI.jpg | CW1112AI.jpg
CW1112PN | 2 - Light Wall Sconce |  | WALL SCONCE | Bayview | Wall / Bath Lighting | Polished Nickel | PN | Steel |  |  |  |  | 2 Candelabra Torpedo 60w |  | 2 | No | [14 empty] | 0 | [8 empty] | Damp |  |  |  | 84.5 | 169 | 253.5 | W:8 1/4'' H:17 5/8'' E:4 3/4'' | 2.4 |  |  | 8.25 | 17.625 | Wall / Bath |  |  |  |  | 4.75 | [25 empty] | D:5'' DP:3/4'' OB UP:15 1/8'' Round |  |  |  | 8 | Black/White |  |  | Hardwired | 0 | 0 | 0 | 0 | 0 | 0 | 0 | 0 | 0 | 0 | 0 | 014817605679 | 20.25 | 11 | 7.25 | 3.9 | 0.935 | 175 | Yes | [9 empty] | cETL Damp | BAYVIEW 2L RT WALL SCNC PN | 2 - Light Wall Sconce |  | CW1112PN.jpg | CW1112PN.jpg
E9A19GUDLED30G2 | LED 9W GU24 A19 3000K ENC RATE BULB |  | LIGHT BULB |  |  | Undefined | [8 empty] | 0 | No | 800 | 3000 | 82 | 9 | 120 | 19 - Medium | A19 - A19 |  | 10 | 100 | LED | 9 | 9 | 25000 | 0 | [12 empty] | 6.98 | 13.96 | 20.94 | D:2 3/8'' L:4 3/8'' |  | 2.375 | 4.375 | [9 empty] | No |  | No | [30 empty] | 0 | 0 | 0 | 1 | 0 | 0 | 0 | 0 | 0 | 0 | 0 | 767627962639 | 5 | 2.75 | 2.75 | 0.2 | 0.022 | 93 | Yes | 50 | 10767627962636 | 13.75 | 13.75 | 11.25 | 13.3 | 1.231 | Yes |  |  | 9W LED GU24 A19 3000K ENCL | LED 9W GU24 A19 3000K ENC RATE BULB |  | E9A19GUDLED30G2.jpg | E9A19GU.jpg
EC10015BBS | 15 - Light Chandelier | Brianna's graceful, seamless curvature and elongated tubular arms lend fluidity and modern appeal to this classic minimalist silhouette. Available in rich, gilded Burnished Brass and the more contemporary Polished Nickel finish. Brianna wall sconces include cylindrical shades in fresh White Linen. | CHANDELIERS | Brianna | Chandeliers | Burnished Brass | BBS | Steel |  |  |  |  | 15 Candelabra Torpedo 60w |  | 15 | No | [14 empty] | 0 | [12 empty] | 774.98 | 1549.96 | 2324.94 | D:48 3/4'' H:37 1/2'' O:92 5/8'' | 17.3 | 48.75 |  |  | 37.5 | Universal Mounting Plate |  |  | 92.625 | 44.625 - 92.625 | [25 empty] | D:5 1/2'' H:1 3/8'' Round |  |  |  |  | 240 | Clear Silver |  |  | Hardwired | 0 | 0 | 0 | 0 | 0 | 0 | 0 | 0 | 0 | 0 | 0 | 014817593723 | 46.75 | 45.5 | 32 | 44.4 | 39.391 | 300 | No | [9 empty] | cETL Damp | BRIANNA 15L CHAND BBS | 15 - Light Chandelier |  | EC10015BBS.jpg | EC10015BBS.jpg
EC10015PN | 15 - Light Chandelier | Brianna's graceful, seamless curvature and elongated tubular arms lend fluidity and modern appeal to this classic minimalist silhouette. Available in rich, gilded Burnished Brass and the more contemporary Polished Nickel finish. Brianna wall sconces include cylindrical shades in fresh White Linen. | CHANDELIERS | Brianna | Chandeliers | Polished Nickel | PN | Steel |  |  |  |  | 15 Candelabra Torpedo 60w |  | 15 | No | [14 empty] | 0 | [12 empty] | 774.98 | 1549.96 | 2324.94 | D:48 3/4'' H:37 1/2'' O:92 5/8'' | 17.3 | 48.75 |  |  | 37.5 | Universal Mounting Plate |  |  | 92.625 | 44.625 - 92.625 | [25 empty] | D:5 1/2'' H:1 3/8'' Round |  |  |  |  | 240 | Clear Silver |  |  | Hardwired | 0 | 0 | 0 | 0 | 0 | 0 | 0 | 0 | 0 | 0 | 0 | 014817593730 | 45.58 | 45.5 | 31.75 | 44 | 38.105 | 300 | No | [9 empty] | cETL Damp | BRIANNA 15L CHAND PN | 15 - Light Chandelier |  | EC10015PN.jpg | EC10015PN.jpg
EC1006BBS | 6 - Light Chandelier | Brianna's graceful, seamless curvature and elongated tubular arms lend fluidity and modern appeal to this classic minimalist silhouette. Available in rich, gilded Burnished Brass and the more contemporary Polished Nickel finish. Brianna wall sconces include cylindrical shades in fresh White Linen. | CHANDELIERS | Brianna | Chandeliers | Burnished Brass | BBS | Steel |  |  |  |  | 6 Candelabra Torpedo 60w |  | 6 | No | [14 empty] | 0 | [12 empty] | 249.98 | 499.96 | 749.94 | D:24'' H:21 3/8'' O:76 1/2'' | 7.3 | 24 |  |  | 21.375 | Universal Mounting Plate |  |  | 76.5 | 28.5 - 76.5 | [25 empty] | D:5 1/2'' H:1 3/8'' Round |  |  |  |  | 180 | Clear Silver |  |  | Hardwired | 0 | 0 | 0 | 0 | 0 | 0 | 0 | 0 | 0 | 0 | 0 | 014817593709 | 26.75 | 23.58 | 17.75 | 13.4 | 6.479 | 250 | Yes | [9 empty] | cETL Damp | BRIANNA 6L CHAND BBS | 6 - Light Chandelier |  | EC1006BBS.jpg | EC1006BBS.jpg
EC1006PN | 6 - Light Chandelier | Brianna's graceful, seamless curvature and elongated tubular arms lend fluidity and modern appeal to this classic minimalist silhouette. Available in rich, gilded Burnished Brass and the more contemporary Polished Nickel finish. Brianna wall sconces include cylindrical shades in fresh White Linen. | CHANDELIERS | Brianna | Chandeliers | Polished Nickel | PN | Steel |  |  |  |  | 6 Candelabra Torpedo 60w |  | 6 | No | [14 empty] | 0 | [12 empty] | 249.98 | 499.96 | 749.94 | D:24'' H:21 3/8'' O:76 1/2'' | 7.3 | 24 |  |  | 21.375 | Universal Mounting Plate |  |  | 76.5 | 28.5 - 76.5 | [25 empty] | D:5 1/2'' H:1 3/8'' Round |  |  |  |  | 180 | Clear Silver |  |  | Hardwired | 0 | 0 | 0 | 0 | 0 | 0 | 0 | 0 | 0 | 0 | 0 | 014817593716 | 26.78 | 24 | 17.5 | 13.8 | 6.509 | 250 | Yes | [9 empty] | cETL Damp | BRIANNA 6L CHAND PN | 6 - Light Chandelier |  | EC1006PN.jpg | EC1006PN.jpg
EC1009BBS | 9 - Light Chandelier | Brianna's graceful, seamless curvature and elongated tubular arms lend fluidity and modern appeal to this classic minimalist silhouette. Available in rich, gilded Burnished Brass and the more contemporary Polished Nickel finish. Brianna wall sconces include cylindrical shades in fresh White Linen. | CHANDELIERS | Brianna | Chandeliers | Burnished Brass | BBS | Steel |  |  |  |  | 9 Candelabra Torpedo 60w |  | 9 | No | [14 empty] | 0 | [12 empty] | 349.98 | 699.96 | 1049.94 | D:30'' H:25 3/4'' O:81 1/4'' | 13 | 30 |  |  | 25.75 | Universal Mounting Plate |  |  | 81.25 | 33.25 - 81.25 | [25 empty] | D:5 1/2'' H:1 3/8'' Round |  |  |  |  | 180 | Clear Silver |  |  | Hardwired | 0 | 0 | 0 | 0 | 0 | 0 | 0 | 0 | 0 | 0 | 0 | 014817588507 | 34.25 | 34.25 | 21 | 22.2 | 14.256 | 300 | Yes | [9 empty] | cETL Damp | BRIANNA 9L CHAND BBS | 9 - Light Chandelier |  | EC1009BBS_ALT1.jpg | EC1009BBS.jpg
EC1009PN | 9 - Light Chandelier | Brianna's graceful, seamless curvature and elongated tubular arms lend fluidity and modern appeal to this classic minimalist silhouette. Available in rich, gilded Burnished Brass and the more contemporary Polished Nickel finish. Brianna wall sconces include cylindrical shades in fresh White Linen. | CHANDELIERS | Brianna | Chandeliers | Polished Nickel | PN | Steel |  |  |  |  | 9 Candelabra Torpedo 60w |  | 9 | No | [14 empty] | 0 | [12 empty] | 349.98 | 699.96 | 1049.94 | D:30'' H:25 3/4'' O:81 1/4'' | 13 | 30 |  |  | 25.75 | Universal Mounting Plate |  |  | 81.25 | 33.25 - 81.25 | [25 empty] | D:5 1/2'' H:1 3/8'' Round |  |  |  |  | 180 | Clear Silver |  |  | Hardwired | 0 | 0 | 0 | 0 | 0 | 0 | 0 | 0 | 0 | 0 | 0 | 014817588514 | 34.5 | 34.125 | 20.75 | 22.7 | 14.137 | 300 | Yes | [9 empty] | cETL Damp | BRIANNA 9L CHAND PN | 9 - Light Chandelier |  | EC1009PN_ALT1.jpg | EC1009PN.jpg
EC1015MBK | 5 - Light Chandelier | Pairing a rich, two-tone finish with bold, geometric lines give Joan luxe appeal. Warm Burnished Brass joins with either Midnight Black or Matte White in a thoughtful juxtaposition of contrasting finishes on the 5-light chandeliers, the 1-light wall sconces and the 1-light table lamps. Each iconic, hourglass-inspired shade features small perforations towards its crown, allowing a soft glow to shine through, further articulating the distinctive details of this chic collection. | CHANDELIERS | Joan | Chandeliers | Midnight Black / Burnished Brass | MBK / BBS | Steel | Midnight Black Steel | D:6.25" H:6.375" |  |  | 5 Medium A19 75w |  | 5 | No | [14 empty] | 0 | [12 empty] | 424.98 | 849.96 | 1274.94 | D:32'' H:27 1/2'' O:82 7/8'' | 13.7 | 32 |  |  | 27.5 | Universal Mounting Plate |  |  | 82.875 | 34.875 - 82.875 | [25 empty] | D:5 1/2'' H:1 3/8'' Round |  |  |  |  | 180 | Clear Silver |  |  | Hardwired | 0 | 0 | 0 | 0 | 0 | 0 | 0 | 0 | 0 | 0 | 0 | 014817588569 | 34.5 | 34.5 | 31.125 | 27.8 | 21.439 | 300 | No | [9 empty] | cETL Damp | JOAN 5L CHAND MBK | 5 - Light Chandelier |  | EC1015MBK.jpg | EC1015MBK.jpg
EC1015MWT | 5 - Light Chandelier | Pairing a rich, two-tone finish with bold, geometric lines give Joan luxe appeal. Warm Burnished Brass joins with either Midnight Black or Matte White in a thoughtful juxtaposition of contrasting finishes on the 5-light chandeliers, the 1-light wall sconces and the 1-light table lamps. Each iconic, hourglass-inspired shade features small perforations towards its crown, allowing a soft glow to shine through, further articulating the distinctive details of this chic collection. | CHANDELIERS | Joan | Chandeliers | Matte White / Burnished Brass | MWT / BBS | Steel | Matte White Steel |  |  |  | 5 Medium A19 75w |  | 5 | No | [14 empty] | 0 | [12 empty] | 424.98 | 849.96 | 1274.94 | D:32'' H:27 1/2'' O:82 7/8'' | 13.7 | 32 |  |  | 27.5 | Universal Mounting Plate |  |  | 82.875 | 34.875 - 82.875 | [25 empty] | D:5 1/2'' H:1 3/8'' Round |  |  |  |  | 180 | Clear Silver |  |  | Hardwired | 0 | 0 | 0 | 0 | 0 | 0 | 0 | 0 | 0 | 0 | 0 | 014817588576 | 34.5 | 34.25 | 31.125 | 27.8 | 21.284 | 300 | Yes | [9 empty] | cETL Damp | JOAN 5L CHAND MWT | 5 - Light Chandelier |  | EC1015MWT.jpg | EC1015MWT.jpg
EC1025MBK | 5 - Light Chandelier | The retro-inspired Jane collection features a luxe two-tone finish of Burnished Brass with Midnight Black or Matte White accents. Adjustable shades on Jane chandeliers enable illumination that perfectly suits your space. Elongated arms and soft curves add dimension and drama to each fixture. | CHANDELIERS | Jane | Chandeliers | Midnight Black / Burnished Brass | MBK / BBS | Steel | Midnight Black Steel | L:9" W:7" H:3.5" |  |  | 5 Candelabra G16-1/2 60w |  | 5 | No | [14 empty] | 0 | [12 empty] | 374.98 | 749.96 | 1124.94 | D:47 5/8'' H:12 5/8'' O:68'' | 11 | 47.625 |  |  | 12.625 | Universal Mounting Plate |  |  | 68 | 20 - 68 | [25 empty] | D:5 1/2'' H:1 3/8'' Round |  |  |  |  | 180 | Clear Silver |  |  | Hardwired | 0 | 0 | 0 | 0 | 0 | 0 | 0 | 0 | 0 | 0 | 0 | 014817588583 | 50.5 | 26.375 | 17.125 | 23 | 13.2 | 300 | Yes | [9 empty] | cETL Damp | JANE 5L CHAND MBK | 5 - Light Chandelier |  | EC1025MBK_alt.jpg | EC1025MBK.jpg
EC1025MWT | 5 - Light Chandelier | The retro-inspired Jane collection features a luxe two-tone finish of Burnished Brass with Midnight Black or Matte White accents. Adjustable shades on Jane chandeliers enable illumination that perfectly suits your space. Elongated arms and soft curves add dimension and drama to each fixture. | CHANDELIERS | Jane | Chandeliers | Matte White / Burnished Brass | MWT / BBS | Steel | Matte White Steel |  |  |  | 5 Candelabra G16-1/2 60w |  | 5 | No | [14 empty] | 0 | [12 empty] | 374.98 | 749.96 | 1124.94 | D:47 5/8'' H:12 5/8'' O:68'' | 11 | 47.625 |  |  | 12.625 | Universal Mounting Plate |  |  | 68 | 20 - 68 | [25 empty] | D:5 1/2'' H:1 3/8'' Round |  |  |  |  | 180 | Clear Silver |  |  | Hardwired | 0 | 0 | 0 | 0 | 0 | 0 | 0 | 0 | 0 | 0 | 0 | 014817588590 | 50.5 | 26.5 | 17.25 | 23.4 | 13.359 | 300 | Yes | [9 empty] | cETL Damp | JANE 5L CHAND MWT | 5 - Light Chandelier |  | EC1025MWT_alt.jpg | EC1025MWT.jpg
EC10310BBS | 10 - Light Chandelier | Jax channels the celestial allure of a starburst silhouette, celebrating its iconic status within classic art deco design. Three finish options - including Burnished Brass, Polished Nickel and a stunning two-tone Midnight Black/Burnished Brass combination - make a refreshingly modern statement. | CHANDELIERS | Jax | Chandeliers | Burnished Brass | BBS | Steel |  |  |  |  | 10 Candelabra G16-1/2 60w |  | 10 | No | [14 empty] | 0 | [12 empty] | 224.98 | 449.96 | 674.94 | D:27 1/4'' H:16 3/4'' O:66 3/4'' | 5.5 | 27.25 |  |  | 16.75 | Universal Mounting Plate |  |  | 66.75 | 30.75 - 66.75 | [25 empty] | D:5 1/2'' H:1 3/8'' Round |  |  |  |  | 180 | Clear Silver |  |  | Hardwired | 0 | 0 | 0 | 0 | 0 | 0 | 0 | 0 | 0 | 0 | 0 | 014817588644 | 29.5 | 28.78 | 21 | 14.2 | 10.318 | 300 | Yes | [9 empty] | cETL Damp | JAX 10L CHAND BBS | 10 - Light Chandelier |  | EC10310BBS.jpg | EC10310BBS.jpg
EC10310MBK | 10 - Light Chandelier | Jax channels the celestial allure of a starburst silhouette, celebrating its iconic status within classic art deco design. Three finish options - including Burnished Brass, Polished Nickel and a stunning two-tone Midnight Black/Burnished Brass combination - make a refreshingly modern statement. | CHANDELIERS | Jax | Chandeliers | Midnight Black / Burnished Brass | MBK / BBS | Steel |  |  |  |  | 10 Candelabra G16-1/2 60w |  | 10 | No | [14 empty] | 0 | [12 empty] | 224.98 | 449.96 | 674.94 | D:27 1/4'' H:16 3/4'' O:66 3/4'' | 5.5 | 27.25 |  |  | 16.75 | Universal Mounting Plate |  |  | 66.75 | 30.75 - 66.75 | [25 empty] | D:5 1/2'' H:1 3/8'' Round |  |  |  |  | 180 | Clear Silver |  |  | Hardwired | 0 | 0 | 0 | 0 | 0 | 0 | 0 | 0 | 0 | 0 | 0 | 014817588620 | 30 | 28.25 | 20.75 | 14.2 | 10.177 | 300 | Yes | [9 empty] | cETL Damp | JAX 10L CHAND MBK | 10 - Light Chandelier |  | EC10310MBK.jpg | EC10310MBK.jpg
EC10310PN | 10 - Light Chandelier | Jax channels the celestial allure of a starburst silhouette, celebrating its iconic status within classic art deco design. Three finish options - including Burnished Brass, Polished Nickel and a stunning two-tone Midnight Black/Burnished Brass combination - make a refreshingly modern statement. | CHANDELIERS | Jax | Chandeliers | Polished Nickel | PN | Steel |  |  |  |  | 10 Candelabra G16-1/2 60w |  | 10 | No | [14 empty] | 0 | [12 empty] | 224.98 | 449.96 | 674.94 | D:27 1/4'' H:16 3/4'' O:66 3/4'' | 5.5 | 27.25 |  |  | 16.75 | Universal Mounting Plate |  |  | 66.75 | 30.75 - 66.75 | [25 empty] | D:5 1/2'' H:1 3/8'' Round |  |  |  |  | 180 | Clear Silver |  |  | Hardwired | 0 | 0 | 0 | 0 | 0 | 0 | 0 | 0 | 0 | 0 | 0 | 014817588637 | 29.5 | 28.78 | 21 | 14.2 | 10.318 | 300 | Yes | [9 empty] | cETL Damp | JAX 10L CHAND PN | 10 - Light Chandelier |  | EC10310PN.jpg | EC10310PN.jpg
EC10312BBS | 12 - Light Chandelier | Jax channels the celestial allure of a starburst silhouette, celebrating its iconic status within classic art deco design. Three finish options - including Burnished Brass, Polished Nickel and a stunning two-tone Midnight Black/Burnished Brass combination - make a refreshingly modern statement. | CHANDELIERS | Jax | Chandeliers | Burnished Brass | BBS | Steel |  |  |  |  | 12 Candelabra G16-1/2 60w |  | 12 | No | [14 empty] | 0 | [11 empty] | 23 | 399.98 | 799.96 | 1199.94 | D:38'' H:23'' | 6 | 38 |  |  | 23 | Screw Collar - Stem |  |  |  | 27.875 - 69.875 | [25 empty] | D:5 1/2'' H:1 3/8'' Round |  |  |  |  | 180 | Clear Silver |  |  | Hardwired | 0 | 0 | 0 | 0 | 0 | 0 | 0 | 0 | 0 | 0 | 0 | 014817597561 | 48.25 | 11.75 | 8 | 12.7 | 2.625 | 175 | Yes | [9 empty] | cETL Damp | JAX 12L CHAND BBS | 12 - Light Chandelier |  | EC10312BBS.jpg | EC10312BBS.jpg
EC10312MBK | 12 - Light Chandelier | Jax channels the celestial allure of a starburst silhouette, celebrating its iconic status within classic art deco design. Three finish options - including Burnished Brass, Polished Nickel and a stunning two-tone Midnight Black/Burnished Brass combination - make a refreshingly modern statement. | CHANDELIERS | Jax | Chandeliers | Midnight Black | MBK | Steel |  |  |  |  | 12 Candelabra G16-1/2 60w |  | 12 | No | [14 empty] | 0 | [11 empty] | 23 | 399.98 | 799.96 | 1199.94 | D:38'' H:23'' | 6 | 38 |  |  | 23 | Screw Collar - Stem |  |  |  | 27.875 - 69.875 | [25 empty] | D:5 1/2'' H:1 3/8'' Round |  |  |  |  | 180 | Clear Silver |  |  | Hardwired | 0 | 0 | 0 | 0 | 0 | 0 | 0 | 0 | 0 | 0 | 0 | 014817597554 | 48.25 | 11.75 | 8.25 | 12.7 | 2.707 | 175 | Yes | [9 empty] | cETL Damp | JAX 12L CHAND MBK | 12 - Light Chandelier |  | EC10312MBK.jpg | EC10312MBK.jpg
EC10312PN | 12 - Light Chandelier | Jax channels the celestial allure of a starburst silhouette, celebrating its iconic status within classic art deco design. Three finish options - including Burnished Brass, Polished Nickel and a stunning two-tone Midnight Black/Burnished Brass combination - make a refreshingly modern statement. | CHANDELIERS | Jax | Chandeliers | Polished Nickel | PN | Steel |  |  |  |  | 12 Candelabra G16-1/2 60w |  | 12 | No | [14 empty] | 0 | [11 empty] | 23 | 399.98 | 799.96 | 1199.94 | D:38'' H:23'' | 6 | 38 |  |  | 23 | Screw Collar - Stem |  |  |  | 27.875 - 69.875 | [25 empty] | D:5 1/2'' H:1 3/8'' Round |  |  |  |  | 180 | Clear Silver |  |  | Hardwired | 0 | 0 | 0 | 0 | 0 | 0 | 0 | 0 | 0 | 0 | 0 | 014817597578 | 48.75 | 11.75 | 8.25 | 12.5 | 2.735 | 175 | Yes | [9 empty] | cETL Damp | JAX 12L CHAND PN | 12 - Light Chandelier |  | EC10312PN.jpg | EC10312PN.jpg
EC1048AI | 8 - Light Chandelier | Pastoral references like sculptural, hand-carved goats and birds grace the rustic Caroline collection. A textured Aged Iron finish gives an artisanal, hard-forged feel on each piece, including the 8-light chandelier, a table lamp and a floor lamp. The Aged Iron finish is considered a living finish and will develop an increasingly beautiful patina over time. | CHANDELIERS | Caroline | Chandeliers | Aged Iron | AI | Steel |  |  |  |  | 8 Candelabra G16-1/2 60w |  | 8 | No | [14 empty] | 0 | [12 empty] | 349.98 | 699.96 | 1049.94 | D:30'' H:33'' O:95 3/8'' | 10.3 | 30 |  |  | 33 | Center Lock-Up |  |  | 95.375 | 35.375 - 95.375 | [25 empty] | D:5'' H:1'' Round |  |  |  |  | 180 | Black | 60 |  | Hardwired | 0 | 0 | 0 | 0 | 0 | 0 | 0 | 0 | 0 | 0 | 0 | 014817588811 | 34.75 | 33.5 | 8.18 | 19.2 | 5.511 | 250 | Yes | [9 empty] | cETL Damp | CAROLINE 8L CHAND AI | 8 - Light Chandelier |  | EC1048AI.jpg | EC1048AI.jpg
EC1055BBS | 5 - Light Chandelier | The modernist Apollo impresses with perfectly balanced White Opal Etched Glass globes that gently rest within a spherical Burnished Brass or Polished Nickel frame. Apollo's cosmic appeal and artistic mid-century design is sure to become the focal point of any space. | CHANDELIERS | Apollo | Chandeliers | Burnished Brass | BBS | Steel | White Opal Etched Glass | D:6.3125" H:6.25" |  |  | 5 G9 T4 60w |  | 5 | No | [14 empty] | 0 | [12 empty] | 299.98 | 599.96 | 899.94 | D:32'' H:16 1/2'' O:71 7/8'' | 12.8 | 32 |  |  | 16.5 | Universal Mounting Plate |  |  | 71.875 | 23.875 - 71.875 | [25 empty] | D:5 1/2'' H:1 3/8'' Round |  |  |  |  | 180 | Clear Silver |  |  | Hardwired | 0 | 0 | 0 | 0 | 0 | 0 | 0 | 0 | 0 | 0 | 0 | 014817588668 | 34.75 | 33.25 | 9.5 | 18.4 | 6.352 | 250 | Yes | [9 empty] | cETL Damp | APOLLO 5L CHAND BBS | 5 - Light Chandelier |  | EC1055BBS.jpg | EC1055BBS.jpg
EC1055PN | 5 - Light Chandelier | The modernist Apollo impresses with perfectly balanced White Opal Etched Glass globes that gently rest within a spherical Burnished Brass or Polished Nickel frame. Apollo's cosmic appeal and artistic mid-century design is sure to become the focal point of any space. | CHANDELIERS | Apollo | Chandeliers | Polished Nickel | PN | Steel | White Opal Etched Glass | D:6.3125" H:6.25" |  |  | 5 G9 T4 60w |  | 5 | No | [14 empty] | 0 | [12 empty] | 299.98 | 599.96 | 899.94 | D:32'' H:16 1/2'' O:71 7/8'' | 12.8 | 32 |  |  | 16.5 | Universal Mounting Plate |  |  | 71.875 | 23.875 - 71.875 | [25 empty] | D:5 1/2'' H:1 3/8'' Round |  |  |  |  | 180 | Clear Silver |  |  | Hardwired | 0 | 0 | 0 | 0 | 0 | 0 | 0 | 0 | 0 | 0 | 0 | 014817588675 | 34.5 | 33.5 | 9.75 | 19.3 | 6.521 | 250 | Yes | [9 empty] | cETL Damp | APOLLO 5L CHAND PN | 5 - Light Chandelier |  | EC1055PN.jpg | EC1055PN.jpg
EC10614BBS | 14 - Light Linear Chandelier | Brianna's graceful, seamless curvature and elongated tubular arms lend fluidity and modern appeal to this classic minimalist silhouette. Available in rich, gilded Burnished Brass and the more contemporary Polished Nickel finish. Brianna wall sconces include cylindrical shades in fresh White Linen. | CHANDELIERS | Brianna | Chandeliers | Burnished Brass | BBS | Steel |  |  |  |  | 14 Candelabra Torpedo 60w |  | 14 | No | [14 empty] | 0 | [11 empty] | 45 | 474.98 | 949.96 | 1424.94 | L:47 3/4'' W:9 3/4'' H:12 1/2'' | 15.9 |  | 47.75 | 9.75 | 12.5 | Universal Mounting Plate |  |  |  | 28.25 - 76.25 | [25 empty] | DP:3/4'' W:5 1/8'' H:11 3/4'' Rectangular |  |  |  |  | 180 | Clear Silver |  |  | Hardwired | 0 | 0 | 0 | 0 | 0 | 0 | 0 | 0 | 0 | 0 | 0 | 014817597639 | 50.75 | 14 | 17 | 23.9 | 6.99 | 250 | Yes | [9 empty] | cETL Damp | BRIANNA 14L LINEAR CHAND BBS | 14 - Light Linear Chandelier |  | EC10614BBS.jpg | EC10614BBS.jpg
EC10614PN | 14 - Light Linear Chandelier | Brianna's graceful, seamless curvature and elongated tubular arms lend fluidity and modern appeal to this classic minimalist silhouette. Available in rich, gilded Burnished Brass and the more contemporary Polished Nickel finish. Brianna wall sconces include cylindrical shades in fresh White Linen. | CHANDELIERS | Brianna | Chandeliers | Polished Nickel | PN | Steel |  |  |  |  | 14 Candelabra Torpedo 60w |  | 14 | No | [14 empty] | 0 | [11 empty] | 45 | 474.98 | 949.96 | 1424.94 | L:47 3/4'' W:9 3/4'' H:12 1/2'' | 15.9 |  | 47.75 | 9.75 | 12.5 | Universal Mounting Plate |  |  |  | 28.25 - 76.25 | [25 empty] | DP:3/4'' W:5 1/8'' H:11 3/4'' Rectangular |  |  |  |  | 180 | Clear Silver |  |  | Hardwired | 0 | 0 | 0 | 0 | 0 | 0 | 0 | 0 | 0 | 0 | 0 | 014817597622 | 50.75 | 14 | 17 | 24 | 6.99 | 250 | Yes | [9 empty] | cETL Damp | BRIANNA 14L LINEAR CHAND PN | 14 - Light Linear Chandelier |  | EC10614PN.jpg | EC10614PN.jpg
EC10912BBS | 12 - Light Chandelier |  | CHANDELIERS | Verne | Chandeliers | Burnished Brass | BBS | Steel | Clear Glass | D:4.625" H:4.75" |  |  | 12 Candelabra T8 40w |  | 12 | No | [14 empty] | 0 | [11 empty] | 22 | 599.5 | 1199 | 1798.5 | L:40'' W:40'' H:23 1/4'' | 14.3 |  | 40 | 40 | 23.25 | Screw Collar - Stem |  |  |  | 30.625 - 78.625 | [25 empty] | DP:5 1/2'' W:5 1/2'' H:7/8'' Round |  |  |  |  | 180 | Clear Silver |  |  | Hardwired | 0 | 0 | 0 | 0 | 0 | 0 | 0 | 0 | 0 | 0 | 0 | 014817603903 | 27.5 | 25.75 | 25.25 | 18.7 | 10.347 | 300 | Yes | [9 empty] | cETL Damp | VERNE 12L CHANDELIER | 12 - Light Chandelier |  | EC10912BBS.jpg | EC10912BBS.jpg
EC10912PN | 12 - Light Chandelier |  | CHANDELIERS | Verne | Chandeliers | Polished Nickel | PN | Steel | Clear Glass | D:4.625" H:4.75" |  |  | 12 Candelabra T8 40w |  | 12 | No | [14 empty] | 0 | [11 empty] | 22 | 599.5 | 1199 | 1798.5 | L:40'' W:40'' H:23 1/4'' | 14.3 |  | 40 | 40 | 23.25 | Swivel |  |  |  | 30.625 - 78.625 | [25 empty] | DP:5 1/2'' W:5 1/2'' H:7/8'' Round |  |  |  |  | 180 | Clear Silver |  |  | Hardwired | 0 | 0 | 0 | 0 | 0 | 0 | 0 | 0 | 0 | 0 | 0 | 014817603910 | 27.5 | 25.75 | 25.25 | 18.7 | 10.347 | 300 | Yes | [9 empty] | cETL Damp | VERNE 12L CHANDELIER | 12 - Light Chandelier |  | EC10912PN.jpg | EC10912PN.jpg
EC1108MBK | 8 - Light Chandelier |  | CHANDELIERS | Hopton | Chandeliers | Midnight Black | MBK | Steel |  |  |  |  | 8 Candelabra T8 60w |  | 8 | No | [14 empty] | 0 | [12 empty] | 374.5 | 749 | 1123.5 | L:32'' W:32'' H:15 3/8'' |  |  | 32 | 32 | 15.375 | Universal Mounting Plate | [29 empty] | D:5 1/2'' H:1 3/8'' Round |  |  |  |  | 180 | Clear Silver |  |  | Hardwired | 0 | 0 | 0 | 0 | 0 | 0 | 0 | 0 | 0 | 0 | 0 | 014817603972 | 29.5 | 28.78 | 21 | 14.2 | 10.318 | 300 | Yes | [9 empty] | cETL Damp | HOPTON 8L CHAND MBK | 8 - Light Chandelier |  | EC1108MBK.jpg | EC1108MBK.jpg
EC1108PN | 8 - Light Chandelier |  | CHANDELIERS | Hopton | Chandeliers | Polished Nickel | PN | Steel |  |  |  |  | 8 Candelabra T8 60w |  | 8 | No | [14 empty] | 0 | [12 empty] | 374.5 | 749 | 1123.5 | L:32'' W:32'' H:15 3/8'' |  |  | 32 | 32 | 15.375 | Universal Mounting Plate | [29 empty] | D:5 1/2'' H:1 3/8'' Round |  |  |  |  | 180 | Clear Silver |  |  | Hardwired | 0 | 0 | 0 | 0 | 0 | 0 | 0 | 0 | 0 | 0 | 0 | 014817603965 | 29.5 | 28.78 | 21 | 14.2 | 10.318 | 300 | Yes | [9 empty] | cETL Damp | HOPTON 8L CHAND PN | 8 - Light Chandelier |  | EC1108PN.jpg | EC1108PN.jpg
EC1118MBK | 8 - Light Linear Chandelier |  | CHANDELIERS | Hopton | Chandeliers | Midnight Black | MBK | Steel |  |  |  |  | 8 Candelabra Torpedo 60w |  | 8 | No | [14 empty] | 0 | [8 empty] | Damp |  |  | 22 | 424.5 | 849 | 1273.5 | L:47 1/2'' W:18'' H:20 1/4'' | 10.8 |  | 47.5 | 18 | 20.25 | Screw Collar - Stem |  |  |  | 27.125 - 63.125 | [25 empty] | D:5 1/2'' H:7/8'' Round |  |  |  |  | 180 | Clear Silver |  |  | Hardwired | 0 | 0 | 0 | 0 | 0 | 0 | 0 | 0 | 0 | 0 | 0 | 014817603996 | 29.5 | 28.78 | 21 | 14.2 | 10.318 | 300 | Yes | [9 empty] | cETL Damp | HOPTON 8L LNR MBK | 8 - Light Linear Chandelier |  | EC1118MBK.jpg | EC1118MBK.jpg
EC1118PN | 8 - Light Linear Chandelier |  | CHANDELIERS | Hopton | Chandeliers | Polished Nickel | PN | Steel |  |  |  |  | 8 Candelabra Torpedo 60w |  | 8 | No | [14 empty] | 0 | [8 empty] | Damp |  |  | 22 | 424.5 | 849 | 1273.5 | L:47 1/2'' W:18'' H:20 1/4'' | 10.8 |  | 47.5 | 18 | 20.25 | Universal Mounting Plate |  |  |  | 27.125 - 63.125 | [25 empty] | D:5 1/2'' H:7/8'' Round |  |  |  |  | 180 | Clear Silver |  |  | Hardwired | 0 | 0 | 0 | 0 | 0 | 0 | 0 | 0 | 0 | 0 | 0 | 014817603989 | 29.5 | 28.78 | 21 | 14.2 | 10.318 | 300 | Yes | [9 empty] | cETL Damp | HOPTON 8L LNR PN | 8 - Light Linear Chandelier |  | EC1118PN.jpg | EC1118PN.jpg
EC1128MBKBBS | 8 - Light Chandelier |  | CHANDELIERS | Piro | Chandeliers | Midnight Black | MBK | Steel |  |  |  |  | 8 Candelabra G16-1/2 60w |  | 8 | No | [14 empty] | 0 | [11 empty] | 22 | 249.5 | 499 | 748.5 | L:21 1/4'' W:21 1/4'' H:13 3/8'' | 10.3 |  | 21.25 | 21.25 | 13.375 | Screw Collar - Stem |  |  |  | 21.625 - 63.625 | [25 empty] | DP:5 1/2'' W:5 1/2'' H:1 3/8'' Round |  |  |  |  | 180 | Clear Silver |  |  | Hardwired | 0 | 0 | 0 | 0 | 0 | 0 | 0 | 0 | 0 | 0 | 0 | 014817604061 | 27.5 | 25.75 | 25.25 | 18.7 | 10.347 | 300 | Yes | [9 empty] | cETL Damp | PIRO 8L CHAND BBS MBK | 8 - Light Chandelier |  | EC1128MBKBBS.jpg | EC1128MBKBBS.jpg
EC11320MBKBBS | 20 - Light Chandelier |  | CHANDELIERS | Piro | Chandeliers | Burnished Brass | BBS | Steel |  |  |  |  | 20 Candelabra G16-1/2 60w |  | 20 | No | [14 empty] | 0 | [11 empty] | 22 | 549.5 | 1099 | 1648.5 | L:33 3/8'' W:33 3/8'' H:15 1/2'' | 14.8 |  | 33.375 | 33.375 | 15.5 | Swivel |  |  |  | 22 - 64 | [25 empty] | DP:5 1/2'' W:5 1/2'' H:1 3/8'' Round |  |  |  |  | 180 | Clear Silver |  |  | Hardwired | 0 | 0 | 0 | 0 | 0 | 0 | 0 | 0 | 0 | 0 | 0 | 014817604078 | 27.5 | 25.75 | 25.25 | 18.7 | 10.347 | 300 | Yes | [9 empty] | cETL Damp | PIRO 20L CHAND BBS MBK | 20 - Light Chandelier |  | EC11320MBKBBS.jpg | EC11320MBKBBS.jpg
EF1003MBK | 3 - Light Flush Mount | The Asher is contemporary with time-honored appeal in a low profile, yet large-scale silhouette that exudes understated elegance. Available in either a Midnight Black or Matte White exterior finish, both versions utilize an artisanal, hand-applied treatment of real gold leaf that lines the interior of the shade while a silk screen glass diffuser softens the illumination. | CEILING | Asher | Ceiling Lights | Midnight Black | MBK | Steel | Silk Screen White Inside Clear Outside Glass | D:13.75" H:0.625" |  |  | 3 Candelabra Torpedo 60w |  | 3 | No | [14 empty] | 0 | [12 empty] | 124.98 | 249.96 | 374.94 | D:14 1/2'' H:4 5/8'' | 5.7 | 14.5 |  |  | 4.625 | Cap Nuts | [29 empty] | D:10'' H:3/4'' Round |  |  |  |  | 8 | Black/White |  |  | Hardwired | 0 | 0 | 0 | 0 | 0 | 0 | 0 | 0 | 0 | 0 | 0 | 014817588798 | 18 | 10.5 | 17.5 | 8.6 | 1.914 | 175 | Yes | [9 empty] | cETL Damp | ASHER 3L FLSHMNT MBK | 3 - Light Flush Mount |  | EF1003MBK.jpg | EF1003MBK.jpg
EF1003MWT | 3 - Light Flush Mount | The Asher is contemporary with time-honored appeal in a low profile, yet large-scale silhouette that exudes understated elegance. Available in either a Midnight Black or Matte White exterior finish, both versions utilize an artisanal, hand-applied treatment of real gold leaf that lines the interior of the shade while a silk screen glass diffuser softens the illumination. | CEILING | Asher | Ceiling Lights | Matte White | MWT | Steel | Silk Screen White Inside Clear Outside Glass | D:13.75" H:0.625" |  |  | 3 Candelabra Torpedo 60w |  | 3 | No | [14 empty] | 0 | [12 empty] | 124.98 | 249.96 | 374.94 | D:14 1/2'' H:4 5/8'' | 5.7 | 14.5 |  |  | 4.625 | Cap Nuts | [29 empty] | D:10'' H:3/4'' Round |  |  |  |  | 8 | Black/White |  |  | Hardwired | 0 | 0 | 0 | 0 | 0 | 0 | 0 | 0 | 0 | 0 | 0 | 014817588804 | 18 | 18 | 10.5 | 8.7 | 1.969 | 175 | Yes | [9 empty] | cETL Damp | ASHER 3L FLSHMNT MWT | 3 - Light Flush Mount |  | EF1003MWT.jpg | EF1003MWT.jpg
EF1011MBK | 1 - Light Flush Mount | Carter is a two-tone beauty with a modern Matte White finish paired with sleek Burnished Brass that brightens up any space. Fine perforated details on the conical shades heighten visual impact on both the pendant and flushmount fixtures. | CEILING | Carter | Ceiling Lights | Midnight Black / Burnished Brass | MBK / BBS | Steel | Midnight Black Steel |  |  |  | 1 Medium A19 75w |  | 1 | No | [14 empty] | 0 | [12 empty] | 95.98 | 191.96 | 287.94 | D:11'' H:8 3/8'' | 3.5 | 11 |  |  | 8.375 | Cap Nuts | [29 empty] | D:5'' H:1'' Round |  |  |  |  | 8 | Black/White |  |  | Hardwired | 0 | 0 | 0 | 0 | 0 | 0 | 0 | 0 | 0 | 0 | 0 | 014817597530 | 13.75 | 13.75 | 11.75 | 4.3 | 1.286 | 250 | Yes | [9 empty] | cETL Damp | CARTER 1L FLSHMNT MBK | 1 - Light Flush Mount |  | EF1011MBK.jpg | EF1011MBK.jpg
EF1011MWT | 1 - Light Flush Mount | Carter is a two-tone beauty with a modern Matte White finish paired with sleek Burnished Brass that brightens up any space. Fine perforated details on the conical shades heighten visual impact on both the pendant and flushmount fixtures. | CEILING | Carter | Ceiling Lights | Matte White / Burnished Brass | MWT / BBS | Steel | Matte White Steel |  |  |  | 1 Medium A19 75w |  | 1 | No | [14 empty] | 0 | [12 empty] | 95.98 | 191.96 | 287.94 | D:11'' H:8 3/8'' | 3.5 | 11 |  |  | 8.375 | Cap Nuts | [29 empty] | D:5'' H:1'' Round |  |  |  |  | 8 | Black/White |  |  | Hardwired | 0 | 0 | 0 | 0 | 0 | 0 | 0 | 0 | 0 | 0 | 0 | 014817588767 | 14 | 13.75 | 12 | 4.5 | 1.337 | 250 | Yes | [9 empty] | cETL Damp | CARTER 1L FLSHMNT MWT | 1 - Light Flush Mount |  | EF1011MWT.jpg | EF1011MWT.jpg
EF1023MBK | 3 - Light Flush Mount | The retro-inspired Jane collection features a luxe two-tone finish of Burnished Brass with Midnight Black or Matte White accents. Adjustable shades on Jane chandeliers enable illumination that perfectly suits your space. Elongated arms and soft curves add dimension and drama to each fixture. | CEILING | Jane | Ceiling Lights | Midnight Black / Burnished Brass | MBK / BBS | Steel | Midnight Black Steel |  |  |  | 3 Candelabra G16-1/2 60w |  | 3 | No | [14 empty] | 0 | [12 empty] | 111.48 | 222.96 | 334.44 | D:24'' H:6'' | 5.2 | 24 |  |  | 6 | Screw(s) | [29 empty] | D:5'' H:1 1/8'' Round |  |  |  |  | 8 | Black/White |  |  | Hardwired | 0 | 0 | 0 | 0 | 0 | 0 | 0 | 0 | 0 | 0 | 0 | 014817588606 | 23.75 | 23 | 9.25 | 8.6 | 2.924 | 250 | Yes | [9 empty] | cETL Damp | JANE 3L FLSHMNT MBK | 3 - Light Flush Mount |  | EF1023MBK.jpg | EF1023MBK.jpg
EF1023MWT | 3 - Light Flush Mount | The retro-inspired Jane collection features a luxe two-tone finish of Burnished Brass with Midnight Black or Matte White accents. Adjustable shades on Jane chandeliers enable illumination that perfectly suits your space. Elongated arms and soft curves add dimension and drama to each fixture. | CEILING | Jane | Ceiling Lights | Matte White / Burnished Brass | MWT / BBS | Steel | Matte White Steel |  |  |  | 3 Candelabra G16-1/2 60w |  | 3 | No | [14 empty] | 0 | [12 empty] | 111.48 | 222.96 | 334.44 | D:24'' H:6'' | 5.2 | 24 |  |  | 6 | Screw(s) | [29 empty] | D:5'' H:1 1/8'' Round |  |  |  |  | 8 | Black/White |  |  | Hardwired | 0 | 0 | 0 | 0 | 0 | 0 | 0 | 0 | 0 | 0 | 0 | 014817588613 | 24 | 23 | 9.5 | 7.9 | 3.035 | 250 | Yes | [9 empty] | cETL Damp | JANE 3L FLSHMNT MWT | 3 - Light Flush Mount |  | EF1023MWT.jpg | EF1023MWT.jpg
EF1036BBS | 6 - Light Semi-Flush Mount |  | CEILING | Verne | Ceiling Lights | Burnished Brass / Burnished Brass | BBS / BBS | Steel | Clear Glass | D:4.625" H:4.75" |  |  | 6 Candelabra T8 40w |  | 6 | No | [14 empty] | 0 | [12 empty] | 189.5 | 379 | 568.5 | L:20'' W:20'' H:11 3/8'' | 7.3 |  | 20 | 20 | 11.375 | Screw(s) | [29 empty] | D:5 1/8'' H:1'' Round |  |  |  |  | 8 | Black/White |  |  | Hardwired | 0 | 0 | 0 | 0 | 0 | 0 | 0 | 0 | 0 | 0 | 0 | 014817603941 | 24 | 23 | 9.5 | 7.9 | 3.035 | 250 | Yes | [9 empty] | cETL Damp | VERNE 6L SF BBS | 6 - Light Semi-Flush Mount |  | EF1036BBS.jpg | EF1036BBS.jpg
EF1036PN | 6 - Light Semi-Flush Mount |  | CEILING | Verne | Ceiling Lights | Polished Nickel / Burnished Brass | PN / BBS | Steel | Clear Glass | D:4.625" H:4.75" |  |  | 6 Candelabra T8 40w |  | 6 | No | [14 empty] | 0 | [12 empty] | 189.5 | 379 | 568.5 | L:20'' W:20'' H:11 3/8'' | 7.3 |  | 20 | 20 | 11.375 | Screw(s) | [29 empty] | D:5 1/8'' H:1'' Round |  |  |  |  | 8 | Black/White |  |  | Hardwired | 0 | 0 | 0 | 0 | 0 | 0 | 0 | 0 | 0 | 0 | 0 | 014817603958 | 24 | 23 | 9.5 | 7.9 | 3.035 | 250 | Yes | [9 empty] | cETL Damp | VERNE 6L SF PN | 6 - Light Semi-Flush Mount |  | EF1036PN.jpg | EF1036PN.jpg
EF1044MBKBBS | 4 - Light Flush Mount |  | CEILING | Piro | Ceiling Lights | Burnished Brass | BBS | Steel |  |  |  |  | 4 Candelabra G16-1/2 60w |  | 4 | No | [14 empty] | 0 | [12 empty] | 124.5 | 249 | 373.5 | L:14 3/4'' W:14 3/4'' H:10 1/8'' | 3.3 |  | 14.75 | 14.75 | 10.125 | Screw(s) | [29 empty] | DP:5 1/2'' W:5 1/2'' H:7/8'' Round |  |  |  |  | 8 | Black/White |  |  | Hardwired | 0 | 0 | 0 | 0 | 0 | 0 | 0 | 0 | 0 | 0 | 0 | 014817604085 | 18 | 10.5 | 17.5 | 8.6 | 1.914 | 175 | Yes | [9 empty] | cETL Damp | PIRO 4L SEMIFLUSH BBSMBK | 4 - Light Flush Mount |  | EF1044MBKBBS.jpg | EF1044MBKBBS.jpg
EP1001WGV | 1 - Light Pendant | Mid-century design meets touches of rustic and industrial in the handsome Haymarket pendant. Layered concentric tiers constructed of cast metal add depth and dimension while a painted white interior catches the light. The artisanal hand-applied Weathered Galvanized finish recreates the authenticity of vintage industrial fixtures. | LINE VOLTAGE PENDANT | Haymarket | Pendants | Weathered Galvanized | WGV | Steel | Weathered Galvanized Steel |  |  |  | 1 Medium A19 75w |  | 1 | No | [14 empty] | 0 | [12 empty] | 159.48 | 318.96 | 478.44 | D:18 1/8'' H:10 1/8'' O:74 1/2'' | 6.6 | 18.125 |  |  | 10.125 | Center Lock-Up |  |  | 74.5 | 13.5 - 74.5 | [25 empty] | D:5'' H:1 1/8'' Round |  |  |  |  | 180 | Clear Silver |  |  | Hardwired | 0 | 0 | 0 | 0 | 0 | 0 | 0 | 0 | 0 | 0 | 0 | 014817588927 | 21.5 | 21 | 13.125 | 13.2 | 3.429 | 250 | Yes | [9 empty] | cETL Damp | HAYMARKET 1L PENDANT WGV | 1 - Light Pendant |  | EP1001WGV.jpg | EP1001WGV.jpg
EP1011MWT | Large 1 - Light Pendant | Darwin thoughtfully blends classic elements of urban and rustic styles, featuring a modern and dramatic Matte White metal shades accented by the warm, earthy tones of natural wood crowns. The ultra-sleek metal pendant shades come in three sizes - 8" diameter, 12" diameter, and a generous, larger-scale 19" diameter. | LINE VOLTAGE PENDANT | Darwin | Pendants | Matte White / Natural Wood | MWT / NW | Steel | Matte White Steel | D:19" H:11.5" |  |  | 1 Medium A19 75w |  | 1 | No | [14 empty] | 0 | [12 empty] | 141.98 | 283.96 | 425.94 | D:19'' H:13 3/8'' O:68 3/4'' | 5.5 | 19 |  |  | 13.375 | Universal Mounting Plate |  |  | 68.75 | 20.75 - 68.75 | [25 empty] | D:5 1/2'' H:1 3/8'' Round |  |  |  |  | 180 | Clear Silver |  |  | Hardwired | 0 | 0 | 0 | 0 | 0 | 0 | 0 | 0 | 0 | 0 | 0 | 014817588705 | 22 | 22 | 17.75 | 11.7 | 4.972 | 250 | Yes | [9 empty] | cETL Damp | DARWIN 1L LG PENDANT MWT | Large 1 - Light Pendant |  | EP1011MWT_ALT1.jpg | EP1011MWT.jpg
EP1021BBS | Medium 1 - Light Pendant | Brisbin is a three-tiered masterpiece inspired by classic mid-century design featuring the dramatic interplay of layered concentric rounds. Stacked, symmetrical shades are painted white on the interior, gently diffusing the light as it grazes each layer. Brisbin pendants come in 18" and 24" diameters and three finish options - Burnished Brass, Matte White and Polished Nickel. | LINE VOLTAGE PENDANT | Brisbin | Pendants | Burnished Brass / Matte White | BBS / MWT | Steel | Burnished Brass Steel |  |  |  | 1 Medium A19 75w |  | 1 | No | [14 empty] | 0 | [12 empty] | 199.98 | 399.96 | 599.94 | D:18'' H:8 1/8'' O:63 1/2'' | 7.7 | 18 |  |  | 8.125 | Universal Mounting Plate |  |  | 63.5 | 15.5 - 63.5 | [25 empty] | D:5 1/2'' H:1 3/8'' Round |  |  |  |  | 180 | Clear Silver |  |  | Hardwired | 0 | 0 | 0 | 0 | 0 | 0 | 0 | 0 | 0 | 0 | 0 | 014817588712 | 21.5 | 21.5 | 13 | 12.2 | 3.478 | 250 | Yes | [9 empty] | cETL Damp | BRISBIN 1L MD PENDANT BBS | Medium 1 - Light Pendant |  | EP1021BBS.jpg | EP1021BBS.jpg
EP1021MWT | Medium 1 - Light Pendant | Brisbin is a three-tiered masterpiece inspired by classic mid-century design featuring the dramatic interplay of layered concentric rounds. Stacked, symmetrical shades are painted white on the interior, gently diffusing the light as it grazes each layer. Brisbin pendants come in 18" and 24" diameters and three finish options - Burnished Brass, Matte White and Polished Nickel. | LINE VOLTAGE PENDANT | Brisbin | Pendants | Matte White | MWT | Steel | Matte White Steel |  |  |  | 1 Medium A19 75w |  | 1 | No | [14 empty] | 0 | [12 empty] | 199.98 | 399.96 | 599.94 | D:18'' H:8 1/8'' O:63 1/2'' | 7.7 | 18 |  |  | 8.125 | Universal Mounting Plate |  |  | 63.5 | 15.5 - 63.5 | [25 empty] | D:5 1/2'' H:1 3/8'' Round |  |  |  |  | 180 | Clear Silver |  |  | Hardwired | 0 | 0 | 0 | 0 | 0 | 0 | 0 | 0 | 0 | 0 | 0 | 014817588736 | 21.5 | 21.5 | 12.75 | 12.6 | 3.411 | 250 | Yes | [9 empty] | cETL Damp | BRISBIN 1L MD PENDANT MWT | Medium 1 - Light Pendant |  | EP1021MWT.jpg | EP1021MWT.jpg
EP1021PN | Medium 1 - Light Pendant | Brisbin is a three-tiered masterpiece inspired by classic mid-century design featuring the dramatic interplay of layered concentric rounds. Stacked, symmetrical shades are painted white on the interior, gently diffusing the light as it grazes each layer. Brisbin pendants come in 18" and 24" diameters and three finish options - Burnished Brass, Matte White and Polished Nickel. | LINE VOLTAGE PENDANT | Brisbin | Pendants | Polished Nickel / Matte White | PN / MWT | Steel | Polished Nickel Steel |  |  |  | 1 Medium A19 75w |  | 1 | No | [14 empty] | 0 | [12 empty] | 199.98 | 399.96 | 599.94 | D:18'' H:8 1/8'' O:63 1/2'' | 7.7 | 18 |  |  | 8.125 | Universal Mounting Plate |  |  | 63.5 | 15.5 - 63.5 | [25 empty] | D:5 1/2'' H:1 3/8'' Round |  |  |  |  | 180 | Clear Silver |  |  | Hardwired | 0 | 0 | 0 | 0 | 0 | 0 | 0 | 0 | 0 | 0 | 0 | 014817588729 | 21.5 | 21.5 | 12.75 | 12.7 | 3.411 | 250 | Yes | [9 empty] | cETL Damp | BRISBIN 1L MD PENDANT PN | Medium 1 - Light Pendant |  | EP1021PN.jpg | EP1021PN.jpg
EP1031MWT | 1 - Light Pendant | The Candor pendant is every bit as industrial as it is modern, channeling vintage "rise & fall" pendants that utilize a pulley system and counterweight with adjustability that delivers the perfect concentration of downlight for your space. A metal-spun shade in Matte White pairs with a black cord and Burnished Brass hardware and counterweight. | LINE VOLTAGE PENDANT | Candor | Pendants | Matte White / Burnished Brass | MWT / BBS | Steel | Matte White Steel |  |  |  | 1 Medium A19 75w |  | 1 | No | [14 empty] | 0 | [12 empty] | 174.98 | 349.96 | 524.94 | D:17'' H:7 5/8'' O:144'' | 9.6 | 17 |  |  | 7.625 | Screw(s) |  |  | 144 | 36 - 144 | [25 empty] | D:5'' H:2'' Round |  |  |  |  | 180 | Black |  |  | Hardwired | 0 | 0 | 0 | 0 | 0 | 0 | 0 | 0 | 0 | 0 | 0 | 014817588743 | 20.25 | 19.5 | 12.75 | 13.7 | 2.914 | 175 | Yes | [9 empty] | cETL Damp | CANDOR 1L PENDANT MWT | 1 - Light Pendant |  | EP1031MWT.jpg | EP1031MWT.jpg
EP1041MBK | Wide 1 - Light Pendant | Carter is a two-tone beauty with a modern Matte White finish paired with sleek Burnished Brass that brightens up any space. Fine perforated details on the conical shades heighten visual impact on both the pendant and flushmount fixtures. | LINE VOLTAGE PENDANT | Carter | Pendants | Midnight Black / Burnished Brass | MBK / BBS | Steel | Midnight Black Steel |  |  |  | 1 Medium A19 75w |  | 1 | No | [14 empty] | 0 | [11 empty] | 23 | 164.48 | 328.96 | 493.44 | D:12 1/2'' H:14 1/2'' O:69 7/8'' | 6.6 | 12.5 |  |  | 14.5 | Universal Mounting Plate |  |  | 69.875 | [26 empty] | D:5 1/2'' H:1 3/8'' Round |  |  |  |  | 180 | Clear Silver |  |  | Hardwired | 0 | 0 | 0 | 0 | 0 | 0 | 0 | 0 | 0 | 0 | 0 | 014817597516 | 17.75 | 15.75 | 15.5 | 10.1 | 2.508 | 175 | Yes | [9 empty] | cETL Damp | CARTER 1L WIDE PENDANT MBK | Wide 1 - Light Pendant |  | EP1041MBK.jpg | EP1041MBK.jpg
EP1041MWT | Wide 1 - Light Pendant | Carter is a two-tone beauty with a modern Matte White finish paired with sleek Burnished Brass that brightens up any space. Fine perforated details on the conical shades heighten visual impact on both the pendant and flushmount fixtures. | LINE VOLTAGE PENDANT | Carter | Pendants | Matte White / Burnished Brass | MWT / BBS | Steel | Matte White Steel |  |  |  | 1 Medium A19 75w |  | 1 | No | [14 empty] | 0 | [12 empty] | 164.48 | 328.96 | 493.44 | D:12 1/2'' H:14 1/2'' O:69 7/8'' | 6.6 | 12.5 |  |  | 14.5 | Universal Mounting Plate |  |  | 69.875 | 21.875 - 69.875 | [25 empty] | D:5 1/2'' H:1 3/8'' Round |  |  |  |  | 180 | Clear Silver |  |  | Hardwired | 0 | 0 | 0 | 0 | 0 | 0 | 0 | 0 | 0 | 0 | 0 | 014817588750 | 17.75 | 15.875 | 15.875 | 10 | 2.589 | 250 | Yes | [9 empty] | cETL Damp | CARTER 1L WIDE PENDANT MWT | Wide 1 - Light Pendant |  | EP1041MWT.jpg | EP1041MWT.jpg
EP1055MBK | 5 - Light Pendant | The Asher is contemporary with time-honored appeal in a low profile, yet large-scale silhouette that exudes understated elegance. Available in either a Midnight Black or Matte White exterior finish, both versions utilize an artisanal, hand-applied treatment of real gold leaf that lines the interior of the shade while a silk screen glass diffuser softens the illumination. | LINE VOLTAGE PENDANT | Asher | Pendants | Midnight Black | MBK | Steel | Silk Screen White Inside Clear Outside Glass | D:18.125" H:1" |  |  | 5 Candelabra Torpedo 60w |  | 5 | No | [14 empty] | 0 | [12 empty] | 162.98 | 325.96 | 488.94 | D:19'' H:5 3/8'' O:60 3/4'' | 8.2 | 19 |  |  | 5.375 | Universal Mounting Plate |  |  | 60.75 | 12.75 - 60.75 | [25 empty] | D:5 1/2'' H:1 3/8'' Round |  |  |  |  | 180 | Clear Silver |  |  | Hardwired | 0 | 0 | 0 | 0 | 0 | 0 | 0 | 0 | 0 | 0 | 0 | 014817588774 | 22.5 | 22.25 | 11.25 | 16.2 | 3.259 | 175 | Yes | [9 empty] | cETL Damp | ASHER 5L PENDANT MBK | 5 - Light Pendant |  | EP1055MBK.jpg | EP1055MBK.jpg
EP1055MWT | 5 - Light Pendant | The Asher is contemporary with time-honored appeal in a low profile, yet large-scale silhouette that exudes understated elegance. Available in either a Midnight Black or Matte White exterior finish, both versions utilize an artisanal, hand-applied treatment of real gold leaf that lines the interior of the shade while a silk screen glass diffuser softens the illumination. | LINE VOLTAGE PENDANT | Asher | Pendants | Matte White | MWT | Steel | Silk Screen White Inside Clear Outside Glass | D:18.125" H:1" |  |  | 5 Candelabra Torpedo 60w |  | 5 | No | [14 empty] | 0 | [12 empty] | 162.98 | 325.96 | 488.94 | D:19'' H:5 3/8'' O:60 3/4'' | 8.2 | 19 |  |  | 5.375 | Universal Mounting Plate |  |  | 60.75 | 12.75 - 60.75 | [25 empty] | D:5 1/2'' H:1 3/8'' Round |  |  |  |  | 180 | Clear Silver |  |  | Hardwired | 0 | 0 | 0 | 0 | 0 | 0 | 0 | 0 | 0 | 0 | 0 | 014817588781 | 22.75 | 22.25 | 11 | 16.8 | 3.222 | 175 | Yes | [9 empty] | cETL Damp | ASHER 5L PENDANT MWT | 5 - Light Pendant |  | EP1055MWT.jpg | EP1055MWT.jpg
EP1061AI | 1 - Light Pendant | Dunne channels vintage lamps of yesteryear, with a rustic Aged Iron frame and an hand-sewn Natural Linen fabric shade that diffuses the light for a perfect glow. Soft, gently curved metal work on the crown gives an extra layer of airiness for maximum visual impact. Dunne is available in a 1-light pendant, a 34" diameter 4-light pendant, a 34.5" tall 4-light pendant, and a 4-light floor lamp. | LINE VOLTAGE PENDANT | Dunne | Pendants | Aged Iron | AI | Steel | Natural Linen Fabric |  |  |  | 1 Medium A19 75w |  | 1 | No | [14 empty] | 0 | [12 empty] | 186.48 | 372.96 | 559.44 | D:17 1/8'' H:20'' O:194 5/8'' | 3.96 | 17.125 |  |  | 20 | Cap Nuts |  |  | 194.625 | 22.625 - 194.625 | [25 empty] | D:5'' H:5/8'' Round |  |  |  |  | 180 | Black |  |  | Hardwired | 0 | 0 | 0 | 0 | 0 | 0 | 0 | 0 | 0 | 0 | 0 | 014817588934 | 23.75 | 19 | 19 | 8.4 | 4.962 | 300 | Yes | [9 empty] | cETL Damp | DUNNE 1L PENDANT AI | 1 - Light Pendant |  | EP1061AI.jpg | EP1061AI.jpg
EP1071MWT | Medium 1 - Light Pendant | Darwin thoughtfully blends classic elements of urban and rustic styles, featuring a modern and dramatic Matte White metal shades accented by the warm, earthy tones of natural wood crowns. The ultra-sleek metal pendant shades come in three sizes - 8" diameter, 12" diameter, and a generous, larger-scale 19" diameter. | LINE VOLTAGE PENDANT | Darwin | Pendants | Matte White / Natural Wood | MWT / NW | Steel | Matte White Steel |  |  |  | 1 Medium A19 75w |  | 1 | No | [14 empty] | 0 | [12 empty] | 117.98 | 235.96 | 353.94 | D:12'' H:14 5/8'' O:70'' | 2.9 | 12 |  |  | 14.625 | Universal Mounting Plate |  |  | 70 | 22 - 70 | [25 empty] | D:5 1/2'' H:1 3/8'' Round |  |  |  |  | 180 | Clear Silver |  |  | Hardwired | 0 | 0 | 0 | 0 | 0 | 0 | 0 | 0 | 0 | 0 | 0 | 014817593877 | 18.25 | 15 | 15 | 6.7 | 2.376 | 250 | Yes | [9 empty] | cETL Damp | DARWIN 1L MD PENDANT MWT | Medium 1 - Light Pendant |  | EP1071MWT.jpg | EP1071MWT.jpg
EP1081BBS | Large 1 - Light Pendant | Brisbin is a three-tiered masterpiece inspired by classic mid-century design featuring the dramatic interplay of layered concentric rounds. Stacked, symmetrical shades are painted white on the interior, gently diffusing the light as it grazes each layer. Brisbin pendants come in 18" and 24" diameters and three finish options - Burnished Brass, Matte White and Polished Nickel. | LINE VOLTAGE PENDANT | Brisbin | Pendants | Burnished Brass / Matte White | BBS / MWT | Steel | Burnished Brass Steel |  |  |  | 1 Medium A19 75w |  | 1 | No | [14 empty] | 0 | [12 empty] | 324.98 | 649.96 | 974.94 | D:24'' H:10 3/4'' O:65 1/8'' | 12.6 | 24 |  |  | 10.75 | Universal Mounting Plate |  |  | 65.125 | 17.125 - 65.125 | [25 empty] | D:5 1/2'' H:1 3/8'' Round |  |  |  |  | 180 | Clear Silver |  |  | Hardwired | 0 | 0 | 0 | 0 | 0 | 0 | 0 | 0 | 0 | 0 | 0 | 014817593884 | 27.5 | 27.25 | 13.78 | 19.6 | 5.976 | 250 | Yes | [9 empty] | cETL Damp | BRISBIN 1L LG PENDANT BBS | Large 1 - Light Pendant |  | EP1081BBS.jpg | EP1081BBS.jpg
EP1081MWT | Large 1 - Light Pendant | Brisbin is a three-tiered masterpiece inspired by classic mid-century design featuring the dramatic interplay of layered concentric rounds. Stacked, symmetrical shades are painted white on the interior, gently diffusing the light as it grazes each layer. Brisbin pendants come in 18" and 24" diameters and three finish options - Burnished Brass, Matte White and Polished Nickel. | LINE VOLTAGE PENDANT | Brisbin | Pendants | Matte White / Matte White | MWT / MWT | Steel | Matte White Steel |  |  |  | 1 Medium A19 75w |  | 1 | No | [14 empty] | 0 | [12 empty] | 324.98 | 649.96 | 974.94 | D:24'' H:10 3/4'' O:65 1/8'' | 12.6 | 24 |  |  | 10.75 | Universal Mounting Plate |  |  | 65.125 | 17.125 - 65.125 | [25 empty] | D:5 1/2'' H:1 3/8'' Round |  |  |  |  | 180 | Clear Silver |  |  | Hardwired | 0 | 0 | 0 | 0 | 0 | 0 | 0 | 0 | 0 | 0 | 0 | 014817593907 | 27.75 | 27.25 | 14 | 20.7 | 6.127 | 250 | Yes | [9 empty] | cETL Damp | BRISBIN 1L LG PENDANT MWT | Large 1 - Light Pendant |  | EP1081MWT.jpg | EP1081MWT.jpg
EP1081PN | Large 1 - Light Pendant | Brisbin is a three-tiered masterpiece inspired by classic mid-century design featuring the dramatic interplay of layered concentric rounds. Stacked, symmetrical shades are painted white on the interior, gently diffusing the light as it grazes each layer. Brisbin pendants come in 18" and 24" diameters and three finish options - Burnished Brass, Matte White and Polished Nickel. | LINE VOLTAGE PENDANT | Brisbin | Pendants | Polished Nickel / Matte White | PN / MWT | Steel | Polished Nickel Steel |  |  |  | 1 Medium A19 75w |  | 1 | No | [14 empty] | 0 | [12 empty] | 324.98 | 649.96 | 974.94 | D:24'' H:10 3/4'' O:65 1/8'' | 12.6 | 24 |  |  | 10.75 | Universal Mounting Plate |  |  | 65.125 | 17.125 - 65.125 | [25 empty] | D:5 1/2'' H:1 3/8'' Round |  |  |  |  | 180 | Clear Silver |  |  | Hardwired | 0 | 0 | 0 | 0 | 0 | 0 | 0 | 0 | 0 | 0 | 0 | 014817593891 | 27.5 | 27.18 | 14 | 20 | 6.056 | 250 | Yes | [9 empty] | cETL Damp | BRISBIN 1L LG PENDANT PN | Large 1 - Light Pendant |  | EP1081PN.jpg | EP1081PN.jpg
EP1091MBK | Tall 1 - Light Pendant | Carter is a two-tone beauty with a modern Matte White finish paired with sleek Burnished Brass that brightens up any space. Fine perforated details on the conical shades heighten visual impact on both the pendant and flushmount fixtures. | LINE VOLTAGE PENDANT | Carter | Pendants | Midnight Black / Burnished Brass | MBK / BBS | Steel | Midnight Black Steel |  |  |  | 1 Medium A19 75w |  | 1 | No | [14 empty] | 0 | [11 empty] | 23 | 199.98 | 399.96 | 599.94 | D:8'' H:17 7/8'' | 4.9 | 8 |  |  | 17.875 | Universal Mounting Plate |  |  |  | 25.25 - 61.25 | [25 empty] | D:5 1/2'' H:1 3/8'' Round |  |  |  |  | 180 | Clear Silver |  |  | Hardwired | 0 | 0 | 0 | 0 | 0 | 0 | 0 | 0 | 0 | 0 | 0 | 014817597523 | 21.25 | 11 | 11 | 7.7 | 1.488 | 175 | Yes | [9 empty] | cETL Damp | CARTER 1L TALL PENDANT MBK | Tall 1 - Light Pendant |  | EP1091MBK.jpg | EP1091MBK.jpg
EP1091MWT | Tall 1 - Light Pendant | Carter is a two-tone beauty with a modern Matte White finish paired with sleek Burnished Brass that brightens up any space. Fine perforated details on the conical shades heighten visual impact on both the pendant and flushmount fixtures. | LINE VOLTAGE PENDANT | Carter | Pendants | Matte White / Burnished Brass | MWT / BBS | Steel | Matte White Steel |  |  |  | 1 Medium A19 75w |  | 1 | No | [14 empty] | 0 | [12 empty] | 199.98 | 399.96 | 599.94 | D:8'' H:17 7/8'' O:61 1/4'' | 4.9 | 8 |  |  | 17.875 | Universal Mounting Plate |  |  | 61.25 | 25.25 - 61.25 | [25 empty] | D:5 1/2'' H:1 3/8'' Round |  |  |  |  | 180 | Clear Silver |  |  | Hardwired | 0 | 0 | 0 | 0 | 0 | 0 | 0 | 0 | 0 | 0 | 0 | 014817593914 | 21.5 | 11.5 | 11.5 | 7.7 | 1.645 | 175 | Yes | [9 empty] | cETL Damp | CARTER 1L TALL PENDANT MWT | Tall 1 - Light Pendant |  | EP1091MWT.jpg | EP1091MWT.jpg
EP1101AI | 1 - Light Pendant | The Atlas Floor Lamp, standing boldly on four legs, and the Atlas Pendant exude touches of mid-century modern style with rustic undertones. A hand-forged Aged Iron finish pairs with a hand-blown Clear Seeded Glass globe shade to complete this minimalist design that's sure to make a statement. | LINE VOLTAGE PENDANT | Atlas | Pendants | Aged Iron | AI | Steel | Clear Seeded Glass | D:11.75" H:11.5" |  |  | 1 Medium A19 60w |  | 1 | No | [14 empty] | 0 | [12 empty] | 149.98 | 299.96 | 449.94 | D:12 1/2'' H:20 3/4'' O:75 3/8'' | 7.8 | 12.5 |  |  | 20.75 | Universal Mounting Plate |  |  | 75.375 | 27.375 - 75.375 | [25 empty] | D:5 1/2'' H:1 3/8'' Round |  |  |  |  | 180 | Black |  |  | Hardwired | 0 | 0 | 0 | 0 | 0 | 0 | 0 | 0 | 0 | 0 | 0 | 014817593945 | 27.5 | 15.25 | 15.18 | 10 | 3.684 | 250 | Yes | [9 empty] | cETL Damp | ATLAS 1L PENDANT AI | 1 - Light Pendant |  | EP1101AI.jpg | EP1101AI.jpg
EP1114AI | 4 - Light Pendant | Dunne channels vintage lamps of yesteryear, with a rustic Aged Iron frame and an hand-sewn Natural Linen fabric shade that diffuses the light for a perfect glow. Soft, gently curved metal work on the crown gives an extra layer of airiness for maximum visual impact. Dunne is available in a 1-light pendant, a 34" diameter 4-light pendant, a 34.5" tall 4-light pendant, and a 4-light floor lamp. | LINE VOLTAGE PENDANT | Dunne | Pendants | Aged Iron | AI | Steel | Natural Linen Fabric | D:34" H:16" |  |  | 4 Medium A19 60w |  | 4 | No | [14 empty] | 0 |  |  |  |  | Black | [7 empty] | 324.98 | 649.96 | 974.94 | D:34'' H:16 3/8'' O:190'' | 8 | 34 |  |  | 16.375 | Cap Nuts |  |  | 190 | [26 empty] | D:5'' H:5/8'' Round |  |  |  |  | 180 | Black |  |  | Hardwired | 0 | 0 | 0 | 0 | 0 | 0 | 0 | 0 | 0 | 0 | 0 | 014817593921 | 36.58 | 36.38 | 19.78 | 19.8 | 15.233 | 300 | Yes | [9 empty] | cETL Damp | DUNNE 4L PENDANT AI | 4 - Light Pendant |  | EP1114AI.jpg | EP1114AI.jpg
EP1124AI | 4 - Light Pendant | Dunne channels vintage lamps of yesteryear, with a rustic Aged Iron frame and an hand-sewn Natural Linen fabric shade that diffuses the light for a perfect glow. Soft, gently curved metal work on the crown gives an extra layer of airiness for maximum visual impact. Dunne is available in a 1-light pendant, a 34" diameter 4-light pendant, a 34.5" tall 4-light pendant, and a 4-light floor lamp. | LINE VOLTAGE PENDANT | Dunne | Pendants | Aged Iron | AI | Steel | Natural Linen Fabric |  |  |  | 4 Medium A19 60w |  | 4 | No | [14 empty] | 0 | [12 empty] | 324.98 | 649.96 | 974.94 | D:21 7/8'' H:34 1/2'' O:208 1/2'' | 8.8 | 21.875 |  |  | 34.5 | Cap Nuts |  |  | 208.5 | [26 empty] | D:5'' H:5/8'' Round |  |  |  |  | 180 | Black |  |  | Hardwired | 0 | 0 | 0 | 0 | 0 | 0 | 0 | 0 | 0 | 0 | 0 | 014817593938 | 38.25 | 24.375 | 24.375 | 18.2 | 13.152 | 300 | Yes | [9 empty] | cETL Damp | DUNNE 4L PENDANT AI | 4 - Light Pendant |  | EP1124AI.jpg | EP1124AI.jpg
EP1131MWT | Small 1 - Light Pendant | Darwin thoughtfully blends classic elements of urban and rustic styles, featuring a modern and dramatic Matte White metal shades accented by the warm, earthy tones of natural wood crowns. The ultra-sleek metal pendant shades come in three sizes - 8" diameter, 12" diameter, and a generous, larger-scale 19" diameter. | LINE VOLTAGE PENDANT | Darwin | Pendants | Matte White / Natural Wood | MWT / NW | Steel | Matte White Steel |  |  |  | 1 Medium A19 60w |  | 1 | No | [14 empty] | 0 | [12 empty] | 99.98 | 199.96 | 299.94 | D:7 7/8'' H:17'' O:72 3/8'' | 2.2 | 7.875 |  |  | 17 | Universal Mounting Plate |  |  | 72.375 | 24.375 - 72.375 | [25 empty] | D:5 1/2'' H:1 3/8'' Round |  |  |  |  | 180 | Clear Silver |  |  | Hardwired | 0 | 0 | 0 | 0 | 0 | 0 | 0 | 0 | 0 | 0 | 0 | 014817593860 | 20.38 | 10.78 | 10.78 | 5.3 | 1.371 | 250 | Yes | [9 empty] | cETL Damp | DARWIN 1L SM PENDANT MWT | Small 1 - Light Pendant |  | EP1131MWT.jpg | EP1131MWT.jpg
EP1141MBK | 1 - Light Mini-Pendant | Pairing a rich, two-tone finish with bold, geometric lines give Joan luxe appeal. Warm Burnished Brass joins with either Midnight Black or Matte White in a thoughtful juxtaposition of contrasting finishes on the 5-light chandeliers, the 1-light wall sconces and the 1-light table lamps. Each iconic, hourglass-inspired shade features small perforations towards its crown, allowing a soft glow to shine through, further articulating the distinctive details of this chic collection. | LINE VOLTAGE PENDANT | Joan | Pendants | Midnight Black | MBK | Steel |  |  |  |  | 1 Medium A19 75w |  | 1 | No | [14 empty] | 0 |  |  |  |  | Black | [6 empty] | 45 | 63.98 | 127.96 | 191.94 | D:6 1/4'' H:11 1/4'' | 2.2 | 6.25 |  |  | 11.25 | Set Screw(s) | [29 empty] | D:5'' H:3/4'' Round |  |  |  |  | 180 |  |  |  | Hardwired | 0 | 0 | 0 | 0 | 0 | 0 | 0 | 0 | 0 | 0 | 0 | 014817597653 | 16.25 | 9.25 | 9 | 3.7 | 0.783 | 175 | Yes | [9 empty] | cETL Damp | 1L JOAN MINI PDT MBK | 1 - Light Mini-Pendant |  | EP1141MBK.jpg | EP1141MBK.jpg
EP1141MWT | 1 - Light Mini-Pendant | Pairing a rich, two-tone finish with bold, geometric lines give Joan luxe appeal. Warm Burnished Brass joins with either Midnight Black or Matte White in a thoughtful juxtaposition of contrasting finishes on the 5-light chandeliers, the 1-light wall sconces and the 1-light table lamps. Each iconic, hourglass-inspired shade features small perforations towards its crown, allowing a soft glow to shine through, further articulating the distinctive details of this chic collection. | LINE VOLTAGE PENDANT | Joan | Pendants | Matte White | MWT | Steel |  |  |  |  | 1 Medium A19 75w |  | 1 | No | [14 empty] | 0 |  |  |  |  | Black | [6 empty] | 45 | 63.98 | 127.96 | 191.94 | D:6 1/4'' H:11 1/4'' | 2.2 | 6.25 |  |  | 11.25 | Set Screw(s) | [29 empty] | D:5'' H:3/4'' Round |  |  |  |  | 180 |  |  |  | Hardwired | 0 | 0 | 0 | 0 | 0 | 0 | 0 | 0 | 0 | 0 | 0 | 014817597646 | 16.5 | 9.25 | 9 | 3.8 | 0.795 | 175 | Yes | [9 empty] | cETL Damp | 1L JOAN MINI PDT MWT | 1 - Light Mini-Pendant |  | EP1141MWT.jpg | EP1141MWT.jpg
EP1151MBK | 1 - Light Large Pendant | Pairing a rich, two-tone finish with bold, geometric lines give Joan luxe appeal. Warm Burnished Brass joins with either Midnight Black or Matte White in a thoughtful juxtaposition of contrasting finishes on the 5-light chandeliers, the 1-light wall sconces and the 1-light table lamps. Each iconic, hourglass-inspired shade features small perforations towards its crown, allowing a soft glow to shine through, further articulating the distinctive details of this chic collection. | LINE VOLTAGE PENDANT | Joan | Pendants | Midnight Black | MBK | Steel |  |  |  |  | 1 Medium A19 75w |  | 1 | No | [14 empty] | 0 | [11 empty] | 23 | 99.98 | 199.96 | 299.94 | D:12'' H:16 5/8'' | 3.75 | 12 |  |  | 16.625 | Screw Collar - Stem |  |  |  | 25 - 61 | [25 empty] | D:5 1/2'' H:7/8'' Round |  |  |  |  | 180 | Clear Silver |  |  | Hardwired | 0 | 0 | 0 | 0 | 0 | 0 | 0 | 0 | 0 | 0 | 0 | 014817597677 | 17.25 | 14.5 | 14.75 | 7.3 | 2.135 | 250 | Yes | [9 empty] | cETL Damp | 1L JOAN LG PDT MBK | 1 - Light Large Pendant |  | EP1151MBK.jpg | EP1151MBK.jpg
EP1151MWT | 1 - Light Large Pendant | Pairing a rich, two-tone finish with bold, geometric lines give Joan luxe appeal. Warm Burnished Brass joins with either Midnight Black or Matte White in a thoughtful juxtaposition of contrasting finishes on the 5-light chandeliers, the 1-light wall sconces and the 1-light table lamps. Each iconic, hourglass-inspired shade features small perforations towards its crown, allowing a soft glow to shine through, further articulating the distinctive details of this chic collection. | LINE VOLTAGE PENDANT | Joan | Pendants | Matte White | MWT | Steel |  |  |  |  | 1 Medium A19 75w |  | 1 | No | [14 empty] | 0 | [11 empty] | 23 | 99.98 | 199.96 | 299.94 | D:12'' H:16 5/8'' | 3.75 | 12 |  |  | 16.625 | Screw Collar - Stem |  |  |  | 25 - 61 | [25 empty] | D:5 1/2'' H:7/8'' Round |  |  |  |  | 180 | Clear Silver |  |  | Hardwired | 0 | 0 | 0 | 0 | 0 | 0 | 0 | 0 | 0 | 0 | 0 | 014817597660 | 17.5 | 14.75 | 14.5 | 7.2 | 2.166 | 250 | Yes | [9 empty] | cETL Damp | 1L JOAN LG PDT MWT | 1 - Light Large Pendant |  | EP1151MWT.jpg | EP1151MWT.jpg
EP1161WGV | 1 - Light Large Pendant | Mid-century design meets touches of rustic and industrial in the handsome Haymarket pendant. Layered concentric tiers constructed of cast metal add depth and dimension while a painted white interior catches the light. The artisanal hand-applied Weathered Galvanized finish recreates the authenticity of vintage industrial fixtures. | LINE VOLTAGE PENDANT | Haymarket | Pendants | Weathered Galvanized | WGV | Steel | Weathered Galvanized Steel |  |  |  | 1 Medium A19 75w |  | 1 | No | [14 empty] | 0 |  |  |  |  | Clear Silver | [6 empty] | 45 | 263.98 | 527.96 | 791.94 | D:24'' H:13 1/2'' O:74'' | 6.3 | 24 |  |  | 13.5 | Center Lock-Up |  |  | 74 | [26 empty] | D:5'' H:1 1/8'' Round |  |  |  |  | 180 | Clear Silver |  |  | Hardwired | 0 | 0 | 0 | 0 | 0 | 0 | 0 | 0 | 0 | 0 | 0 | 014817597608 | 26.75 | 27 | 15.5 | 21.7 | 6.479 | 250 | Yes | [9 empty] | cETL Damp | HAYMARKET 1L LARGE PENDANT WGV | 1 - Light Large Pendant |  | EP1161WGV.jpg | EP1161WGV.jpg
EP1172BBS | 2 - Light Pendant |  | LINE VOLTAGE PENDANT | Verne | Pendants | Burnished Brass | BBS | Steel | Clear Glass | D:4.625" H:4.75" |  |  | 2 Candelabra T8 40w |  | 2 | No | [14 empty] | 0 | [11 empty] | 22 | 124.5 | 249 | 373.5 | L:12 1/4'' W:7 7/8'' H:17 1/8'' | 2.5 |  | 12.25 | 7.875 | 17.125 | Swivel |  |  |  | 24.5 - 72.5 | [25 empty] | DP:5 1/2'' W:5 1/2'' H:7/8'' Round |  |  |  |  | 180 | Clear Silver |  |  | Hardwired | 0 | 0 | 0 | 0 | 0 | 0 | 0 | 0 | 0 | 0 | 0 | 014817603927 | 27.5 | 25.75 | 25.25 | 18.7 | 10.347 | 300 | Yes | [9 empty] | cETL Damp | VERNE 2L PENDANT BBS | 2 - Light Pendant |  | EP1172BBS.jpg | EP1172BBS.jpg
EP1172PN | 2 - Light Pendant |  | LINE VOLTAGE PENDANT | Verne | Pendants | Polished Nickel | PN | Steel | Clear Glass | D:4.625" H:4.75" |  |  | 2 Candelabra T8 40w |  | 2 | No | [14 empty] | 0 | [11 empty] | 22 | 124.5 | 249 | 373.5 | L:12 1/4'' W:7 7/8'' H:17 1/8'' | 2.5 |  | 12.25 | 7.875 | 17.125 | Swivel |  |  |  | 24.75 - 72.75 | [25 empty] | DP:5 1/2'' W:5 1/2'' H:7/8'' Round |  |  |  |  | 180 | Clear Silver |  |  | Hardwired | 0 | 0 | 0 | 0 | 0 | 0 | 0 | 0 | 0 | 0 | 0 | 014817603934 | 27.5 | 25.75 | 25.25 | 18.7 | 10.347 | 300 | Yes | [9 empty] | cETL Damp | VERNE 2L PENDANT PN | 2 - Light Pendant |  | EP1172PN.jpg | EP1172PN.jpg
EP1221MWTBBS | 1 - Light Pendant |  | LINE VOLTAGE PENDANT | Heath | Pendants | Burnished Brass / Burnished Brass | BBS / BBS | Steel | Matte White Steel | D:8.125" H:14.625" |  |  | 1 Medium A19 60w |  | 1 | No | [14 empty] | 0 | [11 empty] | 23 | 149.5 | 299 | 448.5 | L:8 1/8'' W:8 1/8'' H:14 5/8'' |  |  | 8.125 | 8.125 | 14.625 | Universal Mounting Plate | [29 empty] | D:5 1/2'' H:1 3/8'' Round |  |  |  |  | 180 | Clear Silver |  |  | Hardwired | 0 | 0 | 0 | 0 | 0 | 0 | 0 | 0 | 0 | 0 | 0 | 014817604207 | 17.75 | 15.75 | 15.5 | 10.1 | 2.508 | 175 | Yes | [9 empty] | cETL Damp | HEATH TALL PDT BBS MWT | 1 - Light Pendant |  | EP1221MWTBBS.jpg | EP1221MWTBBS.jpg
EP1221MWTPN | 1 - Light Pendant |  | LINE VOLTAGE PENDANT | Heath | Pendants | Polished Nickel / Burnished Brass | PN / BBS | Steel | Matte White Steel | D:8.125" H:14.625" |  |  | 1 Medium A19 60w |  | 1 | No | [14 empty] | 0 | [11 empty] | 23 | 149.5 | 299 | 448.5 | L:8 1/8'' W:8 1/8'' H:14 5/8'' |  |  | 8.125 | 8.125 | 14.625 | Universal Mounting Plate | [29 empty] | D:5 1/2'' H:1 3/8'' Round |  |  |  |  | 180 | Clear Silver |  |  | Hardwired | 0 | 0 | 0 | 0 | 0 | 0 | 0 | 0 | 0 | 0 | 0 | 014817604214 | 17.75 | 15.75 | 15.5 | 10.1 | 2.508 | 175 | Yes | [9 empty] | cETL Damp | HEATH TALL PDT PN MWT | 1 - Light Pendant |  | EP1221MWTPN.jpg | EP1221MWTPN.jpg
EP1231MWTBBS | 1 - Light Wide Pendant |  | LINE VOLTAGE PENDANT | Heath | Pendants | Burnished Brass / Matte White | BBS / MWT | Steel | Matte White Steel | D:18.5" H:7.5" |  |  | 1 Medium A19 60w |  | 1 | No | [14 empty] | 0 | [11 empty] | 23 | 149.5 | 299 | 448.5 | L:18 1/2'' W:18 1/2'' H:7 1/2'' |  |  | 18.5 | 18.5 | 7.5 | Universal Mounting Plate | [29 empty] | D:5 1/2'' H:1 3/8'' Round |  |  |  |  | 180 | Clear Silver |  |  | Hardwired | 0 | 0 | 0 | 0 | 0 | 0 | 0 | 0 | 0 | 0 | 0 | 014817604184 | 17.75 | 15.75 | 15.5 | 10.1 | 2.508 | 175 | Yes | [9 empty] | cETL Damp | HEATH WIDE PDT BBS MWT | 1 - Light Wide Pendant |  | EP1231MWTBBS.jpg | EP1231MWTBBS.jpg
EP1231MWTPN | 1 - Light Wide Pendant |  | LINE VOLTAGE PENDANT | Heath | Pendants | Polished Nickel / Matte White | PN / MWT | Steel | Matte White Steel | D:18.5" H:7.5" |  |  | 1 Medium A19 60w |  | 1 | No | [14 empty] | 0 | [11 empty] | 23 | 149.5 | 299 | 448.5 | L:18 1/2'' W:18 1/2'' H:7 1/2'' |  |  | 18.5 | 18.5 | 7.5 | Universal Mounting Plate | [29 empty] | D:5 1/2'' H:1 3/8'' Round |  |  |  |  | 180 | Clear Silver |  |  | Hardwired | 0 | 0 | 0 | 0 | 0 | 0 | 0 | 0 | 0 | 0 | 0 | 014817604191 | 17.75 | 15.75 | 15.5 | 10.1 | 2.508 | 175 | Yes | [9 empty] | cETL Damp | HEATH WIDE PDT PN MWT | 1 - Light Wide Pendant |  | EP1231MWTPN.jpg | EP1231MWTPN.jpg
EP1241BBS | 1 - Light Pendant |  | LINE VOLTAGE PENDANT | Whare | Pendants | Burnished Brass | BBS | Steel |  |  |  |  | 1 Medium A19 75w |  | 1 | No | [14 empty] | 0 |  |  |  |  | Clear Silver | [7 empty] | 134.5 | 269 | 403.5 | L:15'' W:15'' H:10 3/8'' |  |  | 15 | 15 | 10.375 | Screw Collar - Chain | [29 empty] | DP:5'' W:5'' H:7/8'' Round |  |  |  |  | 180 |  | 60 |  | Hardwired | 0 | 0 | 0 | 0 | 0 | 0 | 0 | 0 | 0 | 0 | 0 | 014817604269 | 27.5 | 25.75 | 25.25 | 18.7 | 10.347 | 300 | Yes | [9 empty] | cETL Damp | WHARE SM PDT 15IN BBS | 1 - Light Pendant |  | EP1241BBS.jpg | EP1241BBS.jpg
EP1241PN | 1 - Light Pendant |  | LINE VOLTAGE PENDANT | Whare | Pendants | Polished Nickel | PN | Steel |  |  |  |  | 1 Medium A19 75w |  | 1 | No | [14 empty] | 0 |  |  |  |  | Clear Silver | [7 empty] | 134.5 | 269 | 403.5 | L:15'' W:15'' H:10 3/8'' |  |  | 15 | 15 | 10.375 | Screw Collar - Chain | [29 empty] | DP:5'' W:5'' H:7/8'' Round |  |  |  |  | 180 |  | 60 |  | Hardwired | 0 | 0 | 0 | 0 | 0 | 0 | 0 | 0 | 0 | 0 | 0 | 014817604276 | 27.5 | 25.75 | 25.25 | 18.7 | 10.347 | 300 | Yes | [9 empty] | cETL Damp | WHARE SM PDT 15IN PN | 1 - Light Pendant |  | EP1241PN.jpg | EP1241PN.jpg
EP1251BBS | 1 - Light Pendant |  | LINE VOLTAGE PENDANT | Whare | Pendants | Burnished Brass | BBS | Steel |  |  |  |  | 1 Medium A19 75w |  | 1 | No | [14 empty] | 0 |  |  |  |  | Clear Silver | [7 empty] | 299.5 | 599 | 898.5 | L:24'' W:24'' H:16 1/4'' |  |  | 24 | 24 | 16.25 | Screw Collar - Chain | [29 empty] | DP:5'' W:5'' H:7/8'' Round |  |  |  |  | 180 |  | 60 |  | Hardwired | 0 | 0 | 0 | 0 | 0 | 0 | 0 | 0 | 0 | 0 | 0 | 014817604283 | 27.5 | 25.75 | 25.25 | 18.7 | 10.347 | 300 | Yes | [9 empty] | cETL Damp | WHARE LG PDT 24IN BBS | 1 - Light Pendant |  | EP1251BBS.jpg | EP1251BBS.jpg
EP1251PN | 1 - Light Pendant |  | LINE VOLTAGE PENDANT | Whare | Pendants | Polished Nickel | PN | Steel |  |  |  |  | 1 Medium A19 75w |  | 1 | No | [14 empty] | 0 |  |  |  |  | Clear Silver | [7 empty] | 299.5 | 599 | 898.5 | L:24'' W:24'' H:16 1/4'' |  |  | 24 | 24 | 16.25 | Screw Collar - Chain | [29 empty] | DP:5'' W:5'' H:7/8'' Round |  |  |  |  | 180 |  | 60 |  | Hardwired | 0 | 0 | 0 | 0 | 0 | 0 | 0 | 0 | 0 | 0 | 0 | 014817604290 | 27.5 | 25.75 | 25.25 | 18.7 | 10.347 | 300 | Yes | [9 empty] | cETL Damp | WHARE LG PDT 24IN PN | 1 - Light Pendant |  | EP1251PN.jpg | EP1251PN.jpg
ET1001AI1 | 1 - Light Table Lamp | The rustic Aged Iron finish of the Indo Collection is modernized by a timeless oval motif on its body and bold White Linen shade. Indo has a hand-crafted feel with a finish that is textured and tactile like real hand-forged ironwork. | PORTABLE | Indo | Portable Lamps | Aged Iron | AI | Steel | White Linen Linen | L:16.875" W:12.25" H:10.625" | L:13" W:9.375" |  | 1 Medium A19 9.5w |  | 1 | Yes | [14 empty] | 0 | [12 empty] | 149.98 | 299.96 | 449.94 | L:16 7/8'' W:12 1/4'' H:26 5/8'' O:26 5/8'' | 7.3 |  | 16.875 | 12.25 | 26.625 |  |  |  | 26.625 | [30 empty] | W:5 1/8'' H:7'' Oval | 72 | Black |  | On/Off Switch | Plug In | 0 | 0 | 0 | 0 | 0 | 0 | 0 | 0 | 0 | 0 | 0 | 014817588903 | 23.25 | 17.5 | 15.25 | 11 | 3.591 | 250 | Yes | [9 empty] | cETL Dry | INDO 1L TBLELAMP AI | 1 - Light Table Lamp |  | ET1001AI1.jpg | ET1001AI1.jpg
ET1011AI1 | 1 - Light Floor Lamp | The Mabel Floor Lamp features a dramatic, oversized White Linen shade atop a rustic base finished in Aged Iron. The base has a slightly textured appearance akin to artisanal, hand forged ironwork and presents a playful interpretation of a classic tripod base. | PORTABLE | Mabel | Portable Lamps | Aged Iron | AI | Steel | White Linen Linen | D:16.75" H:24.75" | D:9.25" |  | 1 Medium A19 9.5w |  | 1 | Yes | [14 empty] | 0 | [12 empty] | 261.98 | 523.96 | 785.94 | D:16 3/4'' H:62 1/2'' O:62 1/2'' | 7.1 | 16.75 |  |  | 62.5 |  |  |  | 62.5 | [30 empty] | D:17'' Tripod | 96 | Black |  | Floor Switch | Plug In | 0 | 0 | 0 | 0 | 0 | 0 | 0 | 0 | 0 | 0 | 0 | 014817589078 | 59 | 20.5 | 20.25 | 20.1 | 14.174 | 300 | Yes | [9 empty] | cETL Dry | MABEL 1L FLRLAMP AI | 1 - Light Floor Lamp |  | ET1011AI1.jpg | ET1011AI1.jpg
ET1021AI1 | 1 - Light Floor Lamp | The elongated steel legs of the Francis floor lamp originate from their tripod base then quietly join in the middle, only to deviate once again, culminating into an elegant loop detail for an unexpected playful twist. A rustic Aged Iron finish is textured by hand to resemble hand-forged metal, while a crisp, tapered White Linen shade completes this chic, modern fixture. | PORTABLE | Francis | Portable Lamps | Aged Iron | AI | Steel | White Linen Linen | D:19.875" H:11.5" | D:13.5" |  | 1 Medium A19 9.5w |  | 1 | Yes | [14 empty] | 0 | [12 empty] | 249.98 | 499.96 | 749.94 | D:19 7/8'' H:56 1/8'' O:56 1/8'' | 6.6 | 19.875 |  |  | 56.125 |  |  |  | 56.125 | [30 empty] | D:22 3/8'' Tripod | 96 | Black |  | On/Off Switch | Plug In | 0 | 0 | 0 | 0 | 0 | 0 | 0 | 0 | 0 | 0 | 0 | 014817589092 | 54 | 24.58 | 24 | 22.5 | 18.435 | 300 | Yes | [9 empty] | cETL Dry | FRANCIS 1L FLRLAMP AI | 1 - Light Floor Lamp |  | ET1021AI1.jpg | ET1021AI1.jpg
ET1031AI1 | 1 - Light Floor Lamp | Pastoral references like sculptural, hand-carved goats and birds grace the rustic Caroline collection. A textured Aged Iron finish gives an artisanal, hard-forged feel on each piece, including the 8-light chandelier, a table lamp and a floor lamp. The Aged Iron finish is considered a living finish and will develop an increasingly beautiful patina over time. | PORTABLE | Caroline | Portable Lamps | Aged Iron | AI | Steel | White Linen Linen | L:20" W:14" H:13" | L:19" W:13" |  | 1 Medium A19 9.5w |  | 1 | Yes | [14 empty] | 0 | [12 empty] | 236.98 | 473.96 | 710.94 | L:20'' W:14'' H:60 1/4'' O:60 1/4'' | 7.8 |  | 20 | 14 | 60.25 |  |  |  | 60.25 | [30 empty] | H:15 3/8'' Square | 96 | Black |  | Floor Switch | Plug In | 0 | 0 | 0 | 0 | 0 | 0 | 0 | 0 | 0 | 0 | 0 | 014817588828 | 44.75 | 19.5 | 19 | 19.8 | 9.595 | 250 | Yes | [9 empty] | cETL Dry | CAROLINE 1L FLRLAMP AI | 1 - Light Floor Lamp |  | ET1031AI1.jpg | ET1031AI1.jpg
ET1041AI1 | 1 - Light Table Lamp | Pastoral references like sculptural, hand-carved goats and birds grace the rustic Caroline collection. A textured Aged Iron finish gives an artisanal, hard-forged feel on each piece, including the 8-light chandelier, a table lamp and a floor lamp. The Aged Iron finish is considered a living finish and will develop an increasingly beautiful patina over time. | PORTABLE | Caroline | Portable Lamps | Aged Iron | AI | Steel | White Linen Linen | D:14" H:10.5" | D:8" |  | 1 Medium A19 9.5w |  | 1 | Yes | [14 empty] | 0 | [12 empty] | 114.48 | 228.96 | 343.44 | D:14'' H:26 1/4'' O:26 1/4'' | 5.5 | 14 |  |  | 26.25 |  |  |  | 26.25 | [30 empty] | D:7'' Round | 72 | Black |  | On/Off Switch | Plug In | 0 | 0 | 0 | 0 | 0 | 0 | 0 | 0 | 0 | 0 | 0 | 014817588842 | 24.25 | 18 | 17 | 10.3 | 4.294 | 250 | Yes | [9 empty] | cETL Dry | CAROLINE 1L TBLELAMP AI | 1 - Light Table Lamp |  | ET1041AI1.jpg | ET1041AI1.jpg
ET1061AI1 | 1 - Light Floor Lamp | The Atlas Floor Lamp, standing boldly on four legs, and the Atlas Pendant exude touches of mid-century modern style with rustic undertones. A hand-forged Aged Iron finish pairs with a hand-blown Clear Seeded Glass globe shade to complete this minimalist design that's sure to make a statement. | PORTABLE | Atlas | Portable Lamps | Aged Iron | AI | Steel | Clear Seeded Glass | D:13" H:13" |  |  | 1 Medium A19 9.5w |  | 1 | Yes | [14 empty] | 0 | [12 empty] | 249.98 | 499.96 | 749.94 | D:21 3/8'' H:52 1/2'' O:52 1/2'' | 14.2 | 21.375 |  |  | 52.5 |  |  |  | 52.5 | [30 empty] | H:15 1/8'' Square | 96 | Black |  | Floor Switch | Plug In | 0 | 0 | 0 | 0 | 0 | 0 | 0 | 0 | 0 | 0 | 0 | 014817589115 | 50.5 | 17.5 | 17.25 | 20.7 | 8.822 | 250 | Yes | [9 empty] | cETL Dry | ATLAS 1L FLRLAMP AI | 1 - Light Floor Lamp |  | ET1061AI1.jpg | ET1061AI1.jpg
ET1071AI1 | 1 - Light Floor Lamp | The Penny Floor Lamps are timeless and sleek, with a mid-century-inspired tripod base and elongated legs that meet at a tailored point. Penny Floor Lamps include a fabric shade in White Linen. | PORTABLE | Penny | Portable Lamps | Aged Iron | AI | Steel | White Linen Linen | D:17" H:10.5" | D:13" |  | 1 Medium A19 9.5w |  | 1 | Yes | [14 empty] | 0 | [12 empty] | 249.98 | 499.96 | 749.94 | D:17'' H:55 1/8'' O:55 1/8'' | 8.5 | 17 |  |  | 55.125 |  |  |  | 55.125 | [30 empty] | D:17 3/8'' Tripod | 96 | Black |  | On/Off Switch | Plug In | 0 | 0 | 0 | 0 | 0 | 0 | 0 | 0 | 0 | 0 | 0 | 014817588972 | 56.125 | 20.5 | 20.5 | 19.3 | 13.65 | 300 | Yes | [9 empty] | cETL Dry | PENNY 1L FLRLAMP AI | 1 - Light Floor Lamp |  | ET1071AI1.jpg | ET1071AI1.jpg
ET1071BBS1 | 1 - Light Floor Lamp | The Penny Floor Lamps are timeless and sleek, with a mid-century-inspired tripod base and elongated legs that meet at a tailored point. Penny Floor Lamps include a fabric shade in White Linen. | PORTABLE | Penny | Portable Lamps | Burnished Brass | BBS | Steel | White Linen Linen | D:17" H:10.5" | D:13" |  | 1 Medium A19 9.5w |  | 1 | Yes | [14 empty] | 0 | [12 empty] | 249.98 | 499.96 | 749.94 | D:17'' H:55 1/8'' O:55 1/8'' | 8.5 | 17 |  |  | 55.125 |  |  |  | 55.125 | [30 empty] | D:17 3/8'' Tripod | 96 | Clear Silver |  | On/Off Switch | Plug In | 0 | 0 | 0 | 0 | 0 | 0 | 0 | 0 | 0 | 0 | 0 | 014817588958 | 56 | 20.5 | 20.25 | 18.9 | 13.453 | 300 | Yes | [9 empty] | cETL Dry | PENNY 1L FLRLAMP BBS | 1 - Light Floor Lamp |  | ET1071BBS1.jpg | ET1071BBS1.jpg
ET1071PN1 | 1 - Light Floor Lamp | The Penny Floor Lamps are timeless and sleek, with a mid-century-inspired tripod base and elongated legs that meet at a tailored point. Penny Floor Lamps include a fabric shade in White Linen. | PORTABLE | Penny | Portable Lamps | Polished Nickel | PN | Steel | White Linen Linen | D:17" H:10.5" | D:13" |  | 1 Medium A19 9.5w |  | 1 | Yes | [14 empty] | 0 | [12 empty] | 249.98 | 499.96 | 749.94 | D:17'' H:55 1/8'' O:55 1/8'' | 8.5 | 17 |  |  | 55.125 |  |  |  | 55.125 | [30 empty] | D:17 3/8'' Tripod | 96 | Clear Silver |  | On/Off Switch | Plug In | 0 | 0 | 0 | 0 | 0 | 0 | 0 | 0 | 0 | 0 | 0 | 014817588965 | 55.75 | 20.5 | 20.25 | 19 | 13.393 | 300 | Yes | [9 empty] | cETL Dry | PENNY 1L FLRLAMP PN | 1 - Light Floor Lamp |  | ET1071PN1.jpg | ET1071PN1.jpg
ET1081WDO1 | 1 - Light Table Lamp | Redmond delights with a bold, rectangular base in warm Weathered Oak Wood, accompanied by Aged Pewter hardware and a White Linen rectangular shade. Strong angles throughout are softened by the natural wood tones in the base for a juxtaposition of contemporary and rustic appeal. | PORTABLE | Redmond | Portable Lamps | Weathered Oak Wood / Aged Pewter | WDO / AGP | Wood | White Linen Linen | L:15.5" W:7.5" H:10.25" |  |  | 1 Medium A19 9.5w |  | 1 | Yes | [14 empty] | 0 | [12 empty] | 149.98 | 299.96 | 449.94 | L:15 1/2'' W:7 1/2'' H:19 3/4'' O:19 3/4'' | 11.2 |  | 15.5 | 7.5 | 19.75 |  |  |  | 19.75 | [30 empty] | W:15'' H:7'' Rectangular | 72 | Black |  | In-Line On-Off Switch | Plug In | 0 | 0 | 0 | 0 | 0 | 0 | 0 | 0 | 0 | 0 | 0 | 014817589122 | 25.25 | 19.75 | 11 | 10.5 | 3.175 | 250 | Yes | [9 empty] | cETL Dry | REDMOND 1L TBLELAMP WDO | 1 - Light Table Lamp |  | ET1081WDO1.jpg | ET1081WDO1.jpg
ET1101WDO1 | 1 - Light Floor Lamp | Ferrelli's rustic, two-toned finish combination of Aged Pewter metal with warm Weathered Oak Wood accents draws from the warmth of nature with a bit of rustic flair. These sleek statement lamps are available in two sizes: a 61" floor lamp or a 18" table lamp, and include a White Linen shade. | PORTABLE | Ferrelli | Portable Lamps | Weathered Oak Wood / Aged Pewter | WDO / AGP | Steel | White Linen Linen | D:17" H:11" | D:15" |  | 1 Medium A19 9.5w |  | 1 | Yes | [14 empty] | 0 | [12 empty] | 189.98 | 379.96 | 569.94 | D:17'' H:61 5/8'' O:61 5/8'' | 11.5 | 17 |  |  | 61.625 |  |  |  | 61.625 | [30 empty] | D:10 1/2'' Round | 96 | Black |  | On/Off Switch | Plug In | 0 | 0 | 0 | 0 | 0 | 0 | 0 | 0 | 0 | 0 | 0 | 014817589030 | 33.5 | 20 | 18.25 | 22.5 | 7.076 | 250 | Yes | [9 empty] | cETL Dry | FERRELLI 1L FLRLAMP WDO | 1 - Light Floor Lamp |  | ET1101WDO1.jpg | ET1101WDO1.jpg
ET1124AI1 | 4 - Light Floor Lamp | Dunne channels vintage lamps of yesteryear, with a rustic Aged Iron frame and an hand-sewn Natural Linen fabric shade that diffuses the light for a perfect glow. Soft, gently curved metal work on the crown gives an extra layer of airiness for maximum visual impact. Dunne is available in a 1-light pendant, a 34" diameter 4-light pendant, a 34.5" tall 4-light pendant, and a 4-light floor lamp. | PORTABLE | Dunne | Portable Lamps | Aged Iron | AI | Steel | Natural Linen Fabric |  |  |  | 4 Medium A19 9.5w |  | 4 | Yes | [14 empty] | 0 | [12 empty] | 243.95 | 487.9 | 731.85 | D:16 7/8'' H:57'' O:57'' | 16.5 | 16.875 |  |  | 57 |  |  |  | 57 | [30 empty] | D:10'' Round | 96 | Black |  | Floor Switch | Plug In | 0 | 0 | 0 | 0 | 0 | 0 | 0 | 0 | 0 | 0 | 0 | 014817588941 | 41.25 | 19.75 | 19.25 | 27.6 | 9.076 | 250 | Yes | [9 empty] | cETL Dry | DUNNE 4L FLRLAMP AI | 4 - Light Floor Lamp |  | ET1124AI1.jpg | ET1124AI1.jpg
ET1131AI1 | 1 - Light Table Lamp | The Anhdao Table Lamp channels the natural beauty and texture of the exotic durian fruit, adoringly designated in Southeast Asia as the "king of fruits". An instant conversation starter, Anhdao's milky Matte White resin base is paired with a neutral, perfectly-tailored White Linen shade. Metal accents are available in two finish options: the more rustic Aged Iron or classic Burnished Brass. | PORTABLE | Anhdao | Portable Lamps | Aged Iron / Matte White | AI / MWT | Resin | White Linen Linen | D:20" H:13.5" | D:18" |  | 1 Medium A19 9.5w |  | 1 | Yes | [14 empty] | 0 | [12 empty] | 249.98 | 499.96 | 749.94 | D:20'' H:29 1/2'' O:30 3/8'' | 15.6 | 20 |  |  | 29.5 |  |  |  | 30.375 | [30 empty] | D:7'' Round | 72 | Black |  | On/Off Switch | Plug In | 0 | 0 | 0 | 0 | 0 | 0 | 0 | 0 | 0 | 0 | 0 | 014817589146 | 30.125 | 23.5 | 23.25 | 21.5 | 9.525 | 250 | Yes | [9 empty] | cETL Dry | ANHDAO 1L TBLELAMP AI | 1 - Light Table Lamp |  | ET1131AI1.jpg | ET1131AI1.jpg
ET1131BBS1 | 1 - Light Table Lamp | The Anhdao Table Lamp channels the natural beauty and texture of the exotic durian fruit, adoringly designated in Southeast Asia as the "king of fruits". An instant conversation starter, Anhdao's milky Matte White resin base is paired with a neutral, perfectly-tailored White Linen shade. Metal accents are available in two finish options: the more rustic Aged Iron or classic Burnished Brass. | PORTABLE | Anhdao | Portable Lamps | Burnished Brass / Matte White | BBS / MWT | Resin | White Linen Linen | D:20" H:13.5" | D:18" |  | 1 Medium A19 9.5w |  | 1 | Yes | [14 empty] | 0 | [12 empty] | 249.98 | 499.96 | 749.94 | D:20'' H:29 1/2'' O:30 3/8'' | 15.6 | 20 |  |  | 29.5 |  |  |  | 30.375 | [30 empty] | D:7'' Round | 72 | Clear Silver |  | On/Off Switch | Plug In | 0 | 0 | 0 | 0 | 0 | 0 | 0 | 0 | 0 | 0 | 0 | 014817589153 | 30 | 23.5 | 23 | 21.8 | 9.384 | 250 | Yes | [9 empty] | cETL Dry | ANHDAO 1L TBLELAMP BBS | 1 - Light Table Lamp |  | ET1131BBS1.jpg | ET1131BBS1.jpg
ET1141STN1 | 1 - Light Table Lamp | The Augie Table Lamp draws inspiration from a vintage hand-chiseled horse hitching stone. This large-scale table lamp has a resin base in our Stone finish, with Aged Iron hardware and a crisp, drum-shaped White Linen shade. | PORTABLE | Augie | Portable Lamps | Stone / Aged Iron | STN / AI | Resin | White Linen Linen | D:16.5" H:13" | D:15.5" |  | 1 Medium A19 9.5w |  | 1 | Yes | [14 empty] | 0 | [12 empty] | 249.98 | 499.96 | 749.94 | D:16 1/2'' H:27 3/8'' O:27 3/8'' | 12.2 | 16.5 |  |  | 27.375 |  |  |  | 27.375 | [30 empty] | D:8'' Round | 72 | Black |  | On/Off Switch | Plug In | 0 | 0 | 0 | 0 | 0 | 0 | 0 | 0 | 0 | 0 | 0 | 014817589177 | 28.75 | 20 | 20 | 17.2 | 6.655 | 250 | Yes | [9 empty] | cETL Dry | AUGIE 1L TBLELAMP STN | 1 - Light Table Lamp |  | ET1141STN1.jpg | ET1141STN1.jpg
ET1161WDO1 | 1 - Light Table Lamp | Ferrelli's rustic, two-toned finish combination of Aged Pewter metal with warm Weathered Oak Wood accents draws from the warmth of nature with a bit of rustic flair. These sleek statement lamps are available in two sizes: a 61" floor lamp or a 18" table lamp, and include a White Linen shade. | PORTABLE | Ferrelli | Portable Lamps | Weathered Oak Wood / Aged Pewter | WDO / AGP | Steel | White Linen Linen | D:15" H:10" | D:11" |  | 1 Medium A19 9.5w |  | 1 | Yes | [14 empty] | 0 | [12 empty] | 112.48 | 224.96 | 337.44 | D:15'' H:27 1/4'' O:27 1/4'' | 3.9 | 15 |  |  | 27.25 |  |  |  | 27.25 | [30 empty] | D:6'' Round | 72 | Black |  | On/Off Switch | Plug In | 0 | 0 | 0 | 0 | 0 | 0 | 0 | 0 | 0 | 0 | 0 | 014817589054 | 25.25 | 17.75 | 17.25 | 9.9 | 4.474 | 250 | Yes | [9 empty] | cETL Dry | FERRELLI 1L TBLELAMP WDO | 1 - Light Table Lamp |  | ET1161WDO1.jpg | ET1161WDO1.jpg
ET1171MBK1 | 1 - Light Table Lamp | Pairing a rich, two-tone finish with bold, geometric lines give Joan luxe appeal. Warm Burnished Brass joins with either Midnight Black or Matte White in a thoughtful juxtaposition of contrasting finishes on the 5-light chandeliers, the 1-light wall sconces and the 1-light table lamps. Each iconic, hourglass-inspired shade features small perforations towards its crown, allowing a soft glow to shine through, further articulating the distinctive details of this chic collection. | PORTABLE | Joan | Portable Lamps | Midnight Black / Burnished Brass | MBK / BBS | Steel | Midnight Black Steel | D:6.25" H:10.75" |  |  | 1 Medium A19 9.5w |  | 1 | Yes | [14 empty] | 0 | [12 empty] | 89.98 | 179.96 | 269.94 | L:8 5/8'' W:7'' H:25'' O:25'' | 5.5 |  | 8.625 | 7 | 25 |  |  |  | 25 | [30 empty] | D:7'' H:1'' Round | 72 | Clear Silver |  | In-Line On-Off Switch | Plug In | 0 | 0 | 0 | 0 | 0 | 0 | 0 | 0 | 0 | 0 | 0 | 014817593761 | 28.5 | 12.5 | 10.5 | 6.8 | 2.165 | 250 | Yes | [9 empty] | cETL Dry | JOAN 1L TBLELAMP MBK | 1 - Light Table Lamp |  | ET1171MBK1.jpg | ET1171MBK1.jpg
ET1171MWT1 | 1 - Light Table Lamp | Pairing a rich, two-tone finish with bold, geometric lines give Joan luxe appeal. Warm Burnished Brass joins with either Midnight Black or Matte White in a thoughtful juxtaposition of contrasting finishes on the 5-light chandeliers, the 1-light wall sconces and the 1-light table lamps. Each iconic, hourglass-inspired shade features small perforations towards its crown, allowing a soft glow to shine through, further articulating the distinctive details of this chic collection. | PORTABLE | Joan | Portable Lamps | Matte White / Burnished Brass | MWT / BBS | Steel | Matte White Steel | D:6.25" H:10.75" |  |  | 1 Medium A19 9.5w |  | 1 | Yes | [14 empty] | 0 | [12 empty] | 89.98 | 179.96 | 269.94 | L:8 5/8'' W:7'' H:25'' O:25'' | 5.5 |  | 8.625 | 7 | 25 |  |  |  | 25 | [30 empty] | D:7'' H:1'' Round | 72 | Clear Silver |  | In-Line On-Off Switch | Plug In | 0 | 0 | 0 | 0 | 0 | 0 | 0 | 0 | 0 | 0 | 0 | 014817593778 | 28.5 | 12 | 10.18 | 6.8 | 2.015 | 250 | Yes | [9 empty] | cETL Dry | JOAN 1L TBLELAMP MWT | 1 - Light Table Lamp |  | ET1171MWT1.jpg | ET1171MWT1.jpg
ET1212MBK3 | 2 - Light Floor Lamp |  | PORTABLE | Hopton | Portable Lamps | Midnight Black | MBK | Steel |  |  |  |  | 2 Candelabra B10 Torpedo 3.5w |  | 2 | Yes |  | 2700 | [12 empty] | 0 | [12 empty] | 189.5 | 379 | 568.5 | L:14 7/8'' W:14 1/2'' H:55 7/8'' |  |  | 14.875 | 14.5 | 55.875 | [34 empty] | DP:14 1/2'' W:14 1/2'' H:4 1/2'' Square | 96 | Black |  | Floor Switch | Plug In | 0 | 0 | 0 | 0 | 0 | 0 | 0 | 0 | 0 | 0 | 0 | 014817604054 | 44.75 | 19.5 | 19 | 19.8 | 9.595 | 250 | Yes | [9 empty] | cETL Dry | HOPTON 2L FLR MBK | 2 - Light Floor Lamp |  | ET1212MBK3.jpg | ET1212MBK3.jpg
ET1212PN3 | 2 - Light Floor Lamp |  | PORTABLE | Hopton | Portable Lamps | Polished Nickel | PN | Steel |  |  |  |  | 2 Candelabra B10 Torpedo 3.5w |  | 2 | Yes | [14 empty] | 0 | [12 empty] | 189.5 | 379 | 568.5 | L:14 7/8'' W:14 1/2'' H:55 7/8'' |  |  | 14.875 | 14.5 | 55.875 | [34 empty] | DP:14 1/2'' W:14 1/2'' H:4 1/2'' Square | 96 | Black |  | Floor Switch | Plug In | 0 | 0 | 0 | 0 | 0 | 0 | 0 | 0 | 0 | 0 | 0 | 014817604047 | 44.75 | 19.5 | 19 | 19.8 | 9.595 | 250 | Yes | [9 empty] | cETL Dry | HOPTON 2L FLR PN | 2 - Light Floor Lamp |  | ET1212PN3.jpg | ET1212PN3.jpg
ET1222EWPN1 | 2 - Light Table Lamp |  | PORTABLE | Arbur | Portable Lamps | Ebony Wood / Polished Nickel | EW / PN | Steel | White Linen Fabric | D:18" H:8" | D:16.375" |  | 2 Medium A19 9.5w |  | 2 | Yes | [14 empty] | 0 | [12 empty] | 199.5 | 399 | 598.5 | L:18'' W:18'' H:26 5/8'' |  |  | 18 | 18 | 26.625 | [34 empty] | W:12 1/2'' Tripod | 72 | Black |  | Pull Chain | Plug In | 0 | 0 | 0 | 0 | 0 | 0 | 0 | 0 | 0 | 0 | 0 | 014817604108 | 25.25 | 19.75 | 11 | 10.5 | 3.175 | 250 | Yes | [9 empty] | cETL Dry | ARBUR TBL PN WITH EBONY WOOD | 2 - Light Table Lamp |  | ET1222EWPN1.jpg | ET1222EWPN1.jpg
ET1222WWBBS1 | 2 - Light Table Lamp |  | PORTABLE | Arbur | Portable Lamps | Burnished Brass / Walnut Wood | BBS / WW | Steel | White Linen Fabric | D:18" H:8" | D:16.375" |  | 2 Medium A19 9.5w |  | 2 | Yes | [14 empty] | 0 | [12 empty] | 199.5 | 399 | 598.5 | L:18'' W:18'' H:26 5/8'' |  |  | 18 | 18 | 26.625 | [34 empty] | W:12 1/2'' Tripod | 72 | Black |  | Pull Chain | Plug In | 0 | 0 | 0 | 0 | 0 | 0 | 0 | 0 | 0 | 0 | 0 | 014817604115 | 25.25 | 19.75 | 11 | 10.5 | 3.175 | 250 | Yes | [9 empty] | cETL Dry | ARBUR TBL BBS WITH WALNUT WOOD | 2 - Light Table Lamp |  | ET1222WWBBS1.jpg | ET1222WWBBS1.jpg
ET1241BBS1 | 1 - Light Table Lamp |  | PORTABLE | Jacobsen | Portable Lamps | Burnished Brass | BBS | Steel | White Parchment Paper | D:10" H:8.75" |  |  | 1 Medium A19 9.5w |  | 1 | Yes | [14 empty] | 0 | [12 empty] | 174.5 | 349 | 523.5 | L:14 1/4'' W:10'' H:26'' |  |  | 14.25 | 10 | 26 | [34 empty] | W:12 1/4'' Tripod | 72 | Black |  | In-Line On-Off Switch | Plug In | 0 | 0 | 0 | 0 | 0 | 0 | 0 | 0 | 0 | 0 | 0 | 014817604153 | 25.25 | 19.75 | 11 | 10.5 | 3.175 | 250 | Yes | [9 empty] | cETL Dry | JACOBSEN TBL BBS | 1 - Light Table Lamp |  | ET1241BBS1.jpg | ET1241BBS1.jpg
ET1241PN1 | 1 - Light Table Lamp |  | PORTABLE | Jacobsen | Portable Lamps | Polished Nickel | PN | Steel | White Parchment Paper | D:10" H:8.75" |  |  | 1 Medium A19 9.5w |  | 1 | Yes | [14 empty] | 0 | [12 empty] | 174.5 | 349 | 523.5 | L:14 1/4'' W:10'' H:26'' |  |  | 14.25 | 10 | 26 | [34 empty] | W:12 1/4'' Tripod | 72 | Black |  | In-Line On-Off Switch | Plug In | 0 | 0 | 0 | 0 | 0 | 0 | 0 | 0 | 0 | 0 | 0 | 014817604146 | 25.25 | 19.75 | 11 | 10.5 | 3.175 | 250 | Yes | [9 empty] | cETL Dry | JACOBSEN TBL PN | 1 - Light Table Lamp |  | ET1241PN1.jpg | ET1241PN1.jpg
ET1252BBS1 | 2 - Light Floor Lamp |  | PORTABLE | Jacobsen | Portable Lamps | Burnished Brass | BBS | Steel | Undefined Paper | D:18" H:10.25" |  |  | 2 Medium A19 9.5w |  | 2 | Yes | [14 empty] | 0 | [12 empty] | 374.5 | 749 | 1123.5 | L:21 5/8'' W:18'' H:57'' |  |  | 21.625 | 18 | 57 | [34 empty] | W:18 1/2'' Tripod | 96 | Black |  | Floor Switch | Plug In | 0 | 0 | 0 | 0 | 0 | 0 | 0 | 0 | 0 | 0 | 0 | 014817604177 | 25.25 | 19.75 | 11 | 10.5 | 3.175 | 250 | Yes | [9 empty] | cETL Dry | JACOBSEN FLR BBS | 2 - Light Floor Lamp |  | ET1252BBS1.jpg | ET1252BBS1.jpg
ET1252PN1 | 2 - Light Floor Lamp |  | PORTABLE | Jacobsen | Portable Lamps | Polished Nickel | PN | Steel | Undefined Paper | D:18" H:10.25" |  |  | 2 Medium A19 9.5w |  | 2 | Yes | [14 empty] | 0 | [12 empty] | 374.5 | 749 | 1123.5 | L:21 5/8'' W:18'' H:57'' |  |  | 21.625 | 18 | 57 | [34 empty] | W:18 1/2'' Tripod | 96 | Black |  | Floor Switch | Plug In | 0 | 0 | 0 | 0 | 0 | 0 | 0 | 0 | 0 | 0 | 0 | 014817604160 | 25.25 | 19.75 | 11 | 10.5 | 3.175 | 250 | Yes | [9 empty] | cETL Dry | JACOBSEN FLR PN | 2 - Light Floor Lamp |  | ET1252PN1.jpg | ET1252PN1.jpg
ET1292BBS1 | 2 - Light Table Lamp |  | PORTABLE | Whare | Portable Lamps | Burnished Brass | BBS | Steel | Burnished Brass Steel | D:15" H:7.625" |  |  | 2 Medium A19 9.5w |  | 2 | Yes | [14 empty] | 0 | [12 empty] | 179.5 | 359 | 538.5 | L:15'' W:15'' H:21'' |  |  | 15 | 15 | 21 | [34 empty] | D:8'' H:1'' Round | 72 | Black |  | In-Line On-Off Switch | Plug In | 0 | 0 | 0 | 0 | 0 | 0 | 0 | 0 | 0 | 0 | 0 | 014817604245 | 25.25 | 19.75 | 11 | 10.5 | 3.175 | 250 | Yes | [9 empty] | cETL Dry | WHARE TBL BBS | 2 - Light Table Lamp |  | ET1292BBS1.jpg | ET1292BBS1.jpg
ET1292PN1 | 2 - Light Table Lamp |  | PORTABLE | Whare | Portable Lamps | Polished Nickel | PN | Steel | Polished Nickel Steel | D:15" H:7.625" |  |  | 2 Medium A19 9.5w |  | 2 | Yes | [14 empty] | 0 | [12 empty] | 179.5 | 359 | 538.5 | L:15'' W:15'' H:21'' |  |  | 15 | 15 | 21 | [34 empty] | D:8'' H:1'' Round | 72 | Black |  | In-Line On-Off Switch | Plug In | 0 | 0 | 0 | 0 | 0 | 0 | 0 | 0 | 0 | 0 | 0 | 014817604252 | 25.25 | 19.75 | 11 | 10.5 | 3.175 | 250 | Yes | [9 empty] | cETL Dry | WHARE TBL PN | 2 - Light Table Lamp |  | ET1292PN1.jpg | ET1292PN1.jpg
ET1341BBS1 | 1 - Light Floor Lamp |  | PORTABLE | Dean | Portable Lamps | Burnished Brass | BBS | Steel | White Linen Fabric | D:16" H:9" |  |  | 1 Medium A19 9.5w |  | 1 | Yes | [14 empty] | 0 | [12 empty] | 249.5 | 499 | 748.5 | L:20'' W:16'' H:64'' |  |  | 20 | 16 | 64 | [34 empty] | D:12'' H:1 1/2'' Round | 96 | Black |  | Floor Switch | Plug In | 0 | 0 | 0 | 0 | 0 | 0 | 0 | 0 | 0 | 0 | 0 | 014817604306 | 25.25 | 19.75 | 11 | 10.5 | 3.175 | 250 | Yes | [9 empty] | cETL Dry | DEAN FLR BBS | 1 - Light Floor Lamp |  | ET1341BBS1.jpg | ET1341BBS1.jpg
ET1341PN1 | 1 - Light Floor Lamp |  | PORTABLE | Dean | Portable Lamps | Polished Nickel | PN | Steel | White Linen Fabric | D:16" H:9" |  |  | 1 Medium A19 9.5w |  | 1 | Yes | [14 empty] | 0 | [12 empty] | 249.5 | 499 | 748.5 | L:20'' W:16'' H:64'' |  |  | 20 | 16 | 64 | [34 empty] | D:12'' H:1 1/2'' Round | 96 | Black |  | Floor Switch | Plug In | 0 | 0 | 0 | 0 | 0 | 0 | 0 | 0 | 0 | 0 | 0 | 014817604313 | 25.25 | 19.75 | 11 | 10.5 | 3.175 | 250 | Yes | [9 empty] | cETL Dry | DEAN FLR PN | 1 - Light Floor Lamp |  | ET1341PN1.jpg | ET1341PN1.jpg
ET1351BBS1 | 1 - Light Floor Lamp |  | PORTABLE | Jamie | Portable Lamps | Midnight Black / Burnished Brass | MBK / BBS | Steel | Midnight Black Steel | D:9" H:12.5" | D:3" |  | 1 Medium A19 9.5w |  | 1 | Yes | [14 empty] | 0 | [12 empty] | 249.5 | 499 | 748.5 | L:14 5/8'' W:12'' H:61'' |  |  | 14.625 | 12 | 61 | [34 empty] | D:12'' H:1 1/2'' Round | 96 | Black |  | Floor Switch | Plug In | 0 | 0 | 0 | 0 | 0 | 0 | 0 | 0 | 0 | 0 | 0 | 014817605747 | 25.25 | 19.75 | 11 | 10.5 | 3.175 | 250 | Yes | [9 empty] | cETL Dry | JAMIE FLR BBS MBK | 1 - Light Floor Lamp |  | ET1351BBS1.jpg | ET1351BBS1.jpg
ET1351PN1 | 1 - Light Floor Lamp |  | PORTABLE | Jamie | Portable Lamps | Midnight Black / Polished Nickel | MBK / PN | Steel | Midnight Black Steel | D:9" H:12.5" | D:3" |  | 1 Medium A19 9.5w |  | 1 | Yes | [14 empty] | 0 | [12 empty] | 249.5 | 499 | 748.5 | L:14 5/8'' W:12'' H:61'' |  |  | 14.625 | 12 | 61 | [34 empty] | D:12'' H:1 1/2'' Round | 96 | Black |  | Floor Switch | Plug In | 0 | 0 | 0 | 0 | 0 | 0 | 0 | 0 | 0 | 0 | 0 | 014817605754 | 25.25 | 19.75 | 11 | 10.5 | 3.175 | 250 | Yes | [9 empty] | cETL Dry | JAMIE FLR PN MBK | 1 - Light Floor Lamp |  | ET1351PN1.jpg | ET1351PN1.jpg
ET1361BBS1 | 1 - Light Floor Lamp |  | PORTABLE | Lune | Portable Lamps | Burnished Brass | BBS | Steel |  |  |  |  | 1 Medium A19 9.5w |  | 1 | Yes | [14 empty] | 0 | [12 empty] | 249.5 | 499 | 748.5 | L:12'' W:12'' H:66'' |  |  | 12 | 12 | 66 | [34 empty] | D:6 1/2'' H:13'' Round | 96 | Black |  | Floor Switch | Plug In | 0 | 0 | 0 | 0 | 0 | 0 | 0 | 0 | 0 | 0 | 0 | 014817605761 | 25.25 | 19.75 | 11 | 10.5 | 3.175 | 250 | Yes | [9 empty] | cETL Dry | LUNE FLR BBS | 1 - Light Floor Lamp |  | ET1361BBS1.jpg | ET1361BBS1.jpg
ET1361PN1 | 1 - Light Floor Lamp |  | PORTABLE | Lune | Portable Lamps | Polished Nickel | PN | Steel |  |  |  |  | 1 Medium A19 9.5w |  | 1 | Yes | [14 empty] | 0 | [12 empty] | 249.5 | 499 | 748.5 | L:12'' W:12'' H:66'' |  |  | 12 | 12 | 66 | [34 empty] | D:6 1/2'' H:13'' Round | 96 | Black |  | Floor Switch | Plug In | 0 | 0 | 0 | 0 | 0 | 0 | 0 | 0 | 0 | 0 | 0 | 014817605778 | 25.25 | 19.75 | 11 | 10.5 | 3.175 | 250 | Yes | [9 empty] | cETL Dry | LUNE FLR PN | 1 - Light Floor Lamp |  | ET1361PN1.jpg | ET1361PN1.jpg
EW1001BBS | 1 - Light Wall Sconce | Brianna's graceful, seamless curvature and elongated tubular arms lend fluidity and modern appeal to this classic minimalist silhouette. Available in rich, gilded Burnished Brass and the more contemporary Polished Nickel finish. Brianna wall sconces include cylindrical shades in fresh White Linen. | WALL SCONCE | Brianna | Wall / Bath Lighting | Burnished Brass | BBS | Steel | White Linen Linen | D:4" H:6" |  |  | 1 Candelabra Torpedo 60w |  | 1 | No | [14 empty] | 0 | [12 empty] | 46.98 | 93.96 | 140.94 | W:4'' H:14 1/8'' E:5 5/8'' | 1.22 |  |  | 4 | 14.125 | Wall / Bath |  |  |  |  | 5.625 | [25 empty] | DP:7/8'' W:3'' H:5'' OB UP:11 5/8'' Rectangular |  |  |  | 8 | Black/White |  |  | Hardwired | 0 | 0 | 0 | 0 | 0 | 0 | 0 | 0 | 0 | 0 | 0 | 014817588521 | 15.375 | 8.25 | 7.25 | 2 | 0.532 | 250 | Yes | [9 empty] | cETL Damp | BRIANNA 1L SCONCE BBS | 1 - Light Wall Sconce |  | EW1001BBS_ALT.jpg | EW1001BBS.jpg
EW1001PN | 1 - Light Wall Sconce | Brianna's graceful, seamless curvature and elongated tubular arms lend fluidity and modern appeal to this classic minimalist silhouette. Available in rich, gilded Burnished Brass and the more contemporary Polished Nickel finish. Brianna wall sconces include cylindrical shades in fresh White Linen. | WALL SCONCE | Brianna | Wall / Bath Lighting | Polished Nickel | PN | Steel | White Linen Linen | D:4" H:6" |  |  | 1 Candelabra Torpedo 60w |  | 1 | No | [14 empty] | 0 | [12 empty] | 46.98 | 93.96 | 140.94 | W:4'' H:14 1/8'' E:5 5/8'' | 1.22 |  |  | 4 | 14.125 | Wall / Bath |  |  |  |  | 5.625 | [25 empty] | DP:7/8'' W:3'' H:5'' OB UP:11 5/8'' Rectangular |  |  |  | 8 | Black/White |  |  | Hardwired | 0 | 0 | 0 | 0 | 0 | 0 | 0 | 0 | 0 | 0 | 0 | 014817588538 | 15.5 | 8.25 | 7 | 2 | 0.518 | 250 | Yes | [9 empty] | cETL Damp | BRIANNA 1L SCONCE PN | 1 - Light Wall Sconce |  | EW1001PN_ALT.jpg | EW1001PN.jpg
EW1002BBS | 2 - Light Wall Sconce | Brianna's graceful, seamless curvature and elongated tubular arms lend fluidity and modern appeal to this classic minimalist silhouette. Available in rich, gilded Burnished Brass and the more contemporary Polished Nickel finish. Brianna wall sconces include cylindrical shades in fresh White Linen. | WALL SCONCE | Brianna | Wall / Bath Lighting | Burnished Brass | BBS | Steel | White Linen Linen | D:4" H:6" |  |  | 2 Candelabra Torpedo 60w |  | 2 | No | [14 empty] | 0 | [12 empty] | 74.98 | 149.96 | 224.94 | W:11 3/8'' H:14 1/8'' E:6 1/2'' | 2.65 |  |  | 11.375 | 14.125 | Wall / Bath |  |  |  |  | 6.5 | [25 empty] | DP:7/8'' W:4 1/2'' H:6 7/8'' OB UP:10 5/8'' Rectangular |  |  |  | 8 | Black/White |  |  | Hardwired | 0 | 0 | 0 | 0 | 0 | 0 | 0 | 0 | 0 | 0 | 0 | 014817588545 | 15 | 11.375 | 9.75 | 4.6 | 0.963 | 175 | Yes | [9 empty] | cETL Damp | BRIANNA 2L SCONCE BBS | 2 - Light Wall Sconce |  | EW1002BBS_ALT.jpg | EW1002BBS.jpg
EW1002PN | 2 - Light Wall Sconce | Brianna's graceful, seamless curvature and elongated tubular arms lend fluidity and modern appeal to this classic minimalist silhouette. Available in rich, gilded Burnished Brass and the more contemporary Polished Nickel finish. Brianna wall sconces include cylindrical shades in fresh White Linen. | WALL SCONCE | Brianna | Wall / Bath Lighting | Polished Nickel | PN | Steel | White Linen Linen | D:4" H:6" |  |  | 2 Candelabra Torpedo 60w |  | 2 | No | [14 empty] | 0 | [12 empty] | 74.98 | 149.96 | 224.94 | W:11 3/8'' H:14 1/8'' E:6 1/2'' | 2.65 |  |  | 11.375 | 14.125 | Wall / Bath |  |  |  |  | 6.5 | [25 empty] | DP:7/8'' W:4 1/2'' H:6 7/8'' OB UP:10 5/8'' Rectangular |  |  |  | 8 | Black/White |  |  | Hardwired | 0 | 0 | 0 | 0 | 0 | 0 | 0 | 0 | 0 | 0 | 0 | 014817588552 | 15.25 | 11.25 | 9.5 | 4.4 | 0.943 | 175 | Yes | [9 empty] | cETL Damp | BRIANNA 2L SCONCE PN | 2 - Light Wall Sconce |  | EW1002PN_ALT.jpg | EW1002PN.jpg
EW1011AI | 1 - Light Wall Sconce | The Georgia Wall Sconce channels the natural beauty of flourishing leaves with perfect symmetry balanced by a circular backplate and a rectangular shade in fresh White Linen. Superior craftsmanship using a lost-cast wax technique results in a textured Aged Iron finish that resembles hand-forged iron. | WALL SCONCE | Georgia | Wall / Bath Lighting | Aged Iron | AI | Steel | White Linen Linen | L:11" W:6.5" H:8" | L:10" W:5.875" |  | 1 Medium A19 60w |  | 1 | No | [14 empty] | 0 | [12 empty] | 92.48 | 184.96 | 277.44 | W:11'' H:16 7/8'' E:6 1/2'' | 2.9 |  |  | 11 | 16.875 | Screw(s) |  |  |  |  | 6.5 | [25 empty] | D:4 5/8'' DP:3/4'' OB UP:12 1/2'' Round |  |  |  | 8 | Black/White |  |  | Hardwired | 0 | 0 | 0 | 0 | 0 | 0 | 0 | 0 | 0 | 0 | 0 | 014817588866 | 14.375 | 14.375 | 13.5 | 5.3 | 1.614 | 250 | Yes | [9 empty] | cETL Damp | GEORGIA 1L SCONCE AI | 1 - Light Wall Sconce |  | EW1011AI.jpg | EW1011AI.jpg
EW1021AI | 1 - Light Wall Sconce | The rustic Aged Iron finish of the Indo Collection is modernized by a timeless oval motif on its body and bold White Linen shade. Indo has a hand-crafted feel with a finish that is textured and tactile like real hand-forged ironwork. | WALL SCONCE | Indo | Wall / Bath Lighting | Aged Iron | AI | Steel | White Linen Linen | L:10.875" W:5.375" H:8" | L:10" W:4.875" |  | 1 Medium A19 60w |  | 1 | No | [14 empty] | 0 | [12 empty] | 86.98 | 173.96 | 260.94 | W:10 7/8'' H:14 3/4'' E:5 1/2'' | 1.8 |  |  | 10.875 | 14.75 | Screw(s) |  |  |  |  | 5.5 | [25 empty] | D:5'' DP:3/4'' OB UP:6 5/8'' Round |  |  |  | 8 | Black/White |  |  | Hardwired | 0 | 0 | 0 | 0 | 0 | 0 | 0 | 0 | 0 | 0 | 0 | 014817588880 | 16.25 | 13.5 | 10 | 3.9 | 1.27 | 250 | Yes | [9 empty] | cETL Damp | INDO 1L SCONCE AI | 1 - Light Wall Sconce |  | EW1021AI.jpg | EW1021AI.jpg
EW1031BBS | 1 - Light Wall Sconce | The modernist Apollo impresses with perfectly balanced White Opal Etched Glass globes that gently rest within a spherical Burnished Brass or Polished Nickel frame. Apollo's cosmic appeal and artistic mid-century design is sure to become the focal point of any space. | WALL SCONCE | Apollo | Wall / Bath Lighting | Burnished Brass | BBS | Steel | White Opal Etched Glass | D:6.3125" H:6.25" |  |  | 1 G9 T4 60w |  | 1 | No | [14 empty] | 0 | [12 empty] | 68.48 | 136.96 | 205.44 | W:7 1/8'' H:6 3/4'' E:8 1/4'' | 2.1 |  |  | 7.125 | 6.75 | Screw(s) |  |  |  |  | 8.25 | [25 empty] | D:5'' DP:7/8'' OB UP:3'' Rectangular |  |  |  | 8 | Black/White |  |  | Hardwired | 0 | 0 | 0 | 0 | 0 | 0 | 0 | 0 | 0 | 0 | 0 | 014817588682 | 14.125 | 11.75 | 10.5 | 4 | 1.008 | 175 | Yes | [9 empty] | cETL Damp | APOLLO 1L SCONCE BBS | 1 - Light Wall Sconce |  | EW1031BBS.jpg | EW1031BBS.jpg
EW1031PN | 1 - Light Wall Sconce | The modernist Apollo impresses with perfectly balanced White Opal Etched Glass globes that gently rest within a spherical Burnished Brass or Polished Nickel frame. Apollo's cosmic appeal and artistic mid-century design is sure to become the focal point of any space. | WALL SCONCE | Apollo | Wall / Bath Lighting | Polished Nickel | PN | Steel | White Opal Etched Glass | D:6.3125" H:6.25" |  |  | 1 G9 T4 60w |  | 1 | No | [14 empty] | 0 | [12 empty] | 68.48 | 136.96 | 205.44 | W:7 1/8'' H:6 3/4'' E:8 1/4'' | 2.1 |  |  | 7.125 | 6.75 | Screw(s) |  |  |  |  | 8.25 | [25 empty] | DP:7/8'' OB UP:5'' OB DOWN:3'' Round |  |  |  | 8 | Black/White |  |  | Hardwired | 0 | 0 | 0 | 0 | 0 | 0 | 0 | 0 | 0 | 0 | 0 | 014817588699 | 14.125 | 11.75 | 10.5 | 4.1 | 1.008 | 175 | Yes | [9 empty] | cETL Damp | APOLLO 1L SCONCE PN | 1 - Light Wall Sconce |  | EW1031PN.jpg | EW1031PN.jpg
EW1041BBS | 1 - Light Wall Sconce | Simon is a task-oriented wall sconce, with swivel functionality to shine light where you need it. A luxe two-tone finish of Midnight Black with Burnished Brass accents gives a modern update to this vintage-inspired silhouette. | WALL SCONCE | Simon | Wall / Bath Lighting | Burnished Brass / Burnished Brass | BBS / BBS | Steel | Burnished Brass Steel |  |  |  | 1 Medium A19 60w |  | 1 | No | [14 empty] | 0 |  |  |  |  | Clear Silver | [7 empty] | 99.98 | 199.96 | 299.94 | W:5 3/8'' H:17 1/4'' E:24 3/8'' | 2.9 |  |  | 5.375 | 17.25 | Wall / Bath |  |  |  |  | 24.375 | [25 empty] | DP:7/8'' W:4 7/8'' H:6 7/8'' OB UP:11 1/8'' Rectangular |  |  |  | 72 |  |  | On/Off Switch | Plug In | 0 | 0 | 0 | 0 | 0 | 0 | 0 | 0 | 0 | 0 | 0 | 014817597493 | 28 | 18.5 | 8.25 | 8.5 | 2.473 | 250 | Yes | [9 empty] | cETL Damp | SIMON 1L SCONCE BBS | 1 - Light Wall Sconce |  | EW1041BBS.jpg | EW1041BBS.jpg
EW1041MBK | 1 - Light Wall Sconce | Simon is a task-oriented wall sconce, with swivel functionality to shine light where you need it. A luxe two-tone finish of Midnight Black with Burnished Brass accents gives a modern update to this vintage-inspired silhouette. | WALL SCONCE | Simon | Wall / Bath Lighting | Midnight Black / Burnished Brass | MBK / BBS | Steel | Midnight Black Steel |  |  |  | 1 Medium A19 60w |  | 1 | No | [14 empty] | 0 |  |  |  |  | Black | [7 empty] | 99.98 | 199.96 | 299.94 | W:5 3/8'' H:17 1/4'' E:24 3/8'' | 2.9 |  |  | 5.375 | 17.25 | Wall / Bath |  |  |  |  | 24.375 | [25 empty] | DP:7/8'' W:4 7/8'' H:6 7/8'' OB UP:11 1/8'' Rectangular |  |  |  | 72 |  |  | On/Off Switch | Plug In | 0 | 0 | 0 | 0 | 0 | 0 | 0 | 0 | 0 | 0 | 0 | 014817588651 | 28.125 | 18.25 | 8.5 | 7.3 | 2.525 | 250 | Yes | [9 empty] | cETL Damp | SIMON 1L SCONCE MBK | 1 - Light Wall Sconce |  | EW1041MBK.jpg | EW1041MBK.jpg
EW1041MWT | 1 - Light Wall Sconce | Simon is a task-oriented wall sconce, with swivel functionality to shine light where you need it. A luxe two-tone finish of Midnight Black with Burnished Brass accents gives a modern update to this vintage-inspired silhouette. | WALL SCONCE | Simon | Wall / Bath Lighting | Matte White / Burnished Brass | MWT / BBS | Steel | Matte White Steel |  |  |  | 1 Medium A19 60w |  | 1 | No | [14 empty] | 0 |  |  |  |  | Clear Silver | [7 empty] | 99.98 | 199.96 | 299.94 | W:5 3/8'' H:17 1/4'' E:24 3/8'' | 2.9 |  |  | 5.375 | 17.25 | Wall / Bath |  |  |  |  | 24.375 | [25 empty] | DP:7/8'' W:4 7/8'' H:6 7/8'' OB UP:11 1/8'' Rectangular |  |  |  | 72 |  |  | On/Off Switch | Plug In | 0 | 0 | 0 | 0 | 0 | 0 | 0 | 0 | 0 | 0 | 0 | 014817597509 | 28 | 18.5 | 8.25 | 8.4 | 2.473 | 250 | Yes | [9 empty] | cETL Damp | SIMON 1L SCONCE MWT | 1 - Light Wall Sconce |  | EW1041MWT.jpg | EW1041MWT.jpg
EW1061MBK | 1 - Light Wall Sconce | Pairing a rich, two-tone finish with bold, geometric lines give Joan luxe appeal. Warm Burnished Brass joins with either Midnight Black or Matte White in a thoughtful juxtaposition of contrasting finishes on the 5-light chandeliers, the 1-light wall sconces and the 1-light table lamps. Each iconic, hourglass-inspired shade features small perforations towards its crown, allowing a soft glow to shine through, further articulating the distinctive details of this chic collection. | WALL SCONCE | Joan | Wall / Bath Lighting | Midnight Black / Burnished Brass | MBK / BBS | Steel | Midnight Black Steel |  |  |  | 1 Medium A19 75w |  | 1 | No | [14 empty] | 0 | [12 empty] | 71.48 | 142.96 | 214.44 | W:6 1/4'' H:10 3/4'' E:12'' | 2 |  |  | 6.25 | 10.75 | Screw(s) |  |  |  |  | 12 | [25 empty] | DP:3/4'' W:3'' H:4 3/4'' OB UP:5 3/4'' Rectangular |  |  |  | 8 | Black/White |  |  | Hardwired | 0 | 0 | 0 | 0 | 0 | 0 | 0 | 0 | 0 | 0 | 0 | 014817593747 | 15.25 | 14 | 9.5 | 4.2 | 1.174 | 250 | Yes | [9 empty] | cETL Damp | JOAN 1L SCONCE MBK | 1 - Light Wall Sconce |  | EW1061MBK.jpg | EW1061MBK.jpg
EW1061MWT | 1 - Light Wall Sconce | Pairing a rich, two-tone finish with bold, geometric lines give Joan luxe appeal. Warm Burnished Brass joins with either Midnight Black or Matte White in a thoughtful juxtaposition of contrasting finishes on the 5-light chandeliers, the 1-light wall sconces and the 1-light table lamps. Each iconic, hourglass-inspired shade features small perforations towards its crown, allowing a soft glow to shine through, further articulating the distinctive details of this chic collection. | WALL SCONCE | Joan | Wall / Bath Lighting | Matte White / Burnished Brass | MWT / BBS | Steel | Matte White Steel | D:6.25" H:10.75" |  |  | 1 Medium A19 75w |  | 1 | No | [14 empty] | 0 | [12 empty] | 71.48 | 142.96 | 214.44 | W:6 1/4'' H:10 3/4'' E:12'' | 2 |  |  | 6.25 | 10.75 | Screw(s) |  |  |  |  | 12 | [25 empty] | DP:3/4'' W:3'' H:4 3/4'' OB UP:5 3/4'' Rectangular |  |  |  | 8 | Black/White |  |  | Hardwired | 0 | 0 | 0 | 0 | 0 | 0 | 0 | 0 | 0 | 0 | 0 | 014817593754 | 15 | 13.78 | 9.5 | 4.2 | 1.136 | 250 | Yes | [9 empty] | cETL Damp | JOAN 1L SCONCE MWT | 1 - Light Wall Sconce |  | EW1061MWT.jpg | EW1061MWT.jpg
EW1071MBK | 1 - Light Wall Sconce | The retro-inspired Jane collection features a luxe two-tone finish of Burnished Brass with Midnight Black or Matte White accents. Adjustable shades on Jane chandeliers enable illumination that perfectly suits your space. Elongated arms and soft curves add dimension and drama to each fixture. | WALL SCONCE | Jane | Wall / Bath Lighting | Midnight Black / Burnished Brass | MBK / BBS | Steel | Midnight Black Steel | L:9" W:7" H:3.5" |  |  | 1 Candelabra G16-1/2 60w |  | 1 | No | [14 empty] | 0 | [12 empty] | 94.48 | 188.96 | 283.44 | W:7'' H:13 1/2'' E:24 1/8'' | 2.6 |  |  | 7 | 13.5 | Screw(s) |  |  |  |  | 24.125 | [25 empty] | D:4 3/4'' DP:3/4'' OB UP:2 3/8'' Round |  |  |  | 8 | Black/White |  |  | Hardwired | 0 | 0 | 0 | 0 | 0 | 0 | 0 | 0 | 0 | 0 | 0 | 014817593785 | 27.25 | 17.18 | 10.18 | 4.8 | 2.758 | 300 | Yes | [9 empty] | cETL Dry | JANE 1L SCONCE MBK | 1 - Light Wall Sconce |  | EW1071MBK.jpg | EW1071MBK.jpg
EW1071MWT | 1 - Light Wall Sconce | The retro-inspired Jane collection features a luxe two-tone finish of Burnished Brass with Midnight Black or Matte White accents. Adjustable shades on Jane chandeliers enable illumination that perfectly suits your space. Elongated arms and soft curves add dimension and drama to each fixture. | WALL SCONCE | Jane | Wall / Bath Lighting | Matte White / Burnished Brass | MWT / BBS | Steel | Matte White Steel | L:9" W:7" H:3.5" |  |  | 1 Candelabra G16-1/2 60w |  | 1 | No | [14 empty] | 0 | [12 empty] | 94.48 | 188.96 | 283.44 | W:7'' H:13 1/2'' E:24 1/8'' | 2.6 |  |  | 7 | 13.5 | Screw(s) |  |  |  |  | 24.125 | [25 empty] | D:4 3/4'' DP:3/4'' OB UP:2 3/8'' Round |  |  |  | 8 | Black/White |  |  | Hardwired | 0 | 0 | 0 | 0 | 0 | 0 | 0 | 0 | 0 | 0 | 0 | 014817593792 | 27.25 | 17.18 | 10.18 | 4.8 | 2.758 | 300 | Yes | [9 empty] | cETL Dry | JANE 1L SCONCE MWT | 1 - Light Wall Sconce |  | EW1071MWT.jpg | EW1071MWT.jpg
EW1072MBK | 2 - Light Wall Sconce | The retro-inspired Jane collection features a luxe two-tone finish of Burnished Brass with Midnight Black or Matte White accents. Adjustable shades on Jane chandeliers enable illumination that perfectly suits your space. Elongated arms and soft curves add dimension and drama to each fixture. | WALL SCONCE | Jane | Wall / Bath Lighting | Midnight Black / Burnished Brass | MBK / BBS | Steel | Midnight Black Steel | L:9" W:7" H:3.5" |  |  | 2 Candelabra G16-1/2 60w |  | 2 | No | [14 empty] | 0 | [12 empty] | 213.48 | 426.96 | 640.44 | W:7'' H:23 3/8'' E:42'' | 5.1 |  |  | 7 | 23.375 | Screw(s) |  |  |  |  | 42 | [25 empty] | D:4 3/4'' DP:3/4'' OB UP:12 3/8'' Round |  |  |  | 8 | Black/White |  |  | Hardwired | 0 | 0 | 0 | 0 | 0 | 0 | 0 | 0 | 0 | 0 | 0 | 014817593808 | 45 | 29 | 5.5 | 8.8 | 4.154 | 250 | Yes | [9 empty] | cETL Dry | JANE 2L SCONCE MBK | 2 - Light Wall Sconce |  | EW1072MBK.jpg | EW1072MBK.jpg
EW1072MWT | 2 - Light Wall Sconce | The retro-inspired Jane collection features a luxe two-tone finish of Burnished Brass with Midnight Black or Matte White accents. Adjustable shades on Jane chandeliers enable illumination that perfectly suits your space. Elongated arms and soft curves add dimension and drama to each fixture. | WALL SCONCE | Jane | Wall / Bath Lighting | Matte White / Burnished Brass | MWT / BBS | Steel | Matte White Steel | L:9" W:7" H:3.5" |  |  | 2 Candelabra G16-1/2 60w |  | 2 | No | [14 empty] | 0 | [12 empty] | 213.48 | 426.96 | 640.44 | W:7'' H:23 3/8'' E:42'' | 5.1 |  |  | 7 | 23.375 | Screw(s) |  |  |  |  | 42 | [25 empty] | D:4 3/4'' DP:3/4'' OB UP:12 3/8'' Round |  |  |  | 8 | Black/White |  |  | Hardwired | 0 | 0 | 0 | 0 | 0 | 0 | 0 | 0 | 0 | 0 | 0 | 014817593815 | 45.5 | 26.5 | 10 | 10.1 | 6.978 | 300 | Yes | [9 empty] | cETL Dry | JANE 2L SCONCE MWT | 2 - Light Wall Sconce |  | EW1072MWT.jpg | EW1072MWT.jpg
EW1082MBK | 2 - Light Wall Sconce |  | WALL SCONCE | Hopton | Wall / Bath Lighting | Midnight Black | MBK | Steel |  |  |  |  | 2 Candelabra Torpedo 60w |  | 2 | No | [14 empty] | 0 | [12 empty] | 89.5 | 179 | 268.5 | W:10 3/4'' H:18 7/8'' E:6 3/8'' |  |  |  | 10.75 | 18.875 | Wall / Bath |  |  |  |  | 6.375 | [25 empty] | DP:3/4'' W:4 3/4'' H:7'' OB UP:15 3/8'' Rectangular |  |  |  | 8 | Black/White |  |  | Hardwired | 0 | 0 | 0 | 0 | 0 | 0 | 0 | 0 | 0 | 0 | 0 | 014817604016 | 15 | 11.375 | 9.75 | 4.6 | 0.963 | 175 | Yes | [9 empty] | cETL Damp | HOPTON 2L LEFT WALL MBK | 2 - Light Wall Sconce |  | EW1082MBK.jpg | EW1082MBK.jpg
EW1082PN | 2 - Light Wall Sconce |  | WALL SCONCE | Hopton | Wall / Bath Lighting | Polished Nickel | PN | Steel |  |  |  |  | 2 Candelabra Torpedo 60w |  | 2 | No | [14 empty] | 0 | [12 empty] | 89.5 | 179 | 268.5 | W:10 3/4'' H:18 7/8'' E:6 3/8'' |  |  |  | 10.75 | 18.875 | Wall / Bath |  |  |  |  | 6.375 | [25 empty] | DP:3/4'' W:4 3/4'' H:7'' OB UP:15 3/8'' Rectangular |  |  |  | 8 | Black/White |  |  | Hardwired | 0 | 0 | 0 | 0 | 0 | 0 | 0 | 0 | 0 | 0 | 0 | 014817604009 | 15 | 11.375 | 9.75 | 4.6 | 0.963 | 175 | Yes | [9 empty] | cETL Damp | HOPTON 2L LEFT WALL PN | 2 - Light Wall Sconce |  | EW1082PN.jpg | EW1082PN.jpg
EW1092MBK | 2 - Light Wall Sconce |  | WALL SCONCE | Hopton | Wall / Bath Lighting | Midnight Black | MBK | Steel |  |  |  |  | 2 Candelabra Torpedo 60w |  | 2 | No | [14 empty] | 0 | [12 empty] | 89.5 | 179 | 268.5 | W:10 3/4'' H:18 7/8'' E:6 3/8'' |  |  |  | 10.75 | 18.875 | Wall / Bath |  |  |  |  | 6.375 | [25 empty] | DP:3/4'' W:4 3/4'' H:7'' OB UP:15 3/8'' Rectangular |  |  |  | 8 | Black/White |  |  | Hardwired | 0 | 0 | 0 | 0 | 0 | 0 | 0 | 0 | 0 | 0 | 0 | 014817604030 | 15 | 11.375 | 9.75 | 4.6 | 0.963 | 175 | Yes | [9 empty] | cETL Damp | HOPTON 2L RIGHT WALL MBK | 2 - Light Wall Sconce |  | EW1092MBK.jpg | EW1092MBK.jpg
EW1092PN | 2 - Light Wall Sconce |  | WALL SCONCE | Hopton | Wall / Bath Lighting | Polished Nickel | PN | Steel |  |  |  |  | 2 Candelabra Torpedo 60w |  | 2 | No | [14 empty] | 0 | [12 empty] | 89.5 | 179 | 268.5 | W:10 3/4'' H:18 7/8'' E:6 3/8'' |  |  |  | 10.75 | 18.875 | Wall / Bath |  |  |  |  | 6.375 | [25 empty] | DP:3/4'' W:4 3/4'' H:7'' OB UP:15 3/8'' Rectangular |  |  |  | 8 | Black/White |  |  | Hardwired | 0 | 0 | 0 | 0 | 0 | 0 | 0 | 0 | 0 | 0 | 0 | 014817604023 | 15 | 11.375 | 9.75 | 4.6 | 0.963 | 175 | Yes | [9 empty] | cETL Damp | HOPTON 2L RIGHT WALL PN | 2 - Light Wall Sconce |  | EW1092PN.jpg | EW1092PN.jpg
EW1101MBKBBS | 1 - Light Wall Sconce |  | WALL SCONCE | Piro | Wall / Bath Lighting | Burnished Brass | BBS | Steel |  |  |  |  | 1 Candelabra G16-1/2 60w |  | 1 | No | [14 empty] | 0 | [12 empty] | 64.5 | 129 | 193.5 | W:4 7/8'' H:22 1/2'' E:4 3/4'' | 1.3 |  |  | 4.875 | 22.5 | Wall / Bath |  |  |  |  | 4.75 | [25 empty] | DP:1 3/8'' W:4 7/8'' H:4 7/8'' OB UP:11'' Round |  |  |  | 8 | Black/White |  |  | Hardwired | 0 | 0 | 0 | 0 | 0 | 0 | 0 | 0 | 0 | 0 | 0 | 014817604092 | 15.5 | 8.25 | 7 | 2 | 0.518 | 250 | Yes | [9 empty] | cETL Damp | PIRO 1L SCONCE BBS MBK | 1 - Light Wall Sconce |  | EW1101MBKBBS.jpg | EW1101MBKBBS.jpg
EW1151BBS | 1 - Light Wall Sconce |  | WALL SCONCE | Whare | Wall / Bath Lighting | Burnished Brass | BBS | Steel |  |  |  |  | 1 Medium A19 60w |  | 1 | No | [14 empty] | 0 | [12 empty] | 69.5 | 139 | 208.5 | W:6 1/4'' H:10 1/2'' E:9 3/4'' |  |  |  | 6.25 | 10.5 | Wall / Bath |  |  |  |  | 9.75 | [25 empty] | DP:5/8'' W:5'' H:8 1/4'' OB UP:6 3/8'' Rectangular |  |  |  | 8 | Black/White |  |  | Hardwired | 0 | 0 | 0 | 0 | 0 | 0 | 0 | 0 | 0 | 0 | 0 | 014817604221 | 15.375 | 8.25 | 7.25 | 2 | 0.532 | 250 | Yes | [9 empty] | cETL Damp | WHARE SCONCE BBS | 1 - Light Wall Sconce |  | EW1151BBS.jpg | EW1151BBS.jpg
EW1151PN | 1 - Light Wall Sconce |  | WALL SCONCE | Whare | Wall / Bath Lighting | Polished Nickel | PN | Steel |  |  |  |  | 1 Medium A19 60w |  | 1 | No | [14 empty] | 0 | [12 empty] | 69.5 | 139 | 208.5 | W:6 1/4'' H:10 1/2'' E:9 3/4'' |  |  |  | 6.25 | 10.5 | Wall / Bath |  |  |  |  | 9.75 | [25 empty] | DP:5/8'' W:5'' H:8 1/4'' OB UP:6 3/8'' Rectangular |  |  |  | 8 | Black/White |  |  | Hardwired | 0 | 0 | 0 | 0 | 0 | 0 | 0 | 0 | 0 | 0 | 0 | 014817604238 | 15.375 | 8.25 | 7.25 | 2 | 0.532 | 250 | Yes | [9 empty] | cETL Damp | WHARE SCONCE PN | 1 - Light Wall Sconce |  | EW1151PN.jpg | EW1151PN.jpg
F1883/6BRB | 6 - Light Single Tier Chandelier | This lighting collection by Feiss captures the spirit of the French Versailles age of opulence. From the central faceted crystal spire to the slender and graceful curved arms adorned with multiple layers of hand Prismatic glass crystals, the Maison De Ville collection is rich with romantic detailing. | CHANDELIERS | Maison De Ville | Chandeliers | British Bronze | BRB | [5 empty] | 6 Candelabra B Torpedo 60w |  | 6 | No | [27 empty] | 448.45 | 896.9 | 1345.35 | D:27 3/4'' H:31'' | 10.1 | 27.75 |  |  | 31 | [35 empty] | 180 | Brown | 60 |  | Hardwired | 0 | 0 | 0 | 0 | 0 | 0 | 0 | 0 | 0 | 0 | 0 | 014817259575 | 29.5 | 12.75 | 27 | 10.1 | 5.877 | 300 | Yes | [9 empty] | cUL Dry | CHANDELIER - SINGLE | 6 - Light Maison De Ville |  | F18836BRB.jpg
F1902/6MBZ | 6 - Light Single Tier Chandelier | Inspired by the grand Châteaus of Southern France, the Chateau lighting collection by Feiss is both delicate and detailed. Its square tube curls lyrically play into one another as the hand polished glass crystals punctuate each curl. | CHANDELIERS | Chateau | Chandeliers | Mocha Bronze | MBZ | [5 empty] | 6 Candelabra Flame Tip 60w |  | 6 | No | [27 empty] | 399.48 | 798.96 | 1198.44 | D:25'' H:30'' | 10.3 | 25 |  |  | 30 | [35 empty] | 180 |  | 60 |  | Hardwired | 0 | 0 | 0 | 0 | 0 | 0 | 0 | 0 | 0 | 0 | 0 | 014817268324 | 28 | 15 | 28 | 22.4 | 6.806 | 250 | Yes | [9 empty] | cUL Dry | CHANDELIER - SINGLE | 6-Light Chateau |  | F19026MBZ.jpg
F1904/4MBZ | 4 - Light Mini Chandelier | Inspired by the grand Châteaus of Southern France, the Chateau lighting collection by Feiss is both delicate and detailed. Its square tube curls lyrically play into one another as the hand polished glass crystals punctuate each curl. | CHANDELIERS | Chateau | Chandeliers | Mocha Bronze | MBZ | [5 empty] | 4 Candelabra B Torpedo 60w |  | 4 | No | [27 empty] | 216.98 | 433.96 | 650.94 | D:17'' H:22'' | 5.7 | 17 |  |  | 22 | [35 empty] | 180 |  | 60 |  | Hardwired | 0 | 0 | 0 | 0 | 0 | 0 | 0 | 0 | 0 | 0 | 0 | 014817268348 | 20.38 | 15.25 | 15.25 | 10.96 | 2.743 | 175 | Yes | [9 empty] | cUL Dry | CHANDELIER - MINI | 4-Light Chateau |  | F19044MBZ.jpg
F1938/8+4MBZ | 12 - Light Multi-Tier Chandelier | Inspired by the grand Châteaus of Southern France, the Chateau lighting collection by Feiss is both delicate and detailed. Its square tube curls lyrically play into one another as the hand polished glass crystals punctuate each curl. | CHANDELIERS | Chateau | Chandeliers | Mocha Bronze | MBZ | [5 empty] | 12 Candelabra B Torpedo 60w |  | 12 | No | [27 empty] | 799.98 | 1599.96 | 2399.94 | D:36'' H:47'' | 27 | 36 |  |  | 47 | [35 empty] | 240 |  | 84 |  | Hardwired | 0 | 0 | 0 | 0 | 0 | 0 | 0 | 0 | 0 | 0 | 0 | 014817275995 | 19 | 38 | 24 | 33.4 | 10.028 | 250 | Yes | [9 empty] | cUL Dry | CHANDELIER - MULTI | 12 - Light Chateau |  | F193884MBZ.jpg
F2052/6+3GBZ | 9 - Light Multi-Tier Chandelier | Then Morningside lighting collection by Feiss has gracefully curved arms in rugged wrought iron, finished in Grecian Bronze. The silhouette is softened with its coordinating Cream Opal etched glass shades with a scalloped, floral influenced edging. | CHANDELIERS | Morningside | Chandeliers | Grecian Bronze | GBZ | [5 empty] | 9 Medium A19 100w |  | 9 | No | [27 empty] | 274.5 | 549 | 823.5 | D:34'' H:42'' | 22.41 | 34 |  |  | 42 | [30 empty] | D:5 1/2'' Round |  |  |  |  | 120 |  | 96 |  | Hardwired | 0 | 0 | 0 | 0 | 0 | 0 | 0 | 0 | 0 | 0 | 0 | 014817289961 | 41 | 11.5 | 30 | 46.2 | 8.186 | 175 | Yes | [8 empty] | UL Dry | cUL Dry | (HS)CHANDELIER - MULTI | 9 - Light Morningside |  | F205263GBZ.jpg
F2110/8+4+4MBZ | 16 - Light Multi-Tier Chandelier | Inspired by the grand Châteaus of Southern France, the Chateau lighting collection by Feiss is both delicate and detailed. Its square tube curls lyrically play into one another as the hand polished glass crystals punctuate each curl. | CHANDELIERS | Chateau | Chandeliers | Mocha Bronze | MBZ | [5 empty] | 16 Candelabra Torpedo 60w |  | 16 | No | [14 empty] | 0 | [12 empty] | 942.98 | 1885.96 | 2828.94 | D:53 1/2'' H:69'' O:169'' | 77.3 | 53.5 |  |  | 69 |  |  |  | 169 | [26 empty] | Round |  |  |  |  | 240 | Brown | 84 |  | Hardwired | 0 | 0 | 0 | 0 | 0 | 0 | 0 | 0 | 0 | 0 | 0 | 014817308020 | 57.5 | 19 | 63.5 | 83 | 40.147 | 250 | No | [8 empty] | ETL Dry |  | CHANDELIER - MULTI | 16 - Light Chateau |  | F2110844MBZ.jpg
F2218/3WAL | Three Light Island Chandelier | The casual iron Drawing Room lighting collection has traditional Edwardian style. The overlapping arch and fluted detailing is found both in the pressed glass bowls and the die cast aluminum fitters. The fretwork elements draw on traditional British architectural themes. | CHANDELIERS | Drawing Room | Pendants | Walnut | WAL | Steel | Amber Snow Scavo Glass | D:9" H:5.25" |  |  | 3 Medium A19 100w |  | 3 | No | [14 empty] | 0 | [12 empty] | 253.95 | 507.9 | 761.85 | L:38'' W:9'' H:24'' | 15.4 |  | 38 | 9 | 24 | Chain Hung | [6 empty] | No |  | No | [20 empty] | DP:5'' W:8 1/2'' H:1 5/8'' Oval |  |  |  |  | 180 | Brown | 60 |  | Hardwired | 0 | 0 | 0 | 0 | 1 | 0 | 0 | 1 | 0 | 0 | 0 | 014817318890 | 40.5 | 24.75 | 9 | 26.84 | 5.221 | 175 | Yes | [8 empty] | UL Dry | cUL Dry | DRAWING ROOM 3L ISLAND-WAL | Three Light Island Chandelier |  | F22183WAL.jpg
F2219/3WAL | Three Light Kitchen Chandelier | The casual iron Drawing Room lighting collection has traditional Edwardian style. The overlapping arch and fluted detailing is found both in the pressed glass bowls and the die cast aluminum fitters. The fretwork elements draw on traditional British architectural themes. | CHANDELIERS | Drawing Room | Pendants | Walnut | WAL | Steel | Amber Snow Scavo Glass | D:9" H:5.25" |  |  | 3 Medium A19 100w |  | 3 | No | [14 empty] | 0 | [12 empty] | 201.45 | 402.9 | 604.35 | D:25'' H:19 1/2'' | 14.3 | 25 |  |  | 19.5 | Screw Collar - Chain | [6 empty] | No |  | No | [20 empty] | D:5 1/2'' H:1 1/4'' Round |  |  |  |  | 180 | Brown | 60 |  | Hardwired | 0 | 0 | 0 | 0 | 1 | 0 | 0 | 1 | 0 | 0 | 0 | 014817319880 | 21 | 19.75 | 19 | 22.5 | 4.56 | 175 | Yes | [8 empty] | UL Dry | cUL Dry | DRAWING ROOM 3L CHAND-WAL | Three Light Kitchen Chandelier |  | F22193WAL.jpg
F2221/4WAL | Four Light Mini-Chandelier | The casual iron Drawing Room lighting collection has traditional Edwardian style. The overlapping arch and fluted detailing is found both in the pressed glass bowls and the die cast aluminum fitters. The fretwork elements draw on traditional British architectural themes. | CHANDELIERS | Drawing Room | Chandeliers | Walnut | WAL | Steel | Amber Snow Scavo Glass | D:6.25" H:5.25" |  |  | 4 Medium A19 100w |  | 4 | No | [14 empty] | 0 | [12 empty] | 184.95 | 369.9 | 554.85 | D:18'' H:20'' | 11.8 | 18 |  |  | 20 | Dual Mount |  | 18.75 |  |  |  |  | No |  | No | [20 empty] | D:5 1/2'' H:1 1/4'' Round |  |  |  |  | 180 | Brown | 60 |  | Hardwired | 0 | 0 | 0 | 0 | 1 | 0 | 0 | 1 | 0 | 0 | 0 | 014817319873 | 21.75 | 19 | 12.25 | 19.95 | 2.93 | 125 | Yes | [8 empty] | UL Dry | cUL Dry | DRAWING ROOM 4L MINI-CHAND-WAL | Four Light Mini-Chandelier |  | F22214WAL.jpg
F2222/4WAL | Large Four Light Pendant | The casual iron Drawing Room lighting collection has traditional Edwardian style. The overlapping arch and fluted detailing is found both in the pressed glass bowls and the die cast aluminum fitters. The fretwork elements draw on traditional British architectural themes. | CHANDELIERS | Drawing Room | Pendants | Walnut | WAL | Steel | Amber Snow Scavo Glass | D:24.25" H:7" |  |  | 4 Medium A19 100w |  | 4 | No | [14 empty] | 0 | [12 empty] | 340.45 | 680.9 | 1021.35 | D:27'' H:31 1/2'' | 21.5 | 27 |  |  | 31.5 | Screw Collar - Chain | [6 empty] | No |  | No | [20 empty] | D:5 1/2'' H:2'' Round |  |  |  |  | 180 | Brown | 60 |  | Hardwired | 0 | 0 | 0 | 0 | 1 | 0 | 0 | 1 | 0 | 0 | 0 | 014817318937 | 28.25 | 12 | 28.25 | 34.19 | 5.542 | 125 | Yes | [8 empty] | UL Dry | cUL Dry | DRAWING ROOM 4L LG PEND-WAL | Large Four Light Pendant |  | F22224WAL.jpg
F2223/2WAL | Small Four Light Pendant | The casual iron Drawing Room lighting collection has traditional Edwardian style. The overlapping arch and fluted detailing is found both in the pressed glass bowls and the die cast aluminum fitters. The fretwork elements draw on traditional British architectural themes. | CHANDELIERS | Drawing Room | Pendants | Walnut | WAL | Steel | Amber Snow Scavo Glass | D:15" H:5" |  |  | 2 Medium A19 100w |  | 2 | No | [14 empty] | 0 | [12 empty] | 143.95 | 287.9 | 431.85 | D:17'' H:21 1/2'' | 9 | 17 |  |  | 21.5 | Dual Mount |  | 20 |  |  |  |  | No |  | No | [20 empty] | D:5 1/2'' H:2'' Round |  |  |  |  | 180 | Brown | 60 |  | Hardwired | 0 | 0 | 0 | 0 | 1 | 0 | 0 | 1 | 0 | 0 | 0 | 014817318944 | 19.5 | 11.5 | 18.5 | 17.14 | 2.401 | 125 | Yes | [8 empty] | UL Dry | cUL Dry | DRAWING ROOM 2L SM PEND-WAL | Small Four Light Pendant |  | F22232WAL.jpg
F2224/6WAL | Six Light Chandelier | The casual iron Drawing Room lighting collection has traditional Edwardian style. The overlapping arch and fluted detailing is found both in the pressed glass bowls and the die cast aluminum fitters. The fretwork elements draw on traditional British architectural themes. | CHANDELIERS | Drawing Room | Chandeliers | Walnut | WAL | Steel | Amber Snow Scavo Glass | D:6.25" H:5.25" |  |  | 6 Medium A19 100w |  | 6 | No | [14 empty] | 0 | [12 empty] | 374.98 | 749.96 | 1124.94 | D:28'' H:30 1/2'' | 19.6 | 28 |  |  | 30.5 | Screw Collar - Chain | [6 empty] | No |  | No | [20 empty] | D:5 1/2'' H:1 1/4'' Round |  |  |  |  | 180 | Brown | 60 |  | Hardwired | 0 | 0 | 0 | 0 | 1 | 0 | 0 | 1 | 0 | 0 | 0 | 014817318951 | 28.5 | 15 | 29 | 37.14 | 7.174 | 175 | Yes | [8 empty] | UL Dry | cUL Dry | DRAWING ROOM 6L CHAND-WAL | Six Light Chandelier |  | F22246WAL.jpg
F2226/3ATS | 3 - Light Mini Duo Chandelier | The classic Versailles-style Salon Maison lighting collection by Feiss is beautifully opulent with its large number of hand-polished, multi-faceted glass crystals and rich Aged Tortoise Shell finish. Fleur-de-lis inspired embellishments give the collection more design detail. | CHANDELIERS | Salon Maison | Chandeliers | Aged Tortoise Shell | ATS | Steel |  |  |  |  | 3 Candelabra B Torpedo 60w |  | 3 | No | [27 empty] | 231.45 | 462.9 | 694.35 | D:14'' H:21 1/2'' | 7.5 | 14 |  |  | 21.5 | [30 empty] | D:5'' Round | [9 empty] | 0 | 0 | 0 | 0 | 0 | 0 | 0 | 0 | 0 | 0 | 0 | 014817318876 | 17 | 16.75 | 18.25 | 14.5 | 3.007 | 175 | Yes | [8 empty] | UL Dry |  | CHANDELIER - MINI DUO | 3 - Light Salon Maison |  | F22263ATS.jpg
F2228/6ATS | 6 - Light Single Tier Chandelier | The classic Versailles-style Salon Maison lighting collection by Feiss is beautifully opulent with its large number of hand-polished, multi-faceted glass crystals and rich Aged Tortoise Shell finish. Fleur-de-lis inspired embellishments give the collection more design detail. | CHANDELIERS | Salon Maison | Chandeliers | Aged Tortoise Shell | ATS | Steel |  |  |  |  | 6 Candelabra B Torpedo 60w |  | 6 | No | [27 empty] | 608.95 | 1217.9 | 1826.85 | D:29'' H:35 1/2'' | 12.3 | 29 |  |  | 35.5 | [30 empty] | D:5'' Round | [9 empty] | 0 | 0 | 0 | 0 | 0 | 0 | 0 | 0 | 0 | 0 | 0 | 014817318852 | 30 | 12 | 31.25 | 31.31 | 6.51 | 175 | Yes | [8 empty] | UL Dry |  | CHANDELIER - SINGLE | 6 - Light Salon Maison |  | F22286ATS.jpg
F2229/8+4ATS | 12 - Light Multi-Tier Chandelier | The classic Versailles-style Salon Maison lighting collection by Feiss is beautifully opulent with its large number of hand-polished, multi-faceted glass crystals and rich Aged Tortoise Shell finish. Fleur-de-lis inspired embellishments give the collection more design detail. | CHANDELIERS | Salon Maison | Chandeliers | Aged Tortoise Shell | ATS | Steel |  |  |  |  | 12 Candelabra B Torpedo 60w |  | 12 | No | [27 empty] | 1014.95 | 2029.9 | 3044.85 | D:37'' H:48'' | 28.6 | 37 |  |  | 48 | [30 empty] | D:7'' Round | [9 empty] | 0 | 0 | 0 | 0 | 0 | 0 | 0 | 0 | 0 | 0 | 0 | 014817318845 | 42.25 | 38 | 15 | 60.52 | 13.937 | 175 | Yes | [8 empty] | UL Dry |  | CHANDELIER - MULTI | 12 - Light Salon Maison |  | F222984ATS.jpg
F2230/8+4+4ATS | 16 - Light Multi-Tier Chandelier | The classic Versailles-style Salon Maison lighting collection by Feiss is beautifully opulent with its large number of hand-polished, multi-faceted glass crystals and rich Aged Tortoise Shell finish. Fleur-de-lis inspired embellishments give the collection more design detail. | CHANDELIERS | Salon Maison | Chandeliers | Aged Tortoise Shell | ATS | Steel |  |  |  |  | 16 Candelabra A19 60w |  | 16 | No | [27 empty] | 2030.45 | 4060.9 | 6091.35 | D:53 1/2'' H:69'' | 40.8 | 53.5 |  |  | 69 | [30 empty] | D:7'' Round | [9 empty] | 0 | 0 | 0 | 0 | 0 | 0 | 0 | 0 | 0 | 0 | 0 | 014817318838 | 54.5 | 14.75 | 66.75 | 99.4 | 31.052 | 250 | No | [8 empty] | UL Dry |  | CHANDELIER - MULTI | 16 - Light Salon Maison |  | F2230844ATS.jpg
F2245/3ORB | Large Three Light Pendant | Barrington conveys simple refinement with flair. The Opal Etched glass shades create a warm, soft glow, and the subtle details found in the body construction add visual interest without upstaging the surrounding décor. The Barrington wall sconces are ADA compliant. | CHANDELIERS | Barrington | Pendants | Oil Rubbed Bronze | ORB | Steel | White Opal Etched Glass | D:20.5" H:4.5" |  |  | 3 Medium A19 100w |  | 3 | No | [14 empty] | 0 | [12 empty] | 187.98 | 375.96 | 563.94 | D:22'' H:22 1/4'' | 16.2 | 22 |  |  | 22.25 | Screw Collar - Chain | [6 empty] | No |  | No | [20 empty] | D:5 1/2'' H:1 1/4'' Round |  |  |  |  | 96 | Black | 72 |  | Hardwired | 0 | 0 | 0 | 0 | 1 | 0 | 0 | 1 | 0 | 0 | 0 | 014817330472 | 23 | 9.5 | 23 | 16.85 | 2.908 | 175 | Yes | [8 empty] | UL Dry | cUL Dry | BARRINGTON 3L LG PEND-ORB | Large Three Light Pendant |  | F22453-ORB.jpg
F2245EN3/3ORB | Large Three Light Pendant | Barrington conveys simple refinement with flair. The Opal Etched glass shades create a warm, soft glow, and the subtle details found in the body construction add visual interest without upstaging the surrounding décor. The Barrington wall sconces are ADA compliant. | CHANDELIERS | Barrington | Pendants | Oil Rubbed Bronze | ORB | Steel | White Opal Etched Glass | D:20.5" H:4.5" |  |  | 3 Medium A19 9.3w |  | 3 | Yes | [14 empty] | 0 | [12 empty] | 193.95 | 387.9 | 581.85 | D:22'' H:22 1/4'' | 16.2 | 22 |  |  | 22.25 | Screw Collar - Chain | [6 empty] | No |  | No | [20 empty] | D:5 1/2'' H:1 1/4'' Round |  |  |  |  | 96 | Black | 72 |  | Hardwired | 0 | 0 | 0 | 1 | 1 | 0 | 0 | 0 | 0 | 0 | 0 | 785652083730 | 23 | 9.5 | 23 | 16.85 | 2.908 | 175 | Yes | [8 empty] | UL Dry | cUL Dry | BARRINGTON 3L LG PEND-ORB | Large Three Light Pendant |  | F2245-ORB.jpg | F22453EN3.jpg
F2246/3BS | Medium Three Light Pendant | Barrington conveys simple refinement with flair. The Opal Etched glass shades create a warm, soft glow, and the subtle details found in the body construction add visual interest without upstaging the surrounding décor. The Barrington wall sconces are ADA compliant. | CHANDELIERS | Barrington | Pendants | Brushed Steel | BS | Steel | White Opal Etched Glass | D:17" H:4.5" |  |  | 3 Medium A19 100w |  | 3 | No | [14 empty] | 0 | [12 empty] | 139.48 | 278.96 | 418.44 | D:18'' H:21'' | 12.4 | 18 |  |  | 21 | Screw Collar - Chain | [6 empty] | No |  | No | [20 empty] | D:5 1/2'' H:1 1/4'' Round |  |  |  |  | 96 | Clear | 72 |  | Hardwired | 0 | 0 | 0 | 0 | 1 | 0 | 0 | 1 | 0 | 0 | 0 | 014817330489 | 20 | 20 | 9.5 | 13.49 | 2.199 | 125 | Yes | [8 empty] | UL Dry | cUL Dry | BARRINGTON 3L MD PEND-BS | Medium Three Light Pendant |  | F22463-BS.jpg
F2246/3ORB | Medium Three Light Pendant | Barrington conveys simple refinement with flair. The Opal Etched glass shades create a warm, soft glow, and the subtle details found in the body construction add visual interest without upstaging the surrounding décor. The Barrington wall sconces are ADA compliant. | CHANDELIERS | Barrington | Pendants | Oil Rubbed Bronze | ORB | Steel | White Opal Etched Glass | D:17" H:4.5" |  |  | 3 Medium A19 100w |  | 3 | No | [14 empty] | 0 | [12 empty] | 139.48 | 278.96 | 418.44 | D:18'' H:21'' | 12.4 | 18 |  |  | 21 | Screw Collar - Chain | [6 empty] | No |  | No | [20 empty] | D:5 1/2'' H:1 1/4'' Round |  |  |  |  | 96 | Black | 72 |  | Hardwired | 0 | 0 | 0 | 0 | 1 | 0 | 0 | 1 | 0 | 0 | 0 | 014817330496 | 20 | 20 | 9.5 | 13.49 | 2.199 | 125 | Yes | [8 empty] | UL Dry | cUL Dry | BARRINGTON 3L MD PEND-ORB | Medium Three Light Pendant |  | F22463-ORB.jpg
F2246EN3/3BS | Medium Three Light Pendant | Barrington conveys simple refinement with flair. The Opal Etched glass shades create a warm, soft glow, and the subtle details found in the body construction add visual interest without upstaging the surrounding décor. The Barrington wall sconces are ADA compliant. | CHANDELIERS | Barrington | Pendants | Brushed Steel | BS | Steel | White Opal Etched Glass | D:17" H:4.5" |  |  | 3 Medium A19 9.3w |  | 3 | Yes | [14 empty] | 0 | [12 empty] | 147.45 | 294.9 | 442.35 | D:18'' H:21'' | 12.4 | 18 |  |  | 21 | Screw Collar - Chain | [6 empty] | No |  | No | [20 empty] | D:5 1/2'' H:1 1/4'' Round |  |  |  |  | 96 | Clear | 72 |  | Hardwired | 0 | 0 | 0 | 1 | 1 | 0 | 0 | 0 | 0 | 0 | 0 | 785652083747 | 20 | 20 | 9.5 | 13.49 | 2.199 | 125 | Yes | [8 empty] | UL Dry | cUL Dry | BARRINGTON 3L MD PEND-BS | Medium Three Light Pendant |  | F2246-BS.jpg | F22463EN3.jpg
F2246EN3/3ORB | Medium Three Light Pendant | Barrington conveys simple refinement with flair. The Opal Etched glass shades create a warm, soft glow, and the subtle details found in the body construction add visual interest without upstaging the surrounding décor. The Barrington wall sconces are ADA compliant. | CHANDELIERS | Barrington | Pendants | Oil Rubbed Bronze | ORB | Steel | White Opal Etched Glass | D:17" H:4.5" |  |  | 3 Medium A19 9.3w |  | 3 | Yes | [14 empty] | 0 | [12 empty] | 147.45 | 294.9 | 442.35 | D:18'' H:21'' | 12.4 | 18 |  |  | 21 | Screw Collar - Chain | [6 empty] | No |  | No | [20 empty] | D:5 1/2'' H:1 1/4'' Round |  |  |  |  | 96 | Black | 72 |  | Hardwired | 0 | 0 | 0 | 1 | 1 | 0 | 0 | 0 | 0 | 0 | 0 | 785652083754 | 20 | 20 | 9.5 | 13.49 | 2.199 | 125 | Yes | [8 empty] | UL Dry | cUL Dry | BARRINGTON 3L MD PEND-ORB | Medium Three Light Pendant |  | F2246-ORB.jpg | F22463EN3.jpg
F2248/3BS | Three Light Island Chandelier | Barrington conveys simple refinement with flair. The Opal Etched glass shades create a warm, soft glow, and the subtle details found in the body construction add visual interest without upstaging the surrounding décor. The Barrington wall sconces are ADA compliant. | CHANDELIERS | Barrington | Pendants | Brushed Steel | BS | Steel | White Opal Etched Glass | D:12" H:5.125" |  |  | 3 Medium A19 100w |  | 3 | No | [14 empty] | 0 | [12 empty] | 199.98 | 399.96 | 599.94 | L:44'' W:12'' H:17 1/4'' | 11.7 |  | 44 | 12 | 17.25 | Screw Collar - Stem |  |  |  | 20 - 74 |  |  | No |  | No | [20 empty] | D:5 1/2'' H:1 1/4'' Round |  |  |  |  | 96 | Clear |  |  | Hardwired | 0 | 0 | 0 | 0 | 1 | 0 | 0 | 1 | 0 | 0 | 0 | 014817330526 | 36.75 | 16.25 | 12.75 | 24.71 | 4.406 | 175 | Yes | [8 empty] | UL Dry | cUL Dry | BARRINGTON 3L ISLAND-BS | Three Light Island Chandelier |  | F22483-BS.jpg
F2248/3ORB | Three Light Island Chandelier | Barrington conveys simple refinement with flair. The Opal Etched glass shades create a warm, soft glow, and the subtle details found in the body construction add visual interest without upstaging the surrounding décor. The Barrington wall sconces are ADA compliant. | CHANDELIERS | Barrington | Pendants | Oil Rubbed Bronze | ORB | Steel | White Opal Etched Glass | D:12" H:5.125" |  |  | 3 Medium A19 100w |  | 3 | No | [14 empty] | 0 | [12 empty] | 199.98 | 399.96 | 599.94 | L:44'' W:12'' H:17 1/4'' | 11.7 |  | 44 | 12 | 17.25 | Screw Collar - Stem |  |  |  | 20 - 74 |  |  | No |  | No | [20 empty] | D:5 1/2'' H:1 1/4'' Round |  |  |  |  | 96 | Black |  |  | Hardwired | 0 | 0 | 0 | 0 | 1 | 0 | 0 | 1 | 0 | 0 | 0 | 014817330533 | 36.75 | 16.25 | 12.75 | 24.71 | 4.406 | 175 | Yes | [8 empty] | UL Dry | cUL Dry | BARRINGTON 3L ISLAND-ORB | Three Light Island Chandelier |  | F22483-ORB.jpg
F2248EN3/3BS | Three Light Island Chandelier | Barrington conveys simple refinement with flair. The Opal Etched glass shades create a warm, soft glow, and the subtle details found in the body construction add visual interest without upstaging the surrounding décor. The Barrington wall sconces are ADA compliant. | CHANDELIERS | Barrington | Pendants | Brushed Steel | BS | Steel | White Opal Etched Glass | D:12" H:5.125" |  |  | 3 Medium A19 9.3w |  | 3 | Yes | [14 empty] | 0 | [12 empty] | 205.45 | 410.9 | 616.35 | L:44'' W:12'' H:17 1/4'' | 11.7 |  | 44 | 12 | 17.25 | Screw Collar - Stem | [6 empty] | No |  | No | [20 empty] | D:5 1/2'' H:1 1/4'' Round |  |  |  |  | 96 | Clear |  |  | Hardwired | 0 | 0 | 0 | 1 | 1 | 0 | 0 | 0 | 0 | 0 | 0 | 785652083761 | 36.75 | 16.25 | 12.75 | 24.71 | 4.406 | 175 | Yes | [8 empty] | UL Dry | cUL Dry | BARRINGTON 3L ISLAND-BS | Three Light Island Chandelier |  | F2248-BS.jpg | F22483EN3.jpg
F2248EN3/3ORB | Three Light Island Chandelier | Barrington conveys simple refinement with flair. The Opal Etched glass shades create a warm, soft glow, and the subtle details found in the body construction add visual interest without upstaging the surrounding décor. The Barrington wall sconces are ADA compliant. | CHANDELIERS | Barrington | Pendants | Oil Rubbed Bronze | ORB | Steel | White Opal Etched Glass | D:12" H:5.125" |  |  | 3 Medium A19 9.3w |  | 3 | Yes | [14 empty] | 0 | [12 empty] | 205.45 | 410.9 | 616.35 | L:44'' W:12'' H:17 1/4'' | 11.7 |  | 44 | 12 | 17.25 | Screw Collar - Stem | [6 empty] | No |  | No | [20 empty] | D:5 1/2'' H:1 1/4'' Round |  |  |  |  | 96 | Black |  |  | Hardwired | 0 | 0 | 0 | 1 | 1 | 0 | 0 | 0 | 0 | 0 | 0 | 785652083778 | 36.75 | 16.25 | 12.75 | 24.71 | 4.406 | 175 | Yes | [8 empty] | UL Dry | cUL Dry | BARRINGTON 3L ISLAND-ORB | Three Light Island Chandelier |  | F2248-ORB.jpg | F22483EN3.jpg
F2250/3BS | Three Light Kitchen Chandelier | Barrington conveys simple refinement with flair. The Opal Etched glass shades create a warm, soft glow, and the subtle details found in the body construction add visual interest without upstaging the surrounding décor. The Barrington wall sconces are ADA compliant. | CHANDELIERS | Barrington | Pendants | Brushed Steel | BS | Steel | White Opal Etched Glass | D:7.875" H:5" |  |  | 3 Medium A19 100w |  | 3 | No | [14 empty] | 0 | [12 empty] | 124.98 | 249.96 | 374.94 | D:22 1/2'' H:22 3/4'' | 17.2 | 22.5 |  |  | 22.75 | Screw Collar - Chain | [6 empty] | No |  | No | [20 empty] | D:5 1/2'' H:1 1/4'' Round |  |  |  |  | 96 | Clear | 72 |  | Hardwired | 0 | 0 | 0 | 0 | 1 | 0 | 0 | 1 | 0 | 0 | 0 | 014817330564 | 18.5 | 14 | 18.5 | 17.49 | 2.773 | 125 | Yes | [8 empty] | UL Dry | cUL Dry | BARRINGTON 3L CHAND-BS | Three Light Kitchen Chandelier |  | F22503-BS.jpg
F2250/3ORB | Three Light Kitchen Chandelier | Barrington conveys simple refinement with flair. The Opal Etched glass shades create a warm, soft glow, and the subtle details found in the body construction add visual interest without upstaging the surrounding décor. The Barrington wall sconces are ADA compliant. | CHANDELIERS | Barrington | Pendants | Oil Rubbed Bronze | ORB | Steel | White Opal Etched Glass | D:7.875" H:5" |  |  | 3 Medium A19 100w |  | 3 | No | [14 empty] | 0 | [12 empty] | 124.98 | 249.96 | 374.94 | D:22 1/2'' H:22 3/4'' | 17.2 | 22.5 |  |  | 22.75 | Screw Collar - Chain | [6 empty] | No |  | No | [20 empty] | D:5 1/2'' H:1 1/4'' Round |  |  |  |  | 96 | Black | 72 |  | Hardwired | 0 | 0 | 0 | 0 | 1 | 0 | 0 | 1 | 0 | 0 | 0 | 014817330571 | 18.5 | 18.5 | 14 | 17.49 | 2.773 | 125 | Yes | [8 empty] | UL Dry | cUL Dry | BARRINGTON 3L CHAND-ORB | Three Light Kitchen Chandelier |  | F22503-ORB.jpg
F2250EN3/3BS | Three Light Kitchen Chandelier | Barrington conveys simple refinement with flair. The Opal Etched glass shades create a warm, soft glow, and the subtle details found in the body construction add visual interest without upstaging the surrounding décor. The Barrington wall sconces are ADA compliant. | CHANDELIERS | Barrington | Pendants | Brushed Steel | BS | Steel | White Opal Etched Glass | D:7.875" H:5" |  |  | 3 Medium A19 9.3w |  | 3 | Yes | [14 empty] | 0 | [12 empty] | 139.45 | 278.9 | 418.35 | D:22 1/2'' H:22 3/4'' | 17.2 | 22.5 |  |  | 22.75 | Screw Collar - Chain | [6 empty] | No |  | No | [20 empty] | D:5 1/2'' H:1 1/4'' Round |  |  |  |  | 96 | Clear | 72 |  | Hardwired | 0 | 0 | 0 | 1 | 1 | 0 | 0 | 0 | 0 | 0 | 0 | 785652083785 | 18.5 | 14 | 18.5 | 17.49 | 2.773 | 125 | Yes | [8 empty] | UL Dry | cUL Dry | BARRINGTON 3L CHAND-BS | Three Light Kitchen Chandelier |  | F2250-BS.jpg | F22503EN3.jpg
F2250EN3/3ORB | Three Light Kitchen Chandelier | Barrington conveys simple refinement with flair. The Opal Etched glass shades create a warm, soft glow, and the subtle details found in the body construction add visual interest without upstaging the surrounding décor. The Barrington wall sconces are ADA compliant. | CHANDELIERS | Barrington | Pendants | Oil Rubbed Bronze | ORB | Steel | White Opal Etched Glass | D:7.875" H:5" |  |  | 3 Medium A19 9.3w |  | 3 | Yes | [14 empty] | 0 | [12 empty] | 139.45 | 278.9 | 418.35 | D:22 1/2'' H:22 3/4'' | 17.2 | 22.5 |  |  | 22.75 | Screw Collar - Chain | [6 empty] | No |  | No | [20 empty] | D:5 1/2'' H:1 1/4'' Round |  |  |  |  | 96 | Black | 72 |  | Hardwired | 0 | 0 | 0 | 1 | 1 | 0 | 0 | 0 | 0 | 0 | 0 | 785652083792 | 18.5 | 14 | 18.5 | 17.49 | 2.773 | 125 | Yes | [8 empty] | UL Dry | cUL Dry | BARRINGTON 3L CHAND-ORB | Three Light Kitchen Chandelier |  | F2250-ORB.jpg | F22503EN3.jpg
F2251/4BS | Four Light Kitchen Chandelier | Barrington conveys simple refinement with flair. The Opal Etched glass shades create a warm, soft glow, and the subtle details found in the body construction add visual interest without upstaging the surrounding décor. The Barrington wall sconces are ADA compliant. | CHANDELIERS | Barrington | Pendants | Brushed Steel | BS | Steel | White Opal Etched Glass | D:7.875" H:5" |  |  | 4 Medium A19 100w |  | 4 | No | [14 empty] | 0 | [12 empty] | 143.95 | 287.9 | 431.85 | D:26'' H:23 1/4'' | 18.9 | 26 |  |  | 23.25 | Screw Collar - Chain | [6 empty] | No |  | No | [20 empty] | D:5 1/2'' H:1 1/4'' Round |  |  |  |  | 96 | Clear | 72 |  | Hardwired | 0 | 0 | 0 | 0 | 1 | 0 | 0 | 1 | 0 | 0 | 0 | 014817330588 | 18 | 18 | 14 | 20.06 | 2.625 | 125 | Yes | [8 empty] | UL Dry | cUL Dry | BARRINGTON 4L CHAND-BS | Four Light Kitchen Chandelier |  | F22514-BS.jpg
F2251/4ORB | Four Light Kitchen Chandelier | Barrington conveys simple refinement with flair. The Opal Etched glass shades create a warm, soft glow, and the subtle details found in the body construction add visual interest without upstaging the surrounding décor. The Barrington wall sconces are ADA compliant. | CHANDELIERS | Barrington | Pendants | Oil Rubbed Bronze | ORB | Steel | White Opal Etched Glass | D:7.875" H:5" |  |  | 4 Medium A19 100w |  | 4 | No | [14 empty] | 0 | [12 empty] | 143.95 | 287.9 | 431.85 | D:26'' H:23 1/4'' | 18.9 | 26 |  |  | 23.25 | Screw Collar - Chain | [6 empty] | No |  | No | [20 empty] | D:5 1/2'' H:1 1/4'' Round |  |  |  |  | 96 | Black | 72 |  | Hardwired | 0 | 0 | 0 | 0 | 1 | 0 | 0 | 1 | 0 | 0 | 0 | 014817330595 | 18 | 18 | 14 | 20.06 | 2.625 | 125 | Yes | [8 empty] | UL Dry | cUL Dry | BARRINGTON 4L CHAND-ORB | Four Light Kitchen Chandelier |  | F22514-ORB.jpg
F2252/5BS | Five Light Chandelier | Barrington conveys simple refinement with flair. The Opal Etched glass shades create a warm, soft glow, and the subtle details found in the body construction add visual interest without upstaging the surrounding décor. The Barrington wall sconces are ADA compliant. | CHANDELIERS | Barrington | Chandeliers | Brushed Steel | BS | Steel | White Opal Etched Glass | D:5" H:5" |  |  | 5 Medium A19 100w |  | 5 | No | [14 empty] | 0 | [12 empty] | 199.98 | 399.96 | 599.94 | D:25 1/2'' H:25 3/8'' | 20.7 | 25.5 |  |  | 25.375 | Screw Collar - Chain | [6 empty] | No |  | No | [20 empty] | D:5 1/2'' H:1 1/4'' Round |  |  |  |  | 96 | Clear | 72 |  | Hardwired | 0 | 0 | 0 | 0 | 1 | 0 | 0 | 1 | 0 | 0 | 0 | 014817330618 | 26 | 10.5 | 26.75 | 23.28 | 4.226 | 175 | Yes | [8 empty] | UL Dry | cUL Dry | BARRINGTON 5L CHAND-BS | Five Light Chandelier |  | F22525-BS.jpg
F2252/5ORB | Five Light Chandelier | Barrington conveys simple refinement with flair. The Opal Etched glass shades create a warm, soft glow, and the subtle details found in the body construction add visual interest without upstaging the surrounding décor. The Barrington wall sconces are ADA compliant. | CHANDELIERS | Barrington | Chandeliers | Oil Rubbed Bronze | ORB | Steel | White Opal Etched Glass | D:5" H:5" |  |  | 5 Medium A19 100w |  | 5 | No | [14 empty] | 0 | [12 empty] | 199.98 | 399.96 | 599.94 | D:25 1/2'' H:25 3/8'' | 20.7 | 25.5 |  |  | 25.375 | Screw Collar - Chain | [6 empty] | No |  | No | [20 empty] | D:5 1/2'' H:1 1/4'' Round |  |  |  |  | 96 | Black | 72 |  | Hardwired | 0 | 0 | 0 | 0 | 1 | 0 | 0 | 1 | 0 | 0 | 0 | 014817330625 | 26 | 10.5 | 26.75 | 23.28 | 4.226 | 175 | Yes | [8 empty] | UL Dry | cUL Dry | BARRINGTON 5L CHAND-ORB | Five Light Chandelier |  | F22525-ORB.jpg
F2252EN3/5BS | Five Light Chandelier | Barrington conveys simple refinement with flair. The Opal Etched glass shades create a warm, soft glow, and the subtle details found in the body construction add visual interest without upstaging the surrounding décor. The Barrington wall sconces are ADA compliant. | CHANDELIERS | Barrington | Chandeliers | Brushed Steel | BS | Steel | White Opal Etched Glass | D:5" H:5" |  |  | 5 Medium A19 9.3w |  | 5 | Yes | [14 empty] | 0 | [12 empty] | 215.45 | 430.9 | 646.35 | D:25 1/2'' H:25 3/8'' | 20.7 | 25.5 |  |  | 25.375 | Screw Collar - Chain | [6 empty] | No |  | No | [20 empty] | D:5 1/2'' H:1 1/4'' Round |  |  |  |  | 96 | Clear | 72 |  | Hardwired | 0 | 0 | 0 | 1 | 1 | 0 | 0 | 0 | 0 | 0 | 0 | 785652083808 | 26 | 10.5 | 26.75 | 23.28 | 4.226 | 175 | Yes | [8 empty] | UL Dry | cUL Dry | BARRINGTON 5L CHAND-BS | Five Light Chandelier |  | F2252-BS.jpg | F22525EN3.jpg
F2252EN3/5ORB | Five Light Chandelier | Barrington conveys simple refinement with flair. The Opal Etched glass shades create a warm, soft glow, and the subtle details found in the body construction add visual interest without upstaging the surrounding décor. The Barrington wall sconces are ADA compliant. | CHANDELIERS | Barrington | Chandeliers | Oil Rubbed Bronze | ORB | Steel | White Opal Etched Glass | D:5" H:5" |  |  | 5 Medium A19 9.3w |  | 5 | Yes | [14 empty] | 0 | [12 empty] | 215.45 | 430.9 | 646.35 | D:25 1/2'' H:25 3/8'' | 20.7 | 25.5 |  |  | 25.375 | Screw Collar - Chain | [6 empty] | No |  | No | [20 empty] | D:5 1/2'' H:1 1/4'' Round |  |  |  |  | 96 | Black | 72 |  | Hardwired | 0 | 0 | 0 | 1 | 1 | 0 | 0 | 0 | 0 | 0 | 0 | 785652083815 | 26 | 10.5 | 26.75 | 23.28 | 4.226 | 175 | Yes | [8 empty] | UL Dry | cUL Dry | BARRINGTON 5L CHAND-ORB | Five Light Chandelier |  | F2252-ORB.jpg | F22525EN3.jpg
F2253/6+3BS | Nine Light Chandelier | Barrington conveys simple refinement with flair. The Opal Etched glass shades create a warm, soft glow, and the subtle details found in the body construction add visual interest without upstaging the surrounding décor. The Barrington wall sconces are ADA compliant. | CHANDELIERS | Barrington | Chandeliers | Brushed Steel | BS | Steel | White Opal Etched Glass | D:5" H:5" |  |  | 9 Medium A19 100w |  | 9 | No | [14 empty] | 0 | [12 empty] | 299.98 | 599.96 | 899.94 | D:29'' H:30'' | 32.8 | 29 |  |  | 30 | Screw Collar - Chain | [6 empty] | No |  | No | [20 empty] | D:5 1/2'' H:1 1/4'' Round |  |  |  |  | 120 | Clear | 96 |  | Hardwired | 0 | 0 | 0 | 0 | 1 | 0 | 0 | 1 | 0 | 0 | 0 | 014817330632 | 29 | 13 | 31 | 35.9 | 6.763 | 175 | Yes | [8 empty] | UL Dry | cUL Dry | BARRINGTON 9L CHAND-BS | Nine Light Chandelier |  | F225363-BS.jpg
F2253/6+3ORB | Nine Light Chandelier | Barrington conveys simple refinement with flair. The Opal Etched glass shades create a warm, soft glow, and the subtle details found in the body construction add visual interest without upstaging the surrounding décor. The Barrington wall sconces are ADA compliant. | CHANDELIERS | Barrington | Chandeliers | Oil Rubbed Bronze | ORB | Steel | White Opal Etched Glass | D:5" H:5" |  |  | 9 Medium A19 100w |  | 9 | No | [14 empty] | 0 | [12 empty] | 299.98 | 599.96 | 899.94 | D:29'' H:30'' | 32.8 | 29 |  |  | 30 | Screw Collar - Chain | [6 empty] | No |  | No | [20 empty] | D:5 1/2'' H:1 1/4'' Round |  |  |  |  | 120 | Black | 96 |  | Hardwired | 0 | 0 | 0 | 0 | 1 | 0 | 0 | 1 | 0 | 0 | 0 | 014817330649 | 29 | 13 | 31 | 35.9 | 6.763 | 175 | Yes | [8 empty] | UL Dry | cUL Dry | BARRINGTON 9L CHAND-ORB | Nine Light Chandelier |  | F225363-ORB.jpg
F2253EN3/9BS | Nine Light Chandelier | Barrington conveys simple refinement with flair. The Opal Etched glass shades create a warm, soft glow, and the subtle details found in the body construction add visual interest without upstaging the surrounding décor. The Barrington wall sconces are ADA compliant. | CHANDELIERS | Barrington | Chandeliers | Brushed Steel | BS | Steel | White Opal Etched Glass | D:5" H:5" |  |  | 9 Medium A19 9.3w |  | 9 | Yes | [14 empty] | 0 | [12 empty] | 333.45 | 666.9 | 1000.35 | D:29'' H:30'' | 32.8 | 29 |  |  | 30 | Screw Collar - Chain | [6 empty] | No |  | No | [20 empty] | D:5 1/2'' H:1 1/4'' Round |  |  |  |  | 120 | Clear | 96 |  | Hardwired | 0 | 0 | 0 | 1 | 1 | 0 | 0 | 0 | 0 | 0 | 0 | 785652083822 | 29 | 13 | 31 | 35.9 | 6.763 | 175 | Yes | [8 empty] | UL Dry | cUL Dry | BARRINGTON 9L CHAND-BS | Nine Light Chandelier |  | F2253-BS.jpg | F225363EN3.jpg
F2253EN3/9ORB | Nine Light Chandelier | Barrington conveys simple refinement with flair. The Opal Etched glass shades create a warm, soft glow, and the subtle details found in the body construction add visual interest without upstaging the surrounding décor. The Barrington wall sconces are ADA compliant. | CHANDELIERS | Barrington | Chandeliers | Oil Rubbed Bronze | ORB | Steel | White Opal Etched Glass | D:5" H:5" |  |  | 9 Medium A19 9.3w |  | 9 | Yes | [14 empty] | 0 | [12 empty] | 333.45 | 666.9 | 1000.35 | D:29'' H:30'' | 32.8 | 29 |  |  | 30 | Screw Collar - Chain | [6 empty] | No |  | No | [20 empty] | D:5 1/2'' H:1 1/4'' Round |  |  |  |  | 120 | Black | 96 |  | Hardwired | 0 | 0 | 0 | 1 | 1 | 0 | 0 | 0 | 0 | 0 | 0 | 785652083839 | 29 | 13 | 31 | 35.9 | 6.763 | 175 | Yes | [8 empty] | UL Dry | cUL Dry | BARRINGTON 9L CHAND-ORB | Nine Light Chandelier |  | F2253-ORB.jpg | F225363EN3.jpg
F2254/6+6+3ORB | Fifteen Light Chandelier | Barrington conveys simple refinement with flair. The Opal Etched glass shades create a warm, soft glow, and the subtle details found in the body construction add visual interest without upstaging the surrounding décor. The Barrington wall sconces are ADA compliant. | CHANDELIERS | Barrington | Chandeliers | Oil Rubbed Bronze | ORB | Steel | White Opal Etched Glass | D:5" H:5" |  |  | 15 Medium A19 75w |  | 15 | No | [14 empty] | 0 | [12 empty] | 524.98 | 1049.96 | 1574.94 | D:38'' H:44 1/2'' | 51.2 | 38 |  |  | 44.5 | Screw Collar - Chain | [6 empty] | No |  | No | [20 empty] | D:5 1/2'' H:1 1/4'' Round |  |  |  |  | 120 | Black | 96 |  | Hardwired | 0 | 0 | 0 | 0 | 1 | 0 | 0 | 1 | 0 | 0 | 0 | 014817330663 | 44 | 38.25 | 16 | 62.15 | 15.583 | 175 | Yes | [8 empty] | UL Dry | cUL Dry | BARRINGTON 15L CHAND-ORB | Fifteen Light Chandelier |  | F2254663-ORB.jpg
F2254EN3/15ORB | Fifteen Light Chandelier | Barrington conveys simple refinement with flair. The Opal Etched glass shades create a warm, soft glow, and the subtle details found in the body construction add visual interest without upstaging the surrounding décor. The Barrington wall sconces are ADA compliant. | CHANDELIERS | Barrington | Chandeliers | Oil Rubbed Bronze | ORB | Steel | White Opal Etched Glass | D:5" H:5" |  |  | 15 Medium A19 9.3w |  | 15 | Yes | [14 empty] | 0 | [12 empty] | 594.45 | 1188.9 | 1783.35 | D:38'' H:44 1/2'' | 51.2 | 38 |  |  | 44.5 | Screw Collar - Chain | [6 empty] | No |  | No | [20 empty] | D:5 1/2'' H:1 1/4'' Round |  |  |  |  | 120 | Black | 96 |  | Hardwired | 0 | 0 | 0 | 1 | 1 | 0 | 0 | 0 | 0 | 0 | 0 | 785652083846 | 44 | 38.25 | 16 | 62.15 | 15.583 | 175 | Yes | [8 empty] | UL Dry | cUL Dry | BARRINGTON 15L CHAND-ORB | Fifteen Light Chandelier |  | F2254-ORB.jpg | F2254663EN.jpg
F2303/8MBZ | 8 - Light Single Tier Chandelier | Inspired by the grand Châteaus of Southern France, the Chateau lighting collection by Feiss is both delicate and detailed. Its square tube curls lyrically play into one another as the hand polished glass crystals punctuate each curl. | CHANDELIERS | Chateau | Chandeliers | Mocha Bronze | MBZ | Steel |  |  |  |  | 8 Candelabra B Torpedo 60w |  | 8 | No | [27 empty] | 599.98 | 1199.96 | 1799.94 | D:32'' H:37 1/2'' | 16.3 | 32 |  |  | 37.5 | [30 empty] | D:5'' Round |  |  |  |  | 180 | Brown | 60 |  | Hardwired | 0 | 0 | 0 | 0 | 0 | 0 | 0 | 0 | 0 | 0 | 0 | 014817331769 | 35 | 16.5 | 26.5 | 59.4 | 8.856 | 125 | Yes | [8 empty] | UL Dry | cUL Dry | CHANDELIER - SINGLE | 8 - Light Chateau |  | F23038MBZ.jpg
F2304/6MBZ | 6 - Light Single Tier Chandelier | Inspired by the grand Châteaus of Southern France, the Chateau lighting collection by Feiss is both delicate and detailed. Its square tube curls lyrically play into one another as the hand polished glass crystals punctuate each curl. | CHANDELIERS | Chateau | Chandeliers | Mocha Bronze | MBZ | Steel |  |  |  |  | 6 Candelabra B Torpedo 60w |  | 6 | No | [27 empty] | 508.98 | 1017.96 | 1526.94 | L:41 1/2'' W:22'' H:28'' | 10.4 |  | 41.5 | 22 | 28 | [30 empty] | W:4 1/2'' H:10 3/4'' Oval |  |  |  |  | 180 | Brown | 120 |  | Hardwired | 0 | 0 | 0 | 0 | 0 | 0 | 0 | 0 | 0 | 0 | 0 | 014817331776 | 43.25 | 10.25 | 25 | 25.08 | 6.414 | 250 | Yes | [8 empty] | UL Dry |  | CHANDELIER - BILLIARD | 6 - Light Chateau |  | F23046MBZ.jpg
F2343/4BS | Large Four Light Pendant | Whether your decorating theme is traditional or contemporary, there is a place for this unique and stunning Casual Luxury chandelier and vanity lights. The organza shades and dark bronze or brushed steel plated finishes demand attention to the fine details of these fixtures. The wall brackets and sconces have a dual back plate for a dimensional design accent, and spun metal trim rings at the top and bottom of the shade lend a finishing touch. All of the shades on these wonderful fixtures are enclosed at the bottom for a lovely casting of light. | CHANDELIERS | Casual Luxury | Pendants | Brushed Steel | BS | Steel | Silver Organza Glass | D:22.25" H:6.125" |  |  | 4 Medium A19 100w |  | 4 | No | [14 empty] | 0 | [12 empty] | 249.98 | 499.96 | 749.94 | D:22 1/2'' H:18'' | 14.52 | 22.5 |  |  | 18 | Double Cap Nuts |  |  |  | 20.25 - 74.25 |  |  | No |  | No | [20 empty] | D:5 1/2'' H:1'' Round |  |  |  |  | 180 | Clear Silver |  |  | Hardwired | 0 | 0 | 0 | 0 | 1 | 0 | 0 | 1 | 0 | 0 | 0 | 014817392982 | 26 | 26 | 11.75 | 21.4 | 4.597 | 175 | Yes | [8 empty] | UL Dry | cUL Dry | CASUAL LUXURY 4L LG PEND-BS | Large Four Light Pendant |  | F23434BS.jpg | F23434BS.jpg
F2343/4DBZ | 4 - Light Shade Pendant | Whether your decorating theme is traditional or contemporary, there is a place for this unique and stunning Casual Luxury lighting collection by Feiss. The organza shades and plated dark bronze finish demand attention to the fine details of these fixtures. The wall brackets and sconces have a dual back plate for a dimensional design accent, and spun metal trim rings at the top and bottom of the shade lend a finishing touch. All of the shades on these wonderful fixtures are enclosed at the bottom for a lovely casting of light. | CHANDELIERS | Casual Luxury | Chandeliers | Dark Bronze | DBZ | Steel | Bronze Organza Fabric | D:22.5" H:6" | D:22" |  | 4 Medium A19 100w |  | 4 | No | [14 empty] | 0 | [12 empty] | 236.95 | 473.9 | 710.85 | D:22 1/2'' H:18'' | 12.96 | 22.5 |  |  | 18 |  |  |  |  | 20.25 - 74.25 | [25 empty] | D:5 1/2'' Round |  |  |  |  | 180 |  |  |  | Hardwired | 0 | 0 | 0 | 0 | 0 | 0 | 0 | 0 | 0 | 0 | 0 | 014817343359 | 25.5 | 25.5 | 11 | 21.34 | 4.139 | 175 | Yes | [8 empty] | UL Dry |  | CHANDELIER - LARGE PENDANT | 4 - Light Casual Luxury |  | F23434DBZ.jpg
F2343EN3/4BS | Large Four Light Pendant | Whether your decorating theme is traditional or contemporary, there is a place for this unique and stunning Casual Luxury chandelier and vanity lights. The organza shades and dark bronze or brushed steel plated finishes demand attention to the fine details of these fixtures. The wall brackets and sconces have a dual back plate for a dimensional design accent, and spun metal trim rings at the top and bottom of the shade lend a finishing touch. All of the shades on these wonderful fixtures are enclosed at the bottom for a lovely casting of light. | CHANDELIERS | Casual Luxury | Pendants | Brushed Steel | BS | Steel | Silver Organza Glass | D:22.25" H:6.125" |  |  | 4 Medium A19 9.3w |  | 4 | Yes | [14 empty] | 0 | [12 empty] | 265.45 | 530.9 | 796.35 | D:22 1/2'' H:18'' | 14.52 | 22.5 |  |  | 18 | Double Cap Nuts | [6 empty] | No |  | No | [20 empty] | D:5 1/2'' H:1'' Round |  |  |  |  | 180 | Clear Silver |  |  | Hardwired | 0 | 0 | 0 | 1 | 1 | 0 | 0 | 0 | 0 | 0 | 0 | 785652084188 | 26 | 26 | 11.75 | 21.4 | 4.597 | 175 | Yes | [8 empty] | UL Dry | cUL Dry | CASUAL LUXURY 4L LG PEND-BS | Large Four Light Pendant |  | F2343EN3/4BS.jpg | F2343EN3/4.jpg
F2397/5WAL | Five Light Kitchen Chandelier | The casual iron Drawing Room lighting collection has traditional Edwardian style. The overlapping arch and fluted detailing is found both in the pressed glass bowls and the die cast aluminum fitters. The fretwork elements draw on traditional British architectural themes. | CHANDELIERS | Drawing Room | Pendants | Walnut | WAL | Steel | Amber Snow Scavo Glass | D:6.25" H:5.25" |  |  | 5 Medium A19 100w |  | 5 | No | [14 empty] | 0 | [12 empty] | 299.98 | 599.96 | 899.94 | D:25'' H:21 1/4'' | 22 | 25 |  |  | 21.25 | Screw Collar - Chain | [6 empty] | No |  | No | [20 empty] | D:5 1/2'' H:1 1/4'' Round |  |  |  |  | 180 | Brown | 60 |  | Hardwired | 0 | 0 | 0 | 0 | 1 | 0 | 0 | 1 | 0 | 0 | 0 | 014817357639 | 24.75 | 21 | 13 | 24.62 | 3.91 | 125 | Yes | [8 empty] | UL Dry | cUL Dry | DRAWING ROOM 5L CHAND-WAL | Five Light Kitchen Chandelier |  | F23975WAL.jpg
F2402/3BS | Three Light Island Chandelier | Sunset Drive has textures and geometric shapes that harken back to the Hollywood Regency era while maintaining the heart of contemporary design. Cylindrical White Opal Etched glass shades with a hand-applied Striated Pearl finish combine with steel arms for a bold look. | CHANDELIERS | Sunset Drive | Pendants | Brushed Steel | BS | Steel | White Opal Etched Glass | D:8" H:4.625" |  |  | 3 Medium A19 100w |  | 3 | No | [14 empty] | 0 | [12 empty] | 339.48 | 678.96 | 1018.44 | L:40'' W:8'' H:12 1/4'' | 12.1 |  | 40 | 8 | 12.25 | Cap Nuts |  |  |  | 13.75 - 67.75 |  |  | No |  | No | [20 empty] | D:5 1/2'' H:1 1/4'' Round |  |  |  |  | 180 | Clear Silver |  |  | Hardwired | 0 | 0 | 0 | 0 | 1 | 0 | 0 | 1 | 0 | 0 | 0 | 014817358001 | 39.25 | 12.5 | 14.5 | 20.3 | 4.117 | 175 | Yes | [8 empty] | UL Dry | cUL Dry | SUNSET DRIVE 3L ISLAND-BS | Three Light Island Chandelier |  | F24023BS.jpg | F24023BS.jpg
F2402/3CB | Three Light Island Chandelier | Sunset Drive has textures and geometric shapes that harken back to the Hollywood Regency era while maintaining the heart of contemporary design. Cylindrical White Opal Etched glass shades with a hand-applied Striated Pearl finish combine with steel arms for a bold look. | CHANDELIERS | Sunset Drive | Pendants | Corinthian Bronze | CB | Steel | Striated Pearl Glass | D:8" H:4.625" |  |  | 3 Medium A19 100w |  | 3 | No | [14 empty] | 0 | [12 empty] | 339.48 | 678.96 | 1018.44 | L:40'' W:8'' H:12 1/4'' | 12.1 |  | 40 | 8 | 12.25 | Cap Nuts | [6 empty] | No |  | No | [20 empty] | D:5 1/2'' H:1 1/4'' Round |  |  |  |  | 180 | Brown |  |  | Hardwired | 0 | 0 | 0 | 0 | 1 | 0 | 0 | 1 | 0 | 0 | 0 | 014817358018 | 39.5 | 15 | 13 | 20.88 | 4.457 | 175 | Yes | [8 empty] | UL Dry | cUL Dry | SUNSET DRIVE 3L ISLAND-CB | Three Light Island Chandelier |  | F24023CB.jpg
F2402EN3/3BS | Three Light Island Chandelier | Sunset Drive has textures and geometric shapes that harken back to the Hollywood Regency era while maintaining the heart of contemporary design. Cylindrical White Opal Etched glass shades with a hand-applied Striated Pearl finish combine with steel arms for a bold look. | CHANDELIERS | Sunset Drive | Pendants | Brushed Steel | BS | Steel | White Opal Etched Glass | D:8" H:4.625" |  |  | 3 Medium A19 9.3w |  | 3 | Yes | [14 empty] | 0 | [12 empty] | 337.95 | 675.9 | 1013.85 | L:40'' W:8'' H:12 1/4'' | 12.1 |  | 40 | 8 | 12.25 | Cap Nuts | [6 empty] | No |  | No | [20 empty] | D:5 1/2'' H:1 1/4'' Round |  |  |  |  | 180 | Clear Silver |  |  | Hardwired | 0 | 0 | 0 | 1 | 1 | 0 | 0 | 0 | 0 | 0 | 0 | 785652084652 | 39.25 | 12.5 | 14.5 | 20.3 | 4.117 | 175 | Yes | [8 empty] | UL Dry | cUL Dry | SUNSET DRIVE 3L ISLAND-BS | Three Light Island Chandelier |  | F2402EN3/3BS.jpg | F2402EN3.jpg
F2402EN3/3CB | Three Light Island Chandelier | Sunset Drive has textures and geometric shapes that harken back to the Hollywood Regency era while maintaining the heart of contemporary design. Cylindrical White Opal Etched glass shades with a hand-applied Striated Pearl finish combine with steel arms for a bold look. | CHANDELIERS | Sunset Drive | Pendants | Corinthian Bronze | CB | Steel | Striated Pearl Glass | D:8" H:4.625" |  |  | 3 Medium A19 9.3w |  | 3 | Yes | [14 empty] | 0 | [12 empty] | 337.95 | 675.9 | 1013.85 | L:40'' W:8'' H:12 1/4'' | 12.1 |  | 40 | 8 | 12.25 | Cap Nuts | [6 empty] | No |  | No | [20 empty] | D:5 1/2'' H:1 1/4'' Round |  |  |  |  | 180 | Brown |  |  | Hardwired | 0 | 0 | 0 | 1 | 1 | 0 | 0 | 0 | 0 | 0 | 0 | 785652084669 | 39.25 | 12.5 | 14.5 | 20.3 | 4.117 | 175 | Yes | [8 empty] | UL Dry | cUL Dry | SUNSET DRIVE 3L ISLAND-CB | Three Light Island Chandelier |  | F2402EN3/3CB.jpg | F2402EN3.jpg
F2403/3BS | Three Light Kitchen Chandelier | Sunset Drive has textures and geometric shapes that harken back to the Hollywood Regency era while maintaining the heart of contemporary design. Cylindrical White Opal Etched glass shades with a hand-applied Striated Pearl finish combine with steel arms for a bold look. | CHANDELIERS | Sunset Drive | Pendants | Brushed Steel | BS | Steel | White Opal Etched Glass | D:8" H:4.625" |  |  | 3 Medium A19 100w |  | 3 | No | [14 empty] | 0 | [12 empty] | 249.98 | 499.96 | 749.94 | D:27'' H:11'' | 11.33 | 27 |  |  | 11 | Cap Nuts |  |  |  | 12.75 - 60.75 |  |  | No |  | No | [20 empty] | D:5 1/2'' H:1 1/4'' Round |  |  |  |  | 180 | Clear Silver |  |  | Hardwired | 0 | 0 | 0 | 0 | 1 | 0 | 0 | 1 | 0 | 0 | 0 | 014817358032 | 23 | 21 | 14 | 20.5 | 3.913 | 175 | Yes | [8 empty] | UL Dry | cUL Dry | SUNSET DRIVE 3L CHAND-BS | Three Light Kitchen Chandelier |  | F24033BS.jpg | F24033BS.jpg
F2403/3CB | Three Light Kitchen Chandelier | Sunset Drive has textures and geometric shapes that harken back to the Hollywood Regency era while maintaining the heart of contemporary design. Cylindrical White Opal Etched glass shades with a hand-applied Striated Pearl finish combine with steel arms for a bold look. | CHANDELIERS | Sunset Drive | Pendants | Corinthian Bronze | CB | Steel | Striated Pearl Glass | D:8" H:4.625" |  |  | 3 Medium A19 100w |  | 3 | No | [14 empty] | 0 | [12 empty] | 249.98 | 499.96 | 749.94 | D:27'' H:11'' | 11.33 | 27 |  |  | 11 | Cap Nuts |  |  |  | 12.75 - 60.75 |  |  | No |  | No | [20 empty] | D:5 1/2'' H:1 1/4'' Round |  |  |  |  | 180 | Brown |  |  | Hardwired | 0 | 0 | 0 | 0 | 1 | 0 | 0 | 1 | 0 | 0 | 0 | 014817358025 | 23 | 14.5 | 21.25 | 20.09 | 4.101 | 175 | Yes | [8 empty] | UL Dry | cUL Dry | SUNSET DRIVE 3L CHAND-CB | Three Light Kitchen Chandelier |  | F24033CB.jpg
F2403EN3/3BS | Three Light Kitchen Chandelier | Sunset Drive has textures and geometric shapes that harken back to the Hollywood Regency era while maintaining the heart of contemporary design. Cylindrical White Opal Etched glass shades with a hand-applied Striated Pearl finish combine with steel arms for a bold look. | CHANDELIERS | Sunset Drive | Pendants | Brushed Steel | BS | Steel | White Opal Etched Glass | D:8" H:4.625" |  |  | 3 Medium A19 9.3w |  | 3 | Yes | [14 empty] | 0 | [12 empty] | 257.45 | 514.9 | 772.35 | D:27'' H:11'' | 11.33 | 27 |  |  | 11 | Cap Nuts | [6 empty] | No |  | No | [20 empty] | D:5 1/2'' H:1 1/4'' Round |  |  |  |  | 180 | Clear Silver |  |  | Hardwired | 0 | 0 | 0 | 1 | 1 | 0 | 0 | 0 | 0 | 0 | 0 | 785652084676 | 23 | 21 | 14 | 20.5 | 3.913 | 175 | Yes | [8 empty] | UL Dry | cUL Dry | SUNSET DRIVE 3L CHAND-BS | Three Light Kitchen Chandelier |  | F2403EN3/3BS.jpg | F2403EN3.jpg
F2403EN3/3CB | Three Light Kitchen Chandelier | Sunset Drive has textures and geometric shapes that harken back to the Hollywood Regency era while maintaining the heart of contemporary design. Cylindrical White Opal Etched glass shades with a hand-applied Striated Pearl finish combine with steel arms for a bold look. | CHANDELIERS | Sunset Drive | Pendants | Corinthian Bronze | CB | Steel | Striated Pearl Glass | D:8" H:4.625" |  |  | 3 Medium A19 9.3w |  | 3 | Yes | [14 empty] | 0 | [12 empty] | 257.45 | 514.9 | 772.35 | D:27'' H:11'' | 11.33 | 27 |  |  | 11 | Cap Nuts | [6 empty] | No |  | No | [20 empty] | D:5 1/2'' H:1 1/4'' Round |  |  |  |  | 180 | Brown |  |  | Hardwired | 0 | 0 | 0 | 1 | 1 | 0 | 0 | 0 | 0 | 0 | 0 | 785652084706 | 23 | 21 | 14 | 20.5 | 3.913 | 175 | Yes | [8 empty] | UL Dry | cUL Dry | SUNSET DRIVE 3L CHAND-CB | Three Light Kitchen Chandelier |  | F2403EN3/3CB.jpg | F2403EN3.jpg
F2404/3BS | Three Light Pendant | Sunset Drive has textures and geometric shapes that harken back to the Hollywood Regency era while maintaining the heart of contemporary design. Cylindrical White Opal Etched glass shades with a hand-applied Striated Pearl finish combine with steel arms for a bold look. | CHANDELIERS | Sunset Drive | Pendants | Brushed Steel | BS | Steel | White Opal Etched Glass | D:18.375" H:4.625" |  |  | 3 Medium A19 100w |  | 3 | No | [14 empty] | 0 | [12 empty] | 249.98 | 499.96 | 749.94 | D:18 3/8'' H:12'' | 19.29 | 18.375 |  |  | 12 | Cap Nuts |  |  |  | 14.5 - 68.5 |  |  | No |  | No | [20 empty] | D:5 1/2'' H:1 1/4'' Round |  |  |  |  | 180 | Clear Silver |  |  | Hardwired | 0 | 0 | 0 | 0 | 1 | 0 | 0 | 1 | 0 | 0 | 0 | 014817392678 | 21.75 | 17.25 | 21.75 | 21.03 | 4.722 | 175 | Yes | [8 empty] | UL Dry | cUL Dry | SUNSET DRIVE 3L PEND-BS | Three Light Pendant |  | F24043BS.jpg | F24043BS.jpg
F2404/3CB | Three Light Pendant | Sunset Drive has textures and geometric shapes that harken back to the Hollywood Regency era while maintaining the heart of contemporary design. Cylindrical White Opal Etched glass shades with a hand-applied Striated Pearl finish combine with steel arms for a bold look. | CHANDELIERS | Sunset Drive | Pendants | Corinthian Bronze | CB | Steel | Striated Pearl Glass | D:18.375" H:4.625" |  |  | 3 Medium A19 100w |  | 3 | No | [14 empty] | 0 | [12 empty] | 249.98 | 499.96 | 749.94 | D:18 3/8'' H:12'' | 19.29 | 18.375 |  |  | 12 | Cap Nuts |  |  |  | 14.5 - 68.5 |  |  | No |  | No | [20 empty] | D:5 1/2'' H:1 1/4'' Round |  |  |  |  | 180 | Brown |  |  | Hardwired | 0 | 0 | 0 | 0 | 1 | 0 | 0 | 1 | 0 | 0 | 0 | 014817358049 | 22.25 | 17.75 | 22 | 20.5 | 5.028 | 175 | Yes | [8 empty] | UL Dry | cUL Dry | SUNSET DRIVE 3L PEND-CB | Three Light Pendant |  | F24043CB.jpg
F2404EN3/3BS | Three Light Pendant | Sunset Drive has textures and geometric shapes that harken back to the Hollywood Regency era while maintaining the heart of contemporary design. Cylindrical White Opal Etched glass shades with a hand-applied Striated Pearl finish combine with steel arms for a bold look. | CHANDELIERS | Sunset Drive | Pendants | Brushed Steel | BS | Steel | White Opal Etched Glass | D:18.375" H:4.625" |  |  | 3 Medium A19 9.3w |  | 3 | Yes | [14 empty] | 0 | [12 empty] | 257.45 | 514.9 | 772.35 | D:18 3/8'' H:12'' | 19.29 | 18.375 |  |  | 12 | Cap Nuts | [6 empty] | No |  | No | [20 empty] | D:5 1/2'' H:1 1/4'' Round |  |  |  |  | 180 | Clear Silver |  |  | Hardwired | 0 | 0 | 0 | 1 | 1 | 0 | 0 | 0 | 0 | 0 | 0 | 785652084713 | 21.75 | 17.25 | 21.75 | 21.03 | 4.722 | 175 | Yes | [8 empty] | UL Dry | cUL Dry | SUNSET DRIVE 3L PEND-BS | Three Light Pendant |  | F2404EN3/3BS.jpg | F2404EN3.jpg
F2404EN3/3CB | Three Light Pendant | Sunset Drive has textures and geometric shapes that harken back to the Hollywood Regency era while maintaining the heart of contemporary design. Cylindrical White Opal Etched glass shades with a hand-applied Striated Pearl finish combine with steel arms for a bold look. | CHANDELIERS | Sunset Drive | Pendants | Corinthian Bronze | CB | Steel | Striated Pearl Glass | D:18.375" H:4.625" |  |  | 3 Medium A19 9.3w |  | 3 | Yes | [14 empty] | 0 | [12 empty] | 257.45 | 514.9 | 772.35 | D:18 3/8'' H:12'' | 19.29 | 18.375 |  |  | 12 | Cap Nuts | [6 empty] | No |  | No | [20 empty] | D:5 1/2'' H:1 1/4'' Round |  |  |  |  | 180 | Brown |  |  | Hardwired | 0 | 0 | 0 | 1 | 1 | 0 | 0 | 0 | 0 | 0 | 0 | 785652084720 | 21.75 | 17.25 | 21.75 | 21.03 | 4.722 | 175 | Yes | [8 empty] | UL Dry | cUL Dry | SUNSET DRIVE 3L PEND-CB | Three Light Pendant |  | F2404EN3/3CB.jpg | F2404EN3.jpg
F2405/5BS | Five Light Chandelier | Sunset Drive has textures and geometric shapes that harken back to the Hollywood Regency era while maintaining the heart of contemporary design. Cylindrical White Opal Etched glass shades with a hand-applied Striated Pearl finish combine with steel arms for a bold look. | CHANDELIERS | Sunset Drive | Chandeliers | Brushed Steel | BS | Steel | White Opal Etched Glass | D:6.25" H:3.25" |  |  | 5 Candelabra G16-1/2 60w |  | 5 | No | [14 empty] | 0 | [12 empty] | 265.45 | 530.9 | 796.35 | D:26 3/4'' H:16 3/8'' | 13.22 | 26.75 |  |  | 16.375 | Cap Nuts |  |  |  | 24.5 - 72.5 |  |  | No |  | No | [20 empty] | D:5 1/2'' H:1 1/4'' Round |  |  |  |  | 180 | Clear Silver |  |  | Hardwired | 0 | 0 | 0 | 0 | 1 | 0 | 0 | 1 | 0 | 0 | 0 | 014817392708 | 24.25 | 16.25 | 19 | 19.7 | 4.333 | 175 | Yes | [8 empty] | UL Dry | cUL Dry | SUNSET DRIVE 5L CHAND-BS | Five Light Chandelier |  | F24055BS-Full-Alt3.JPEG | F24055BS.jpg
F2405/5CB | Five Light Chandelier | Sunset Drive has textures and geometric shapes that harken back to the Hollywood Regency era while maintaining the heart of contemporary design. Cylindrical White Opal Etched glass shades with a hand-applied Striated Pearl finish combine with steel arms for a bold look. | CHANDELIERS | Sunset Drive | Chandeliers | Corinthian Bronze | CB | Steel | Striated Pearl Glass | D:6.25" H:3.25" |  |  | 5 Candelabra G16-1/2 60w |  | 5 | No | [14 empty] | 0 | [12 empty] | 265.45 | 530.9 | 796.35 | D:26 3/4'' H:16 3/8'' | 13.22 | 26.75 |  |  | 16.375 | Cap Nuts |  |  |  | 24.5 - 72.5 |  |  | No |  | No | [20 empty] | D:5 1/2'' H:1 1/4'' Round |  |  |  |  | 180 | Brown |  |  | Hardwired | 0 | 0 | 0 | 0 | 1 | 0 | 0 | 1 | 0 | 0 | 0 | 014817358056 | 24 | 13 | 19.5 | 21.56 | 3.521 | 125 | Yes | [8 empty] | UL Dry | cUL Dry | SUNSET DRIVE 5L CHAND-CB | Five Light Chandelier |  | F24055CB.jpg
F2478/6OBZ | 6 - Light Single Tier Chandelier | The Valentina lighting collection by Feiss was named after the Latin word meaning “strong and brave,” and rightfully so. The willowy frame is finished in Oxidized Bronze while Clear Polished glass crystals adorn each piece, adding even more elegance. Each candelabra style bulb sits in its own clear, crystal bobeche. | CHANDELIERS | Valentina | Chandeliers | Oxidized Bronze | OBZ | Steel |  |  |  |  | 6 Candelabra Flame Tip 60w |  | 6 | No | [27 empty] | 487.45 | 974.9 | 1462.35 | D:28 1/2'' H:32 3/4'' O:92 3/4'' | 24.2 | 28.5 |  |  | 32.75 | Screw Collar - Chain |  |  | 92.75 | [26 empty] | D:5 1/2'' Round |  |  |  |  | 180 | Brown | 60 |  | Hardwired | 0 | 0 | 0 | 0 | 0 | 0 | 0 | 0 | 0 | 0 | 0 | 014817393026 | 30.75 | 36.12 | 19.25 | 28.75 | 12.373 | 250 | Yes | [8 empty] | UL Dry | cUL Dry | CHANDELIER | 6 - Light Valentina |  | F24786OBZ.jpg | F24786OBZ.jpg
F2479/8+4OBZ | 12 - Light Multi-Tier Chandelier | The Valentina lighting collection by Feiss was named after the Latin word meaning “strong and brave,” and rightfully so. The willowy frame is finished in Oxidized Bronze while Clear Polished glass crystals adorn each piece, adding even more elegance. Each candelabra style bulb sits in its own clear, crystal bobeche. | CHANDELIERS | Valentina | Chandeliers | Oxidized Bronze | OBZ | Steel |  |  |  |  | 12 Candelabra Flame Tip 60w |  | 12 | No | [27 empty] | 666.95 | 1333.9 | 2000.85 | D:36 1/2'' H:45 3/4'' O:105 3/4'' | 52.8 | 36.5 |  |  | 45.75 | Screw Collar - Chain |  |  | 105.75 | [26 empty] | D:5 1/2'' Round |  |  |  |  | 240 | Brown | 84 |  | Hardwired | 0 | 0 | 0 | 0 | 0 | 0 | 0 | 0 | 0 | 0 | 0 | 014817393033 | 37 | 29 | 39.75 | 67.32 | 24.683 | 250 | No | [8 empty] | UL Dry | cUL Dry | CHANDELIER - MULTI | 6 - Light Valentina |  | F247984OBZ.jpg | F247984OBZ.jpg
F2480/4OBZ | 4 - Light Mini Duo Chandelier | The Valentina lighting collection by Feiss was named after the Latin word meaning “strong and brave,” and rightfully so. The willowy frame is finished in Oxidized Bronze while Clear Polished glass crystals adorn each piece, adding even more elegance. Each candelabra style bulb sits in its own clear, crystal bobeche. | CHANDELIERS | Valentina | Chandeliers | Oxidized Bronze | OBZ | Steel |  |  |  |  | 4 Candelabra Flame Tip 60w |  | 4 | No | [27 empty] | 260.45 | 520.9 | 781.35 | D:16 1/8'' H:21 3/4'' O:81 3/4'' | 12.1 | 16.125 |  |  | 21.75 | Screw Collar - Chain |  | 21.5 | 81.75 | [26 empty] | D:5 1/2'' Round |  |  |  |  | 180 | Brown | 60 |  | Hardwired | 0 | 0 | 0 | 0 | 0 | 0 | 0 | 0 | 0 | 0 | 0 | 014817393040 | 13.5 | 13.5 | 19.25 | 6.82 | 2.03 | 250 | Yes | [8 empty] | UL Dry | cUL Dry | CHANDELIER - MINI DUO | 4 - Light Valentina |  | F24804OBZ.jpg | F24804OBZ.jpg
F2533/6BK | 6 - Light Single Tier Chandelier | The Peyton lighting collection by Feiss is an unexpected contrast between the dramatic Black finish and the soft, romantic curves. The design flourishes and decorative details lend to the overall aesthetic of the dramatic light fixtures in the collection. | CHANDELIERS | Peyton | Chandeliers | Black | BK | Steel |  |  |  |  | 6 Candelabra Flame Tip 60w |  | 6 | No | [14 empty] | 0 | [12 empty] | 174.5 | 349 | 523.5 | D:23 1/2'' H:26 1/4'' O:86 1/4'' | 14.3 | 23.5 |  |  | 26.25 | Screw Collar - Chain |  |  | 86.25 | [26 empty] | D:5 1/2'' Round |  |  |  |  | 96 | Brown | 72 |  | Hardwired | 0 | 0 | 0 | 0 | 0 | 0 | 0 | 0 | 0 | 0 | 0 | 014817392906 | 27.5 | 12 | 26.5 | 15.4 | 5.061 | 250 | Yes | [8 empty] | UL Dry | cUL Dry | CHANDELIER | 6 - Light Peyton |  | F25336BK.jpg | F25336BK.jpg
F2535/5BK | 5 - Light Single Tier Chandelier | The Peyton lighting collection by Feiss is an unexpected contrast between the dramatic Black finish and the soft, romantic curves. The design flourishes and decorative details lend to the overall aesthetic of the dramatic light fixtures in the collection. | CHANDELIERS | Peyton | Chandeliers | Black | BK | Steel | White Opal Etched Glass | D:4.125" H:5.75" |  |  | 5 Medium A19 100w |  | 5 | No | [27 empty] | 124.5 | 249 | 373.5 | D:21'' H:9 1/4'' | 10.45 | 21 |  |  | 9.25 | Screw Collar - Stem |  |  |  | 16 - 64 | [25 empty] | D:5 1/2'' Round |  |  |  |  | 180 | Brown |  |  | Hardwired | 0 | 0 | 0 | 0 | 0 | 0 | 0 | 0 | 0 | 0 | 0 | 014817392944 | 21 | 10.5 | 20.78 | 14.6 | 2.652 | 175 | Yes | [8 empty] | UL Dry | cUL Dry | CHANDELIER | 5 - Light Peyton |  | F25355BK.jpg | F25355BK.jpg
F2568/3BUS | 3 - Light Shade Pendant | The Lucia lighting collection by Feiss is a completely fresh, contemporary take on crystal light fixtures. The unique, disk-shaped Sunflower Shape Bauhinia crystals are suspended within the intricate metal work presented in a Burnished Silver finish, which combine to create these sleek profiles surrounding inner Linen drum shade. The Leila lighting collection is a sister style, utilizing the same crystals and metal work in orb and sunburst silhouettes. | CHANDELIERS | Lucia | Chandeliers | Burnished Silver | BUS | Steel | Beige Fabric | D:15.5" |  |  | 3 Medium A19 60w |  | 3 | No | [14 empty] | 0 | [12 empty] | 365.95 | 731.9 | 1097.85 | D:18 5/8'' H:7 7/8'' O:67 5/8'' | 18.77 | 18.625 |  |  | 7.875 | Screw Collar - Chain |  |  | 67.625 | 18.5 - 55.375 | [25 empty] | D:6'' Round |  |  |  |  | 180 | Clear Silver |  |  | Hardwired | 0 | 0 | 0 | 0 | 0 | 0 | 0 | 0 | 0 | 0 | 0 | 014817400694 | 21 | 18 | 21 | 24.4 | 4.594 | 175 | Yes | [8 empty] | UL Dry | cUL Dry | CHANDELIER - LARGE PENDANT | 3 - Light Lucia |  | F25683BUS.jpg | F25683BUS.jpg
F2569/3BUS | 3 - Light Shade Pendant | The Lucia lighting collection by Feiss is a completely fresh, contemporary take on crystal light fixtures. The unique, disk-shaped Sunflower Shape Bauhinia crystals are suspended within the intricate metal work presented in a Burnished Silver finish, which combine to create these sleek profiles surrounding inner Linen drum shade. The Leila lighting collection is a sister style, utilizing the same crystals and metal work in orb and sunburst silhouettes. | CHANDELIERS | Lucia | Chandeliers | Burnished Silver | BUS | Steel | Cream Fabric | D:16.125" H:7.25" | W:16.125" |  | 3 Medium A19 100w |  | 3 | No | [27 empty] | 566.45 | 1132.9 | 1699.35 | L:32 1/8'' W:16 1/4'' H:11 3/4'' | 36.41 |  | 32.125 | 16.25 | 11.75 | Screw Collar - Stem |  |  |  | 22 - 59 | [25 empty] | DP:7/8'' W:4 7/8'' H:8 7/8'' Round |  |  |  |  | 180 | Clear Silver |  |  | Hardwired | 0 | 0 | 0 | 0 | 0 | 0 | 0 | 0 | 0 | 0 | 0 | 014817400700 | 27.5 | 34 | 18.5 | 44.2 | 10.01 | 175 | Yes | [8 empty] | UL Dry | cUL Dry | CHANDELIER - LARGE PENDANT | 3 - Light Lucia |  | F25693BUS.jpg | F25693BUS.jpg
F2585/6+3BS | 9 - Light Multi-Tier Chandelier | The transitional Perry lighting collection by Feiss is fitting for living, kitchen or bath areas of all style homes. With a gently curved body construction, the fixtures have a fluid movement with a transitional look to complement a wide range of décor. | CHANDELIERS | Perry | Chandeliers | Brushed Steel | BS | Steel | White Opal Etched Glass | D:4.375" H:5.25" |  |  | 9 Medium A19 100w |  | 9 | No | [27 empty] | 244.5 | 489 | 733.5 | D:32 3/8'' H:33 3/8'' | 20.24 | 32.375 |  |  | 33.375 | [30 empty] | D:5 1/2'' Round |  |  |  |  | 180 | Clear Silver | 84 |  | Hardwired | 0 | 0 | 0 | 0 | 0 | 0 | 0 | 0 | 0 | 0 | 0 | 014817424959 | 32.75 | 9.5 | 33.25 | 30 | 5.987 | 175 | Yes | [9 empty] | cUL Dry | CHANDELIER - MULTI | 9 - Light Perry |  | F258563BS.jpg | F258563BS.jpg
F2585/6+3HTBZ | 9 - Light Multi-Tier Chandelier | The transitional Perry lighting collection by Feiss is fitting for living, kitchen or bath areas of all style homes. With a gently curved body construction, the fixtures have a fluid movement with a transitional look to complement a wide range of décor. | CHANDELIERS | Perry | Chandeliers | Heritage Bronze | HTBZ | Steel | White Opal Etched Glass | D:4.375" H:5.25" |  |  | 9 Medium A19 100w |  | 9 | No | [27 empty] | 244.5 | 489 | 733.5 | D:32 3/8'' H:33 3/8'' O:123 3/4'' | 22.77 | 32.375 |  |  | 33.375 | U Channel Bar |  |  | 123.75 | [26 empty] | D:5 1/2'' Round |  |  |  |  | 180 | Brown | 84 |  | Hardwired | 0 | 0 | 0 | 0 | 0 | 0 | 0 | 0 | 0 | 0 | 0 | 014817408454 | 32 | 9.75 | 33.25 | 30.9 | 6.003 | 175 | Yes | [8 empty] | UL Dry | cUL Dry | CHANDELIER - MULTI | 9 - Light Perry |  | F258563HTBZ.jpg | F258563HTBZ.jpg
F2624/1OBZ | 1 - Light Mini Duo Chandelier | The Valentina lighting collection by Feiss was named after the Latin word meaning “strong and brave,” and rightfully so. The willowy frame is finished in Oxidized Bronze while Clear Polished glass crystals adorn each piece, adding even more elegance. Each candelabra style bulb sits in its own clear, crystal bobeche. | CHANDELIERS | Valentina | Chandeliers | Oxidized Bronze | OBZ | Steel |  |  |  |  | 1 Medium A19 100w |  | 1 | No | [14 empty] | 0 | [12 empty] | 165.95 | 331.9 | 497.85 | D:7 1/2'' H:14 3/8'' | 4.4 | 7.5 |  |  | 14.375 |  |  | 14.25 | [27 empty] | D:5 1/2'' H:1/2'' Round |  |  |  |  | 180 | Brown | 60 |  | Hardwired | 0 | 0 | 0 | 0 | 0 | 0 | 0 | 0 | 0 | 0 | 0 | 014817409666 | 8.5 | 15.5 | 8.5 | 6.6 | 0.648 | 93 | Yes | 2 | 10014817409663 | 16.75 | 8.75 | 16 | 15.4 | 1.357 | Yes | UL Dry | cUL Dry | CHANDELIER - MINI DUO | 1 - Light Valentina |  | F26241OBZ.jpg | F26241OBZ.jpg
F2627/4AF/BS | 4 - Light Mini Chandelier | The Ethan lighting collection by Feiss is a contemporary take on the strong verticals and horizontals of the elegantly simple, Asian influences of the Mission style. The dark Antique Forged Iron finish contrasts dramatically with the Brushed Steel candle tubes and sleek Clear glass surrounds, which ingenuously can all be removed and run through the dishwasher to keep them sparkling clear. | CHANDELIERS | Ethan | Chandeliers | Antique Forged Iron / Brushed Steel | AF/BS | Steel | Clear Glass | D:2.875" H:10" |  |  | 4 Candelabra B Torpedo 60w |  | 4 | No | [27 empty] | 219.95 | 439.9 | 659.85 | D:12'' H:17 1/4'' | 9.35 | 12 |  |  | 17.25 |  |  |  |  | 18.875 - 60.875 | [25 empty] | D:5'' DP:3/4'' Round |  |  |  |  | 180 | Black |  |  | Hardwired | 0 | 0 | 0 | 0 | 0 | 0 | 0 | 0 | 0 | 0 | 0 | 014817424034 | 20.5 | 15 | 14.5 | 14.65 | 2.58 | 175 | Yes | [9 empty] | cUL Dry | CHANDELIER - MINI | 4 - Light Ethan |  | F26274AFBS.jpg | F26274AFBS.jpg
F2628/8AF/BS | 8 - Light Single Tier Chandelier | The Ethan lighting collection by Feiss is a contemporary take on the strong verticals and horizontals of the elegantly simple, Asian influences of the Mission style. The dark Antique Forged Iron finish contrasts dramatically with the Brushed Steel candle tubes and sleek Clear glass surrounds, which ingenuously can all be removed and run through the dishwasher to keep them sparkling clear. | CHANDELIERS | Ethan | Chandeliers | Antique Forged Iron / Brushed Steel | AF/BS | Steel | Clear Glass | D:2.875" H:14" |  |  | 8 Candelabra B Torpedo 60w |  | 8 | No | [27 empty] | 492.95 | 985.9 | 1478.85 | D:26'' H:19 1/4'' | 20.9 | 26 |  |  | 19.25 |  |  |  |  | 20.625 - 62.625 | [25 empty] | D:5'' DP:3/4'' Round |  |  |  |  | 180 | Black |  |  | Hardwired | 0 | 0 | 0 | 0 | 0 | 0 | 0 | 0 | 0 | 0 | 0 | 014817424041 | 27.5 | 27.25 | 22 | 33.1 | 9.541 | 250 | Yes | [9 empty] | cUL Dry | CHANDELIER | 8 - Light Ethan |  | F26288AFBS.jpg | F26288AFBS.jpg
F2629/8+4AF/BS | 12 - Light Multi-Tier Chandelier | The Ethan lighting collection by Feiss is a contemporary take on the strong verticals and horizontals of the elegantly simple, Asian influences of the Mission style. The dark Antique Forged Iron finish contrasts dramatically with the Brushed Steel candle tubes and sleek Clear glass surrounds, which ingenuously can all be removed and run through the dishwasher to keep them sparkling clear. | CHANDELIERS | Ethan | Chandeliers | Antique Forged Iron / Brushed Steel | AF/BS | Steel | Clear Glass | D:2.875" H:14" |  |  | 12 Candelabra B Torpedo 60w |  | 12 | No | [14 empty] | 0 | [12 empty] | 695.95 | 1391.9 | 2087.85 | D:30'' H:26 5/8'' | 29.92 | 30 |  |  | 26.625 |  |  |  |  | 28.125 - 70.125 | [25 empty] | D:5'' DP:3/4'' Round |  |  |  |  | 300 | Black |  |  | Hardwired | 0 | 0 | 0 | 0 | 0 | 0 | 0 | 0 | 0 | 0 | 0 | 014817424058 | 31 | 30 | 30 | 49.5 | 16.146 | 250 | Yes | [9 empty] | cUL Dry | CHANDELIER - MULTI | 12 - Light Ethan |  | F262984AFBS.jpg | F262984AFBS.jpg
F2630/8AF/BS | 8 - Light Island Chandelier | The Ethan lighting collection by Feiss is a contemporary take on the strong verticals and horizontals of the elegantly simple, Asian influences of the Mission style. The dark Antique Forged Iron finish contrasts dramatically with the Brushed Steel candle tubes and sleek Clear glass surrounds, which ingenuously can all be removed and run through the dishwasher to keep them sparkling clear. | CHANDELIERS | Ethan | Chandeliers | Antique Forged Iron / Brushed Steel | AF/BS | Steel | Clear Glass | D:2.875" H:14" |  |  | 8 Candelabra B Torpedo 60w |  | 8 | No | [27 empty] | 447.95 | 895.9 | 1343.85 | D:37 1/2'' W:10'' H:19 7/8'' | 23.76 | 37.5 |  | 10 | 19.875 |  |  |  |  | 29.5 - 62.5 | [25 empty] | DP:3/4'' W:5 1/2'' H:11'' Rectangular |  |  |  |  | 180 | Black |  |  | Hardwired | 0 | 0 | 0 | 0 | 0 | 0 | 0 | 0 | 0 | 0 | 0 | 014817424065 | 40.5 | 24.5 | 13 | 35.3 | 7.465 | 175 | Yes | [9 empty] | cUL Dry | CHANDELIER - BILLIARD | 8 - Light Ethan |  | F26308AFBS.jpg | F26308AFBS.jpg
F2631/6AF/BS | 6 - Light Single Tier Chandelier | The Ethan lighting collection by Feiss is a contemporary take on the strong verticals and horizontals of the elegantly simple, Asian influences of the Mission style. The dark Antique Forged Iron finish contrasts dramatically with the Brushed Steel candle tubes and sleek Clear glass surrounds, which ingenuously can all be removed and run through the dishwasher to keep them sparkling clear. | CHANDELIERS | Ethan | Chandeliers | Antique Forged Iron / Brushed Steel | AF/BS | Steel | Clear Glass | D:2.875" H:10" |  |  | 6 Candelabra B Torpedo 60w |  | 6 | No | [27 empty] | 353.45 | 706.9 | 1060.35 | D:18'' H:17 1/4'' | 13.86 | 18 |  |  | 17.25 |  |  |  |  | 19 - 61 | [25 empty] | D:5'' DP:3/4'' Round |  |  |  |  | 180 | Black |  |  | Hardwired | 0 | 0 | 0 | 0 | 0 | 0 | 0 | 0 | 0 | 0 | 0 | 014817424072 | 21.5 | 21 | 19 | 20.95 | 4.964 | 175 | Yes | [9 empty] | cUL Dry | CHANDELIER | 6 - Light Ethan |  | F26316AFBS.jpg | F26316AFBS.jpg
F2638/3LAB | 3 - Light Large Pendant | The ubiquitous drum shade has been updated with a wholly contemporary look with the laser cut metal shade surrounding the silk inner shade of the Joplin lighting collection by Feiss to send soft light through the random geometric patterns. | CHANDELIERS | Joplin | Chandeliers | Light Antique Bronze | LAB | Steel | Beige Silk | D:19.75" H:8" |  | Undefined Glass | 3 Medium A19 100w |  | 3 | No | [14 empty] | 0 | [12 empty] | 214.5 | 429 | 643.5 | D:19 3/4'' H:9'' | 7.9 | 19.75 |  |  | 9 |  |  |  |  | 1954-12-01 | [25 empty] | D:6 1/4'' DP:1 1/2'' Round |  |  |  |  | 180 | Brown |  |  | Hardwired | 0 | 0 | 0 | 0 | 0 | 0 | 0 | 0 | 0 | 0 | 0 | 014817425581 | 23.5 | 23 | 12 | 12.75 | 3.753 | 250 | Yes | [9 empty] | cUL Dry | CHANDELIER - LARGE PENDANT | 3 - Light Joplin |  | F26383LAB.jpg | F26383LAB.jpg
F2661/8+4HTBZ | 12 - Light Multi-Tier Chandelier | The unusual coupling of glass crystal beads and natural shells is the central design inspiration for the Cascade lighting collection by Feiss. The light and delicate crystal/shell strands are in dramatic contrast to the rich Heritage Bronze finish, creating a statement piece sure to become the focal point of the room. | CHANDELIERS | Cascade | Chandeliers | Heritage Bronze | HTBZ | Steel |  |  |  |  | 12 Candelabra B Torpedo 60w |  | 12 | No | [14 empty] | 0 | [12 empty] | 637.95 | 1275.9 | 1913.85 | D:36 1/2'' H:56'' O:56'' | 26.62 | 36.5 |  |  | 56 |  |  |  | 56 | [26 empty] | D:5 1/2'' Round |  |  |  |  | 240 | Brown | 84 |  | Hardwired | 0 | 0 | 0 | 0 | 0 | 0 | 0 | 0 | 0 | 0 | 0 | 014817425420 | 40.5 | 17.25 | 34 | 48.5 | 13.746 | 250 | Yes | [9 empty] | cUL Dry | CHANDELIER - MULTI | 12 - Light Cascade |  | F266184HTBZ.jpg | F266184HTBZ.jpg
F2689/5RBZ | 5 - Light Single Tier Chandelier | The movement and warm glow of the thick Amber Swirl glass is the central design element of the transitional Aris lighting collection by Feiss. Inner cylinders of White Opal Etched glass give the illusion of a candle glowing behind the dramatically slumped surface of the outer art glass panels. | CHANDELIERS | Aris | Chandeliers | Roman Bronze | RBZ | Steel | Amber Swirl Art Glass Glass | D:6.375" H:6.875" |  |  | 5 Medium A19 100w |  | 5 | No | [27 empty] | 524.5 | 1049 | 1573.5 | D:28 3/8'' H:16 3/8'' | 28.07 | 28.375 |  |  | 16.375 |  |  |  |  | 19.75 - 73.75 | [25 empty] | D:5 7/8'' DP:1 3/4'' Round |  |  |  |  | 180 | Brown |  |  | Hardwired | 0 | 0 | 0 | 0 | 0 | 0 | 0 | 0 | 0 | 0 | 0 | 014817470123 | 30 | 14.75 | 28.5 | 40 | 7.298 | 175 | Yes | [8 empty] | UL Dry | cUL Dry | CHANDELIER | 5 - Light Aris |  | F26895RBZ.jpg | F26895RBZ.jpg
F2690/6RBZ | 6 - Light Island Chandelier | The movement and warm glow of the thick Amber Swirl glass is the central design element of the transitional Aris lighting collection by Feiss. Inner cylinders of White Opal Etched glass give the illusion of a candle glowing behind the dramatically slumped surface of the outer art glass panels. | CHANDELIERS | Aris | Chandeliers | Roman Bronze | RBZ | Steel | Amber Swirl Art Glass Glass | D:6.375" H:6.875" |  |  | 6 Medium A19 100w |  | 6 | No | [27 empty] | 599.5 | 1199 | 1798.5 | L:37 1/2'' W:18 1/4'' H:7 1/4'' | 36.65 |  | 37.5 | 18.25 | 7.25 |  |  |  |  | 1959-11-01 | [25 empty] | DP:3/4'' W:4 3/8'' H:19 1/2'' Rectangular |  |  |  |  | 120 | Brown |  |  | Hardwired | 0 | 0 | 0 | 0 | 0 | 0 | 0 | 0 | 0 | 0 | 0 | 014817470130 | 40.25 | 21 | 15 | 47.25 | 7.337 | 125 | Yes | [8 empty] | UL Dry | cUL Dry | CHANDELIER - BILLIARD | 6 - Light Aris |  | F26906RBZ.jpg | F26906RBZ.jpg
F2702/3BS | 3-Light Chandelier | The Wired lighting collection by Feiss brings a contemporary style to any décor. The free-form Brushed Steel wire brings a light-hearted, fun and funky feeling to each piece in the lighting collection, while the diffuser hides the bulbs and softens the light. | CHANDELIERS | Wired | Chandeliers | Brushed Steel | BS | Steel | Silver Organza Fabric | L:17.75" H:7.375" |  |  | 3 Medium A21 100w |  | 3 | No | [14 empty] | 0 | [12 empty] | 189.5 | 379 | 568.5 | W:19 5/8'' H:8 1/4'' | 10 |  |  | 19.625 | 8.25 |  |  |  |  | 11.625 - 53.625 | [25 empty] | D:1 3/8'' H:5 1/4'' Round |  |  |  |  | 180 | Clear Silver |  |  | Hardwired | 0 | 0 | 0 | 0 | 0 | 0 | 0 | 0 | 0 | 0 | 0 | 014817477719 | 22.625 | 22.625 | 13 | 13.5 | 3.851 | 250 | Yes | [9 empty] | cUL Dry | CHANDELIER | 3-Light Wired |  | F27023BS.jpg | F27023BS.jpg
F2706/1BS | 1-Light Chandelier | The Belle lighting collection of pendants by Feiss is inspired by 1960’s Scandinavian designs featuring sleek, simple lines – offered in three sizes and various finish combinations including beautifully contrasting two-toned finishes. The modern Belle pendant lights are fun and dramatic when hung as a single fixture and absolutely spectacular when grouped together in a multi-pendant lighting installation. (This collection was previously known as the Beso collection.) | CHANDELIERS | Belle | Chandeliers | Brushed Steel | BS | Steel |  |  |  |  | 1 Medium A21 100w |  | 1 | No | [14 empty] | 0 | [12 empty] | 228.45 | 456.9 | 685.35 | W:18'' H:16 1/8'' | 6.3 |  |  | 18 | 16.125 | [30 empty] | D:5 5/8'' DP:1 3/8'' Round |  |  |  |  | 180 | Black |  |  |  | 0 | 0 | 0 | 0 | 0 | 0 | 0 | 0 | 0 | 0 | 0 | 014817477894 | 21 | 14 | 21 | 10.35 | 3.573 | 250 | Yes | [8 empty] | UL Dry | cUL Dry | CHANDELIER | 1-Light Belle | A G40 - 150 Watt Bulb can be used in place of the medium base bulb | F27061BS.jpg | F27061BS.jpg
F2706/1DBZ | 1-Light Chandelier | The Belle lighting collection of pendants by Feiss is inspired by 1960’s Scandinavian designs featuring sleek, simple lines – offered in three sizes and various finish combinations including beautifully contrasting two-toned finishes. The modern Belle pendant lights are fun and dramatic when hung as a single fixture and absolutely spectacular when grouped together in a multi-pendant lighting installation. (This collection was previously known as the Beso collection.) | CHANDELIERS | Belle | Chandeliers | Dark Bronze | DBZ | Steel |  |  |  |  | 1 Medium A21 100w |  | 1 | No | [14 empty] | 0 | [12 empty] | 228.45 | 456.9 | 685.35 | D:18'' H:16 1/8'' | 6.3 | 18 |  |  | 16.125 | [30 empty] | D:5 5/8'' DP:1 3/8'' Round |  |  |  |  | 180 | Black |  |  | Hardwired | 0 | 0 | 0 | 0 | 0 | 0 | 0 | 0 | 0 | 0 | 0 | 014817477887 | 21.25 | 21.25 | 14 | 10.8 | 3.658 | 250 | Yes | [8 empty] | UL Dry | cUL Dry | CHANDELIER | 1-Light Belle | A G40 - 150 Watt Bulb can be used in place of the medium base bulb | F27061DBZ.jpg | F27061DBZ.jpg
F2707/6BUS | 6-Light Chandelier | The Lucia lighting collection by Feiss is a completely fresh, contemporary take on crystal light fixtures. The unique, disk-shaped Sunflower Shape Bauhinia crystals are suspended within the intricate metal work presented in a Burnished Silver finish, which combine to create these sleek profiles surrounding inner Linen drum shade. The Leila lighting collection is a sister style, utilizing the same crystals and metal work in orb and sunburst silhouettes. | CHANDELIERS | Lucia | Chandeliers | Burnished Silver | BUS | Steel | Linen Fabric | D:22" H:7.25" |  |  | 6 Medium A19 60w |  | 6 | No | [14 empty] | 0 | [12 empty] | 943.95 | 1887.9 | 2831.85 | W:24 1/2'' H:12 3/8'' | 35.86 |  |  | 24.5 | 12.375 |  |  |  |  | 14.125 - 56.125 | [25 empty] | D:6'' DP:1 5/8'' Round |  |  |  |  | 180 | Clear Silver |  |  | Hardwired | 0 | 0 | 0 | 0 | 0 | 0 | 0 | 0 | 0 | 0 | 0 | 014817478662 | 27 | 27 | 19.25 | 46.5 | 8.121 | 175 | Yes | [9 empty] | cUL Dry | CHANDELIER | 6-Light Lucia |  | F27076BUS.jpg | F27076BUS.jpg
F2740/6BUS | 6-Light Chandelier | The Leila lighting collection by Feiss is a completely fresh take on crystal light fixtures. The unique, disk-shaped Sunflower Shape Bauhinia Crystals are suspended within intricate metal work featuring a Burnished Silver finish, which combine to create these contemporary and sparkling silhouettes, finished with a faceted crystal ball accent. The open, airy feeling of the metal work allows for installation in smaller spaces without overpowering the room. The Lucia lighting collection is a sister style, utilizing the same crystals and metal work but in a drum shade profile. | CHANDELIERS | Leila | Chandeliers | Burnished Silver | BUS | Steel / Crystal |  |  |  |  | 6 Candelabra B Torpedo 60w |  | 6 | No | [27 empty] | 562.95 | 1125.9 | 1688.85 | W:27 3/4'' H:27'' | 18.28 |  |  | 27.75 | 27 | [30 empty] | D:6'' DP:1 5/8'' Round |  |  |  |  | 180 | Clear Silver | 60 |  | Hardwired | 0 | 0 | 0 | 0 | 0 | 0 | 0 | 0 | 0 | 0 | 0 | 014817479362 | 29.5 | 25.25 | 10 | 23.2 | 4.311 | 175 | Yes | [9 empty] | cUL Dry | CHANDELIER | 6-Light Leila |  | F27406BUS.jpg | F27406BUS.jpg
F2741/3BUS | 3-Light Chandelier | The Leila lighting collection by Feiss is a completely fresh take on crystal light fixtures. The unique, disk-shaped Sunflower Shape Bauhinia Crystals are suspended within intricate metal work featuring a Burnished Silver finish, which combine to create these contemporary and sparkling silhouettes, finished with a faceted crystal ball accent. The open, airy feeling of the metal work allows for installation in smaller spaces without overpowering the room. The Lucia lighting collection is a sister style, utilizing the same crystals and metal work but in a drum shade profile. | CHANDELIERS | Leila | Chandeliers | Burnished Silver | BUS | Steel / Crystal |  |  |  |  | 3 Candelabra B10 Torpedo 60w |  | 3 | No | [27 empty] | 405.45 | 810.9 | 1216.35 | W:19 3/8'' H:21 5/8'' | 12.69 |  |  | 19.375 | 21.625 | [30 empty] | D:6'' DP:1 5/8'' Round |  |  |  |  | 180 | Clear Silver | 60 |  | Hardwired | 0 | 0 | 0 | 0 | 0 | 0 | 0 | 0 | 0 | 0 | 0 | 014817479386 | 18.25 | 16.25 | 19.5 | 18.5 | 3.347 | 175 | Yes | [9 empty] | cUL Dry | CHANDELIER | 3-Light Leila |  | F27413BUS.jpg | F27413BUS.jpg
F2742/1BUS | 1-Light Chandelier | The Leila lighting collection by Feiss is a completely fresh take on crystal light fixtures. The unique, disk-shaped Sunflower Shape Bauhinia Crystals are suspended within intricate metal work featuring a Burnished Silver finish, which combine to create these contemporary and sparkling silhouettes, finished with a faceted crystal ball accent. The open, airy feeling of the metal work allows for installation in smaller spaces without overpowering the room. The Lucia lighting collection is a sister style, utilizing the same crystals and metal work but in a drum shade profile. | CHANDELIERS | Leila | Chandeliers | Burnished Silver | BUS | Steel / Crystal |  |  |  |  | 1 Medium A21 100w |  | 1 | No | [27 empty] | 216.95 | 433.9 | 650.85 | W:12 5/8'' H:13 3/4'' | 6.16 |  |  | 12.625 | 13.75 | [30 empty] | D:6'' DP:1 5/8'' Round |  |  |  |  | 180 | Clear Silver | 60 |  | Hardwired | 0 | 0 | 0 | 0 | 0 | 0 | 0 | 0 | 0 | 0 | 0 | 014817479393 | 16.5 | 16 | 14.5 | 9 | 2.215 | 175 | Yes | [9 empty] | cUL Dry | CHANDELIER | 1-Light Leila |  | F27421BUS.jpg | F27421BUS.jpg
F2766/5PN | 5 - Light Single Tier Chandelier | With its clean and glistening design, the Malibu lighting collection by Feiss is suitable for interiors classic to modern. It features crisp Opal Etched glass drum shades supported by a steel frame. The frame's shiny Polished Nickel finish accentuates the stepped details on each shade holder and the central column. On the vanity fixtures, the stepped details are duplicated in the oval backplate. The Malibu collection consists of multiple chandeliers, pendants, and bath and ceiling fixtures. | CHANDELIERS | Malibu | Chandeliers | Polished Nickel | PN | Steel / Glass | Opal Etched Glass | H:4.25" |  |  | 5 Medium A19 100w |  | 5 | No | [14 empty] | 0 | [12 empty] | 125.45 | 250.9 | 376.35 | D:25'' H:22 1/4'' | 8.49 | 25 |  |  | 22.25 | [30 empty] | D:5 1/8'' DP:1'' Round |  |  |  |  | 96 | Clear Silver | 72 |  | Hardwired | 0 | 0 | 0 | 0 | 0 | 0 | 0 | 0 | 0 | 0 | 0 | 014817482898 | 24.25 | 24.25 | 9.25 | 13.3 | 3.148 | 175 | Yes | [9 empty] | cUL Dry | CHANDELIER | 5 - Light Malibu |  | F27665PN.jpg | F27665PN.jpg
F2794/5AF/CBA | 5 - Light Single Tier Chandelier | The Alston lighting collection by Feiss is inspired by a medieval Country French cottage. In step with the weathered barn wood trend, the Alston collection is finished in a two-tone, rustic Charcoal Brick finish and features dramatic arms in an Antique Forged iron with a spearhead detail at each bold rivet. | CHANDELIERS | Alston | Chandeliers | AF/CHARCOAL BRICK/ACORN | AF/CBA | Steel / Wood |  |  |  |  | 5 Candelabra B Torpedo 60w |  | 5 | No | [27 empty] | 273.45 | 546.9 | 820.35 | D:24'' H:26 7/8'' O:91 7/8'' | 12.5 | 24 |  |  | 26.875 | Cross Bar |  |  | 91.875 | [26 empty] | D:5 7/8'' H:1'' Round |  |  |  |  | 180 | Brown | 60 |  | Hardwired | 0 | 0 | 0 | 0 | 0 | 0 | 0 | 0 | 0 | 0 | 0 | 014817498653 | 27 | 27 | 13.5 | 20 | 5.695 | 250 | Yes | [8 empty] | UL Dry |  | CHANDELIER | 5 - Light Alston |  | F27945AFCBA.jpg | F27945AFCBA.jpg
F2795/3AF/CBA | 3 - Light Single Tier Chandelier | The Alston lighting collection by Feiss is inspired by a medieval Country French cottage. In step with the weathered barn wood trend, the Alston collection is finished in a two-tone, rustic Charcoal Brick finish and features dramatic arms in an Antique Forged iron with a spearhead detail at each bold rivet. | CHANDELIERS | Alston | Chandeliers | AF/CHARCOAL BRICK/ACORN | AF/CBA | Steel / Wood |  |  |  |  | 3 Candelabra B Torpedo 60w |  | 3 | No | [27 empty] | 174.45 | 348.9 | 523.35 | D:12'' H:21 1/4'' O:86'' | 7.7 | 12 |  |  | 21.25 | Cross Bar |  | 21.25 | 86 | [26 empty] | D:5 7/8'' H:1'' Round |  |  |  |  | 180 | Brown | 60 |  | Hardwired | 0 | 0 | 0 | 0 | 0 | 0 | 0 | 0 | 0 | 0 | 0 | 014817498660 | 15.5 | 15 | 13 | 11.6 | 1.749 | 125 | Yes | [8 empty] | UL Dry |  | CHANDELIER | 3 - Light Alston |  | F27953AFCBA.jpg | F27953AFCBA.jpg
F2796/6AF/CBA | 6 - Light Single Tier Chandelier | The Alston lighting collection by Feiss is inspired by a medieval Country French cottage. In step with the weathered barn wood trend, the Alston collection is finished in a two-tone, rustic Charcoal Brick finish and features dramatic arms in an Antique Forged iron with a spearhead detail at each bold rivet. | CHANDELIERS | Alston | Chandeliers | AF/CHARCOAL BRICK/ACORN | AF/CBA | Steel / Wood |  |  |  |  | 6 Candelabra B Torpedo 60w |  | 6 | No | [27 empty] | 355.45 | 710.9 | 1066.35 | D:30 1/2'' H:31 7/8'' O:96 7/8'' | 16.3 | 30.5 |  |  | 31.875 | Cross Bar |  |  | 96.875 | [26 empty] | D:5 7/8'' H:1'' Round |  |  |  |  | 180 | Brown | 60 |  | Hardwired | 0 | 0 | 0 | 0 | 0 | 0 | 0 | 0 | 0 | 0 | 0 | 014817498677 | 34 | 13.75 | 33.5 | 25.95 | 9.063 | 250 | Yes | [8 empty] | UL Dry |  | CHANDELIER | 6 - Light Alston |  | F27966AFCBA.jpg | F27966AFCBA.jpg
F2798/4AF/CBA | 4 - Light Single Tier Chandelier | The Alston lighting collection by Feiss is inspired by a medieval Country French cottage. In step with the weathered barn wood trend, the Alston collection is finished in a two-tone, rustic Charcoal Brick finish and features dramatic arms in an Antique Forged iron with a spearhead detail at each bold rivet. | CHANDELIERS | Alston | Chandeliers | AF/CHARCOAL BRICK/ACORN | AF/CBA | Steel / Wood |  |  |  |  | 4 Candelabra B Torpedo 60w |  | 4 | No | [27 empty] | 218.45 | 436.9 | 655.35 | D:16'' H:25 5/8'' O:90 5/8'' | 9.7 | 16 |  |  | 25.625 | Cross Bar |  |  | 90.625 | [26 empty] | D:5 7/8'' H:1'' Round |  |  |  |  | 180 | Brown | 60 |  | Hardwired | 0 | 0 | 0 | 0 | 0 | 0 | 0 | 0 | 0 | 0 | 0 | 014817498691 | 18.5 | 15.5 | 18.5 | 14.25 | 3.07 | 175 | Yes | [8 empty] | UL Dry |  | CHANDELIER | 4 - Light Alston |  | F27984AFCBA.jpg | F27984AFCBA.jpg
F2810/8PN | 8 - Light Single Tier Chandelier | Making a declarative and sparkling statement in any room, the Malia lighting collection by Feiss is a cool, contemporary interpretation of classic crystal light fixtures, updated with clean lines and featuring fashionable smoke gray crystals accented by a Polished Nickel finish. | CHANDELIERS | Malia | Chandeliers | Polished Nickel | PN | Steel / Crystal |  |  |  |  | 8 Candelabra B Torpedo 60w |  | 8 | No | [14 empty] | 0 | [12 empty] | 811.95 | 1623.9 | 2435.85 | D:21 1/8'' H:34 1/4'' | 13.7 | 21.125 |  |  | 34.25 | U Channel Bar | [34 empty] | 180 | Clear Silver |  |  | Hardwired | 0 | 0 | 0 | 0 | 0 | 0 | 0 | 0 | 0 | 0 | 0 | 014817499537 | 24.5 | 24 | 11 | 20 | 3.743 | 175 | Yes | [8 empty] | UL Dry |  | CHANDELIER | 8 - Light Malia |  | F28108PN.jpg | F28108PN.jpg
F2811/6PN | 6 - Light Chandelier | Making a declarative and sparkling statement in any room, the Malia lighting collection by Feiss is a cool, contemporary interpretation of classic crystal light fixtures, updated with clean lines and featuring fashionable smoke gray crystals accented by a Polished Nickel finish. | CHANDELIERS | Malia | Chandeliers | Polished Nickel | PN | Steel / Crystal |  |  |  |  | 6 Candelabra B Torpedo 60w |  | 6 | No | [14 empty] | 0 | [12 empty] | 556.95 | 1113.9 | 1670.85 | D:16'' H:28'' O:94'' | 9.7 | 16 |  |  | 28 | U Channel Bar |  |  | 94 | [26 empty] | D:5 1/2'' DP:1 1/8'' Round |  |  |  |  | 180 | Clear Silver | 60 |  | Hardwired | 0 | 0 | 0 | 0 | 0 | 0 | 0 | 0 | 0 | 0 | 0 | 014817499544 | 18.75 | 9.75 | 19 | 14.2 | 2.01 | 125 | Yes | [8 empty] | UL Dry |  | CHANDELIER | 6 - Light Malia |  | F28116PN.jpg | F28116PN.jpg
F2812/3PN | 3 - Light Mini Chandelier | Making a declarative and sparkling statement in any room, the Malia lighting collection by Feiss is a cool, contemporary interpretation of classic crystal light fixtures, updated with clean lines and featuring fashionable smoke gray crystals accented by a Polished Nickel finish. | CHANDELIERS | Malia | Chandeliers | Polished Nickel | PN | Steel / Crystal |  |  |  |  | 3 Candelabra B Torpedo 60w |  | 3 | No | [27 empty] | 364.95 | 729.9 | 1094.85 | D:12 3/8'' H:22 1/4'' O:88 1/4'' | 7.7 | 12.375 |  |  | 22.25 | U Channel Bar |  |  | 88.25 | [26 empty] | D:5 1/2'' DP:1 1/8'' Round |  |  |  |  | 180 | Clear Silver | 60 |  | Hardwired | 0 | 0 | 0 | 0 | 0 | 0 | 0 | 0 | 0 | 0 | 0 | 014817499551 | 15.25 | 15.25 | 9.75 | 10.8 | 1.312 | 100 | Yes | [8 empty] | UL Dry |  | CHANDELIER | 3 - Light Malia |  | F28123PN.jpg | F28123PN.jpg
F2914/12PN | 12 - Light Malia Chandelier | Making a declarative and sparkling statement in any room, the Malia lighting collection by Feiss is a cool, contemporary interpretation of classic crystal light fixtures, updated with clean lines and featuring fashionable smoke gray crystals accented by a Polished Nickel finish. | CHANDELIERS | Malia | Chandeliers | Polished Nickel | PN | Metal & Crystal |  |  |  |  | 12 Candelabra B10 Torpedo 60w |  | 12 | No | [14 empty] | 0 | [12 empty] | 1740.45 | 3480.9 | 5221.35 | D:36'' H:48 3/4'' O:48 1/4'' | 34.32 | 36 |  |  | 48.75 |  |  |  | 48.25 | [26 empty] | D:5 1/2'' DP:5/8'' Round |  |  |  |  | 240 | Clear Silver | 84 |  | Hardwired | 0 | 0 | 0 | 0 | 0 | 0 | 0 | 0 | 0 | 0 | 0 | 014817522068 | 40 | 39.25 | 13.5 | 51.4 | 12.266 | 175 | Yes | [8 empty] | C-UL-US Dry |  | CHANDELIER | 12 - Light Malia Chandelier |  | F291412PN.jpg | F291412PN.jpg
F2915/9PN | 9 - Light Malia Chandelier | Making a declarative and sparkling statement in any room, the Malia lighting collection by Feiss is a cool, contemporary interpretation of classic crystal light fixtures, updated with clean lines and featuring fashionable smoke gray crystals accented by a Polished Nickel finish. | CHANDELIERS | Malia | Chandeliers | Polished Nickel | PN | Metal & Crystal |  |  |  |  | 9 Candelabra B10 Torpedo 60w |  | 9 | No | [14 empty] | 0 | [12 empty] | 1014.95 | 2029.9 | 3044.85 | D:25'' H:36 7/8'' O:36'' | 18.7 | 25 |  |  | 36.875 |  |  |  | 36 | [26 empty] | D:5 1/2'' DP:5/8'' Round |  |  |  |  | 160 | Clear Silver | 60 |  | Hardwired | 0 | 0 | 0 | 0 | 0 | 0 | 0 | 0 | 0 | 0 | 0 | 014817524819 | 28.5 | 28.5 | 12 | 27.5 | 5.641 | 175 | Yes | [8 empty] | C-UL-US Dry |  | CHANDELIER | 9 - Light Malia Chandelier |  | F29159PN.jpg | F29159PN.jpg
F2921/3ORB | 3 - Light Lismore Chandelier | Modernizing the traditional wagon-wheel profile, the Lismore lighting collection by Feiss puts a contemporary twist on a classic. An unexpected pressed crystal detail on each stem adds a bit of updated glamour to the clean lines of the tapered fabric shades. | CHANDELIERS | Lismore | Chandeliers | Oil Rubbed Bronze | ORB |  | Ivory Fabric | D:5.5" H:6.5" | D:4" |  | 3 Candelabra B10 Torpedo 60w |  | 3 | No | [14 empty] | 0 | [12 empty] | 202.45 | 404.9 | 607.35 | D:23'' H:21'' O:87'' | 9.24 | 23 |  |  | 21 |  |  |  | 87 | [26 empty] | D:6'' H:1'' Round |  |  |  |  | 160 | Brown | 60 |  | Hardwired | 0 | 0 | 0 | 0 | 0 | 0 | 0 | 0 | 0 | 0 | 0 | 014817522754 | 22.8 | 10.5 | 22.38 | 14 | 3.101 | 175 | Yes | [8 empty] | ETL Dry |  | CHANDELIER | 3 - Light Lismore Chandelier |  | F29213ORB.jpg | F29213ORB.jpg
F2921/3PN | 3 - Light Lismore Chandelier | Modernizing the traditional wagon-wheel profile, the Lismore lighting collection by Feiss puts a contemporary twist on a classic. An unexpected pressed crystal detail on each stem adds a bit of updated glamour to the clean lines of the tapered fabric shades. | CHANDELIERS | Lismore | Chandeliers | Polished Nickel | PN |  | White Fabric | D:5.5" H:6.5" | D:4" |  | 3 Candelabra B10 Torpedo 60w |  | 3 | No | [14 empty] | 0 | [12 empty] | 202.45 | 404.9 | 607.35 | D:23'' H:21'' O:87'' | 9.24 | 23 |  |  | 21 |  |  |  | 87 | [26 empty] | D:6'' H:1'' Round |  |  |  |  | 160 | Clear Silver | 60 |  | Hardwired | 0 | 0 | 0 | 0 | 0 | 0 | 0 | 0 | 0 | 0 | 0 | 014817522723 | 22 | 10.58 | 22 | 13.8 | 2.963 | 175 | Yes | [8 empty] | ETL Dry |  | CHANDELIER | 3 - Light Lismore Chandelier |  | F29213PN.jpg | F29213PN.jpg
F2922/5ORB | 5 - Light Lismore Chandelier | Modernizing the traditional wagon-wheel profile, the Lismore lighting collection by Feiss puts a contemporary twist on a classic. An unexpected pressed crystal detail on each stem adds a bit of updated glamour to the clean lines of the tapered fabric shades. | CHANDELIERS | Lismore | Chandeliers | Oil Rubbed Bronze | ORB |  | Ivory Fabric | D:5.5" H:6.5" | D:4" |  | 5 Candelabra B10 Torpedo 60w |  | 5 | No | [14 empty] | 0 | [12 empty] | 289.45 | 578.9 | 868.35 | D:28 1/8'' H:30 1/8'' O:96 1/8'' | 13.53 | 28.125 |  |  | 30.125 |  |  |  | 96.12 | [26 empty] | D:6'' H:1'' Round |  |  |  |  | 160 | Brown | 60 |  | Hardwired | 0 | 0 | 0 | 0 | 0 | 0 | 0 | 0 | 0 | 0 | 0 | 014817522761 | 28.25 | 11 | 28.25 | 21.3 | 5.08 | 175 | Yes | [8 empty] | ETL Dry |  | CHANDELIER | 5 - Light Lismore Chandelier |  | F29225ORB.jpg | F29225ORB.jpg
F2922/5PN | 5 - Light Lismore Chandelier | Modernizing the traditional wagon-wheel profile, the Lismore lighting collection by Feiss puts a contemporary twist on a classic. An unexpected pressed crystal detail on each stem adds a bit of updated glamour to the clean lines of the tapered fabric shades. | CHANDELIERS | Lismore | Chandeliers | Polished Nickel | PN |  | White Fabric | D:5.5" H:6.5" | D:4" |  | 5 Candelabra B10 Torpedo 60w |  | 5 | No | [14 empty] | 0 | [12 empty] | 299.98 | 599.96 | 899.94 | D:28 1/8'' H:30 1/8'' O:96 1/8'' | 13.53 | 28.125 |  |  | 30.125 |  |  |  | 96.12 | [26 empty] | D:6'' H:1'' Round |  |  |  |  | 160 | Clear Silver | 60 |  | Hardwired | 0 | 0 | 0 | 0 | 0 | 0 | 0 | 0 | 0 | 0 | 0 | 014817522747 | 28 | 11 | 28 | 21.2 | 4.991 | 175 | Yes | [8 empty] | ETL Dry |  | CHANDELIER | 5 - Light Lismore Chandelier |  | F29225PN.jpg | F29225PN.jpg
F2935/4WOW/AF | 4 - Light Pendant fixture | The Allier collection makes an elegantly rustic statement by blending warm kiln-dried Weathered Oak Wood with Antique Forged Iron hardware on a modern orb silhouette. We've taken the top product from this best-selling collection and are now offering a damp-rated Outdoor Chandelier that can be used indoors as well as covered outdoor spaces. | CHANDELIERS | Allier | Pendants | Weathered Oak Wood / Antique Forged Iron | WOW/AF | [5 empty] | 4 Candelabra B10 Torpedo 60w |  | 4 | No | [14 empty] | 0 | [12 empty] | 342.48 | 684.96 | 1027.44 | D:20 1/2'' H:23 1/8'' O:89'' | 11 | 20.5 |  |  | 23.125 |  |  |  | 89 | [26 empty] | D:6 1/2'' H:3/4'' Round |  |  |  |  | 180 | Black | 60 |  | Hardwired | 0 | 0 | 0 | 0 | 0 | 0 | 0 | 0 | 0 | 0 | 0 | 014817524246 | 23.75 | 22.5 | 22.25 | 14.3 | 6.881 | 250 | Yes | [8 empty] | ETL Dry |  | CHANDELIER LARGE PENDANT | 4 - Light Pendant |  | F29354WOWAF.jpg | F29354WOWAF.jpg
F2936/5WOW/AF | 5 - Light Large Pendant | The Allier collection makes an elegantly rustic statement by blending warm kiln-dried Weathered Oak Wood with Antique Forged Iron hardware on a modern orb silhouette. We've taken the top product from this best-selling collection and are now offering a damp-rated Outdoor Chandelier that can be used indoors as well as covered outdoor spaces. | CHANDELIERS | Allier | Chandeliers | Weathered Oak Wood / Antique Forged Iron | WOW/AF | [5 empty] | 5 Candelabra Torpedo 60w |  | 5 | No | [14 empty] | 0 | [12 empty] | 456.98 | 913.96 | 1370.94 | D:26'' H:28 5/8'' O:92'' | 14.3 | 26 |  |  | 28.625 |  |  |  | 92 | [26 empty] | D:6 1/2'' H:3/4'' Round |  |  |  |  | 180 | Black | 60 |  | Hardwired | 0 | 0 | 0 | 0 | 0 | 0 | 0 | 0 | 0 | 0 | 0 | 014817524253 | 29.18 | 26.5 | 26.58 | 21.85 | 11.894 | 300 | Yes | [8 empty] | ETL Dry |  | CHANDELIER LARGE PENDANT | 5 - Light |  | F29365WOWAF.jpg | F29365WOWAF.jpg
F2937/3+6ORB | 9 - Light Lismore Chandelier | Modernizing the traditional wagon-wheel profile, the Lismore lighting collection by Feiss puts a contemporary twist on a classic. An unexpected pressed crystal detail on each stem adds a bit of updated glamour to the clean lines of the tapered fabric shades. | CHANDELIERS | Lismore | Chandeliers | Oil Rubbed Bronze | ORB |  | Ivory Fabric | D:5.5" H:6.5" | D:4" |  | 9 Candelabra B10 Torpedo 60w |  | 9 | No | [14 empty] | 0 | [12 empty] | 695.95 | 1391.9 | 2087.85 | D:37 3/8'' H:42 5/8'' O:132 5/8'' | 21.67 | 37.375 |  |  | 42.625 |  |  |  | 132.62 | [26 empty] | D:6'' H:1'' Round |  |  |  |  | 240 | Brown | 84 |  | Hardwired | 0 | 0 | 0 | 0 | 0 | 0 | 0 | 0 | 0 | 0 | 0 | 014817524307 | 36.75 | 37.25 | 12.75 | 37 | 10.101 | 250 | Yes | [8 empty] | ETL Dry |  | CHANDELIER | 9 - Light Lismore Chandelier |  | F293736ORB.jpg | F293736ORB.jpg
F2937/3+6PN | 9 - Light Lismore Chandelier | Modernizing the traditional wagon-wheel profile, the Lismore lighting collection by Feiss puts a contemporary twist on a classic. An unexpected pressed crystal detail on each stem adds a bit of updated glamour to the clean lines of the tapered fabric shades. | CHANDELIERS | Lismore | Chandeliers | Polished Nickel | PN |  | White Fabric | D:5.5" H:6.5" | D:4" |  | 9 Candelabra B10 Torpedo 60w |  | 9 | No | [14 empty] | 0 | [12 empty] | 695.95 | 1391.9 | 2087.85 | D:37 3/8'' H:42 5/8'' O:132 5/8'' | 21.67 | 37.375 |  |  | 42.625 |  |  |  | 132.62 | [26 empty] | D:6'' H:1'' Round |  |  |  |  | 240 | Clear Silver | 84 |  | Hardwired | 0 | 0 | 0 | 0 | 0 | 0 | 0 | 0 | 0 | 0 | 0 | 014817524291 | 37 | 36.5 | 18.75 | 48 | 14.654 | 250 | Yes | [8 empty] | ETL Dry |  | CHANDELIER | 9 - Light Lismore Chandelier |  | F293736PN.jpg | F293736PN.jpg
F2942/6BUS | 6 - Light Marquise Chandelier | Capturing the fun of contemporary crystal and designed to follow the cut of a marquise diamond, the Marquise lighting collection by Feiss has a delicate, exposed metal frame adorned with a silver leaf application and then finished with a string of hand-applied crystal beading to grab the warm light and make a dynamic sparkle. Available in either a Silver finish with Clear color crystals or Burnished Silver finish with Champagne color crystals. | CHANDELIERS | Marquise | Chandeliers | Burnished Silver | BUS | [5 empty] | 6 Candelabra B10 Torpedo 60w |  | 6 | No | [14 empty] | 0 | [12 empty] | 637.95 | 1275.9 | 1913.85 | D:24 1/2'' H:38 3/4'' O:105 3/4'' | 16.28 | 24.5 |  |  | 38.75 |  |  |  | 105.75 | [26 empty] | D:5 1/2'' H:1 5/8'' Round |  |  |  |  | 180 | Clear Silver | 60 |  | Hardwired | 0 | 0 | 0 | 0 | 0 | 0 | 0 | 0 | 0 | 0 | 0 | 014817526318 | 42 | 26 | 26 | 27.4 | 16.431 | 300 | Yes | [8 empty] | C-UL-US Dry |  | CHANDELIER | 6 - Light Marquise Chandelier |  | F29426BUS.jpg | F29426BUS.jpg
F2942/6SLV | 6 - Light Marquise Chandelier | Capturing the fun of contemporary crystal and designed to follow the cut of a marquise diamond, the Marquise lighting collection by Feiss has a delicate, exposed metal frame adorned with a silver leaf application and then finished with a string of hand-applied crystal beading to grab the warm light and make a dynamic sparkle. Available in either a Silver finish with Clear color crystals or Burnished Silver finish with Champagne color crystals. | CHANDELIERS | Marquise | Chandeliers | Silver | SLV | [5 empty] | 6 Candelabra B10 Torpedo 60w |  | 6 | No | [14 empty] | 0 | [12 empty] | 637.95 | 1275.9 | 1913.85 | D:24 1/2'' H:38 3/4'' O:105 3/4'' | 16.28 | 24.5 |  |  | 38.75 |  |  |  | 105.75 | [26 empty] | D:5 1/2'' H:1 5/8'' Round |  |  |  |  | 180 | Clear Silver | 60 |  | Hardwired | 0 | 0 | 0 | 0 | 0 | 0 | 0 | 0 | 0 | 0 | 0 | 014817526301 | 42 | 26 | 26 | 27.4 | 16.431 | 300 | Yes | [8 empty] | C-UL-US Dry |  | CHANDELIER | 6 - Light Marquise Chandelier |  | F29426SLV.jpg | F29426SLV.jpg
F2954/6PN | 6 - Light Audrie Chandelier | With a sleek, sculptural shape, the Audrie lighting collection by Feiss marries a glamorous Hollywood Regency silhouette with a modern LED-centric design. The LEDs are nested in the vertical body frames, emitting a warm glow from arms of the sconces or the kinetic, mobile-like pendants. | CHANDELIERS | Audrie | Chandeliers | Polished Nickel | PN | Steel/Aluminum/PC | [6 empty] | 1 | No | 350 | 2700 | 80 | 21 | 120 | 19 - Integrated | MODS - Modules |  | 10 | 100 | LED | 21 | 21 | 50000 | 0 | [12 empty] | 614.95 | 1229.9 | 1844.85 | W:10 1/8'' H:25 7/8'' | 8.14 |  |  | 10.125 | 25.875 | Cross Bar |  |  |  | 29.125 - 77.125 | [25 empty] | H:1 1/2'' Round |  |  |  |  | 160 | Red / Black |  |  | Hardwired | 0 | 0 | 0 | 0 | 0 | 0 | 1 | 0 | 0 | 0 | 0 | 014817527711 | 22.25 | 8 | 13.5 | 10 | 1.391 | 125 | Yes | [8 empty] | ETL Dry |  | CHANDELIER | 6 - Light Audrie Chandelier |  | F29546PN.jpg | F29546PN.jpg
F2955/6PN | 6 - Light Audrie Chandelier | With a sleek, sculptural shape, the Audrie lighting collection by Feiss marries a glamorous Hollywood Regency silhouette with a modern LED-centric design. The LEDs are nested in the vertical body frames, emitting a warm glow from arms of the sconces or the kinetic, mobile-like pendants. | CHANDELIERS | Audrie | Chandeliers | Polished Nickel | PN | Steel/Aluminum/PC | [6 empty] | 1 | No | 650 | 2700 | 80 | 48 | 120 | 19 - Integrated | MODS - Modules |  | 10 | 100 | LED | 48 | 48 | 50000 | 0 | [12 empty] | 869.95 | 1739.9 | 2609.85 | L:12 3/4'' W:17'' H:35 3/4'' | 11.44 |  | 12.75 | 17 | 35.75 | Cross Bar |  |  |  | 39 - 87 | [25 empty] | H:1 1/2'' Round |  |  |  |  | 160 | Red / Black |  |  | Hardwired | 0 | 0 | 0 | 0 | 0 | 0 | 1 | 0 | 0 | 0 | 0 | 014817527728 | 32.5 | 8.25 | 20.5 | 15.5 | 3.181 | 175 | Yes | [8 empty] | ETL Dry |  | PENDANT CHANDELIER | 6 - Light Audrie Chandelier |  | F29556PN.jpg | F29556PN.jpg
F2956/1DWO/ORB | 1 - Light Lumiere' Chandelier | Based on French countryside influences and a hand-crafted, artisan aesthetic, the Lumière lighting collection by Feiss is rich in texture and celebrates a classic lantern silhouette. Cross-hatched, Dark Weathered Oak wood (pressure treated to minimize cracking and weather well over time) is coupled with seeded glass and rope details to complete the look. The outdoor Lumière in Oil Rubbed Bronze finish is also offered in clean-lined option without the cross-hatched wood. | CHANDELIERS | Lumiere' | Chandeliers | Dark Weathered Oak / Oil Rubbed Bronze | DWO/ORB | [5 empty] | 1 Medium A19 75w |  | 1 | No | [14 empty] | 0 | [12 empty] | 288.45 | 576.9 | 865.35 | L:9 1/2'' W:9 1/2'' H:26'' O:92'' | 9.06 |  | 9.5 | 9.5 | 26 | Other |  |  | 92 | [26 empty] | H:1 1/8'' Round |  |  |  |  | 160 | Black | 60 |  | Hardwired | 0 | 0 | 0 | 0 | 0 | 0 | 0 | 0 | 0 | 0 | 0 | 014817529098 | 22.25 | 16 | 13.5 | 12.7 | 2.781 | 175 | Yes | [8 empty] | ETL Dry |  | PENDANT CHANDELIER | 1 - Light Lumiere' Chandelier |  | F29561DWOORB.jpg | F29561NO.jpg
F2957/4DWO/ORB | 4 - Light Lumiere' Chandelier | Based on French countryside influences and a hand-crafted, artisan aesthetic, the Lumière lighting collection by Feiss is rich in texture and celebrates a classic lantern silhouette. Cross-hatched, Dark Weathered Oak wood (pressure treated to minimize cracking and weather well over time) is coupled with seeded glass and rope details to complete the look. The outdoor Lumière in Oil Rubbed Bronze finish is also offered in clean-lined option without the cross-hatched wood. | CHANDELIERS | Lumiere' | Chandeliers | Dark Weathered Oak / Oil Rubbed Bronze | DWO/ORB | [5 empty] | 4 Medium A19 60w |  | 4 | No | [14 empty] | 0 | [12 empty] | 640.45 | 1280.9 | 1921.35 | L:42 1/2'' W:9 5/8'' H:25 1/8'' O:86 1/8'' | 23.32 |  | 42.5 | 9.625 | 25.125 | Other |  |  | 86.125 | [26 empty] | DP:29/32'' H:26'' Rectangular |  |  |  |  | 180 | Black | 60 |  | Hardwired | 0 | 0 | 0 | 0 | 0 | 0 | 0 | 0 | 0 | 0 | 0 | 014817529104 | 47 | 17 | 18 | 41.1 | 8.323 | 175 | Yes | [8 empty] | ETL Dry |  | PENDANT CHANDELIER | 4 - Light Lumiere' Chandelier |  | F29574DWOORB.jpg | F29574DWOORB.jpg
F2960/5HTBZ | Five Light Chandelier | Wine glass-shaped, Opal Etched glass shades inspired the name of the transitional Vintner lighting collection and are finished with a beautiful ripple accent at the base. The sweeping body design is achieved by using smaller arms at the top and slightly larger arms below. At the transition point, a decorative sphere detail acts as a perch for each glass shade for an overall elegantly simple silhouette. Offered in Heritage Bronze or Satin Nickel finishes, the large assortment includes 5-Light, 9-Light and 18-Light Chandeliers, 3-Light Semi-Flushmount, 3-Light Uplight Chandelier, 3-Light Downlight Chandelier, 3-Light Island, 1-Light Mini-Pendant, 3-Light Uplight Pendant, 1-Light Wall Sconce, 11” and 13” 2-Light Flushmounts, 3-Light Flushmount, 2-Light Vanity, 3-Light Vanity and a 4-Light Vanity. | CHANDELIERS | Vintner | Chandeliers | Heritage Bronze | HTBZ | Steel | White Opal Etched Glass | D:4.5" H:5.625" |  |  | 5 Medium A19 75w |  | 5 | No | [14 empty] | 0 | [12 empty] | 249.98 | 499.96 | 749.94 | D:26'' H:23 7/8'' | 13 | 26 |  |  | 23.875 | Screw Collar - Chain | [6 empty] | No |  | No | [20 empty] | D:5 1/2'' H:1 1/4'' Round |  |  |  |  | 180 | Brown | 60 |  | Hardwired | 0 | 0 | 0 | 0 | 1 | 0 | 0 | 1 | 0 | 0 | 0 | 014817535945 | 28.75 | 25 | 12 | 19.4 | 4.991 | 250 | Yes | [9 empty] | cETL Dry | VINTNER 5L CHAND-HTBZ | Five Light Chandelier |  | F29605HTBZ.jpg | F29605HTBZ.jpg
F2960/5SN | Five Light Chandelier | Wine glass-shaped, Opal Etched glass shades inspired the name of the transitional Vintner lighting collection and are finished with a beautiful ripple accent at the base. The sweeping body design is achieved by using smaller arms at the top and slightly larger arms below. At the transition point, a decorative sphere detail acts as a perch for each glass shade for an overall elegantly simple silhouette. Offered in Heritage Bronze or Satin Nickel finishes, the large assortment includes 5-Light, 9-Light and 18-Light Chandeliers, 3-Light Semi-Flushmount, 3-Light Uplight Chandelier, 3-Light Downlight Chandelier, 3-Light Island, 1-Light Mini-Pendant, 3-Light Uplight Pendant, 1-Light Wall Sconce, 11” and 13” 2-Light Flushmounts, 3-Light Flushmount, 2-Light Vanity, 3-Light Vanity and a 4-Light Vanity. | CHANDELIERS | Vintner | Chandeliers | Satin Nickel | SN | Steel | White Opal Etched Glass | D:4.5" H:5.625" |  |  | 5 Medium A19 75w |  | 5 | No | [14 empty] | 0 | [12 empty] | 249.98 | 499.96 | 749.94 | D:26'' H:23 7/8'' | 13 | 26 |  |  | 23.875 | Screw Collar - Chain | [6 empty] | No |  | No | [20 empty] | D:5 1/2'' H:1 1/4'' Round |  |  |  |  | 180 | Clear | 60 |  | Hardwired | 0 | 0 | 0 | 0 | 1 | 0 | 0 | 1 | 0 | 0 | 0 | 014817541502 | 28.75 | 25 | 12 | 19.4 | 4.991 | 250 | Yes | [9 empty] | cETL Dry | VINTNER 5L CHAND-SN | Five Light Chandelier |  | F29605SN.jpg | F29605SN.jpg
F2961/6+3HTBZ | Nine Light Chandelier | Wine glass-shaped, Opal Etched glass shades inspired the name of the transitional Vintner lighting collection and are finished with a beautiful ripple accent at the base. The sweeping body design is achieved by using smaller arms at the top and slightly larger arms below. At the transition point, a decorative sphere detail acts as a perch for each glass shade for an overall elegantly simple silhouette. Offered in Heritage Bronze or Satin Nickel finishes, the large assortment includes 5-Light, 9-Light and 18-Light Chandeliers, 3-Light Semi-Flushmount, 3-Light Uplight Chandelier, 3-Light Downlight Chandelier, 3-Light Island, 1-Light Mini-Pendant, 3-Light Uplight Pendant, 1-Light Wall Sconce, 11” and 13” 2-Light Flushmounts, 3-Light Flushmount, 2-Light Vanity, 3-Light Vanity and a 4-Light Vanity. | CHANDELIERS | Vintner | Chandeliers | Heritage Bronze | HTBZ | Steel | White Opal Etched Glass | D:4.5" H:5.625" |  |  | 9 Medium A19 75w |  | 9 | No | [14 empty] | 0 | [12 empty] | 462.48 | 924.96 | 1387.44 | D:32 1/8'' H:32 1/8'' | 26 | 32.125 |  |  | 32.125 | Screw Collar - Chain | [6 empty] | No |  | No | [20 empty] | D:5 1/2'' H:1 1/4'' Round |  |  |  |  | 240 | Brown | 84 |  | Hardwired | 0 | 0 | 0 | 0 | 1 | 0 | 0 | 1 | 0 | 0 | 0 | 014817535952 | 34 | 32.5 | 14 | 34.5 | 8.953 | 250 | Yes | [9 empty] | cETL Dry | VINTNER 9L CHAND-HTBZ | Nine Light Chandelier |  | F296163HTBZ.jpg | F296163HTBZ.jpg
F2961/6+3SN | Nine Light Chandelier | Wine glass-shaped, Opal Etched glass shades inspired the name of the transitional Vintner lighting collection and are finished with a beautiful ripple accent at the base. The sweeping body design is achieved by using smaller arms at the top and slightly larger arms below. At the transition point, a decorative sphere detail acts as a perch for each glass shade for an overall elegantly simple silhouette. Offered in Heritage Bronze or Satin Nickel finishes, the large assortment includes 5-Light, 9-Light and 18-Light Chandeliers, 3-Light Semi-Flushmount, 3-Light Uplight Chandelier, 3-Light Downlight Chandelier, 3-Light Island, 1-Light Mini-Pendant, 3-Light Uplight Pendant, 1-Light Wall Sconce, 11” and 13” 2-Light Flushmounts, 3-Light Flushmount, 2-Light Vanity, 3-Light Vanity and a 4-Light Vanity. | CHANDELIERS | Vintner | Chandeliers | Satin Nickel | SN | Steel | White Opal Etched Glass | D:4.5" H:5.625" |  |  | 9 Medium A19 75w |  | 9 | No | [14 empty] | 0 | [12 empty] | 462.48 | 924.96 | 1387.44 | D:32 1/8'' H:32 1/8'' | 26 | 32.125 |  |  | 32.125 | Screw Collar - Chain | [6 empty] | No |  | No | [20 empty] | D:5 1/2'' H:1 1/4'' Round |  |  |  |  | 240 | Clear | 84 |  | Hardwired | 0 | 0 | 0 | 0 | 1 | 0 | 0 | 1 | 0 | 0 | 0 | 014817541519 | 34 | 14.25 | 32.5 | 34.3 | 9.112 | 250 | Yes | [9 empty] | cETL Dry | VINTNER 9L CHAND-SN | Nine Light Chandelier |  | F296163SN.jpg | F296163SN.jpg
F2963/3HTBZ | Three Light Chandelier | Wine glass-shaped, Opal Etched glass shades inspired the name of the transitional Vintner lighting collection and are finished with a beautiful ripple accent at the base. The sweeping body design is achieved by using smaller arms at the top and slightly larger arms below. At the transition point, a decorative sphere detail acts as a perch for each glass shade for an overall elegantly simple silhouette. Offered in Heritage Bronze or Satin Nickel finishes, the large assortment includes 5-Light, 9-Light and 18-Light Chandeliers, 3-Light Semi-Flushmount, 3-Light Uplight Chandelier, 3-Light Downlight Chandelier, 3-Light Island, 1-Light Mini-Pendant, 3-Light Uplight Pendant, 1-Light Wall Sconce, 11” and 13” 2-Light Flushmounts, 3-Light Flushmount, 2-Light Vanity, 3-Light Vanity and a 4-Light Vanity. | CHANDELIERS | Vintner | Chandeliers | Heritage Bronze | HTBZ | Steel | White Opal Etched Glass | D:4.5" H:5.625" |  |  | 3 Medium A19 75w |  | 3 | No | [14 empty] | 0 | [12 empty] | 167.98 | 335.96 | 503.94 | D:19'' H:18'' | 7 | 19 |  |  | 18 | Screw Collar - Chain | [6 empty] | No |  | No | [20 empty] | D:5 1/2'' H:1 1/4'' Round |  |  |  |  | 180 | Brown | 60 |  | Hardwired | 0 | 0 | 0 | 0 | 1 | 0 | 0 | 1 | 0 | 0 | 0 | 014817535983 | 20.5 | 19 | 8.75 | 11.1 | 1.972 | 175 | Yes | [9 empty] | cETL Dry | VINTNER 3L CHAND-HTBZ | Three Light Chandelier |  | F29633HTBZ.jpg | F29633HTBZ.jpg
F2963/3SN | Three Light Chandelier | Wine glass-shaped, Opal Etched glass shades inspired the name of the transitional Vintner lighting collection and are finished with a beautiful ripple accent at the base. The sweeping body design is achieved by using smaller arms at the top and slightly larger arms below. At the transition point, a decorative sphere detail acts as a perch for each glass shade for an overall elegantly simple silhouette. Offered in Heritage Bronze or Satin Nickel finishes, the large assortment includes 5-Light, 9-Light and 18-Light Chandeliers, 3-Light Semi-Flushmount, 3-Light Uplight Chandelier, 3-Light Downlight Chandelier, 3-Light Island, 1-Light Mini-Pendant, 3-Light Uplight Pendant, 1-Light Wall Sconce, 11” and 13” 2-Light Flushmounts, 3-Light Flushmount, 2-Light Vanity, 3-Light Vanity and a 4-Light Vanity. | CHANDELIERS | Vintner | Chandeliers | Satin Nickel | SN | Steel | White Opal Etched Glass | D:4.5" H:5.625" |  |  | 3 Medium A19 75w |  | 3 | No | [14 empty] | 0 | [12 empty] | 167.98 | 335.96 | 503.94 | D:19'' H:18'' | 7 | 19 |  |  | 18 | Screw Collar - Chain | [6 empty] | No |  | No | [20 empty] | D:5 1/2'' H:1 1/4'' Round |  |  |  |  | 180 | Clear | 60 |  | Hardwired | 0 | 0 | 0 | 0 | 1 | 0 | 0 | 1 | 0 | 0 | 0 | 014817541540 | 20.75 | 19 | 9 | 11.5 | 2.053 | 175 | Yes | [9 empty] | cETL Dry | VINTNER 3L CHAND-SN | Three Light Chandelier |  | F29633SN.jpg | F29633HTBZ.jpg
F2964/3HTBZ | Three Light Kitchen Chandelier | Wine glass-shaped, Opal Etched glass shades inspired the name of the transitional Vintner lighting collection and are finished with a beautiful ripple accent at the base. The sweeping body design is achieved by using smaller arms at the top and slightly larger arms below. At the transition point, a decorative sphere detail acts as a perch for each glass shade for an overall elegantly simple silhouette. Offered in Heritage Bronze or Satin Nickel finishes, the large assortment includes 5-Light, 9-Light and 18-Light Chandeliers, 3-Light Semi-Flushmount, 3-Light Uplight Chandelier, 3-Light Downlight Chandelier, 3-Light Island, 1-Light Mini-Pendant, 3-Light Uplight Pendant, 1-Light Wall Sconce, 11” and 13” 2-Light Flushmounts, 3-Light Flushmount, 2-Light Vanity, 3-Light Vanity and a 4-Light Vanity. | CHANDELIERS | Vintner | Pendants | Heritage Bronze | HTBZ | Steel | White Opal Etched Glass | D:8.125" H:5.625" |  |  | 3 Medium A19 75w |  | 3 | No | [14 empty] | 0 | [12 empty] | 167.98 | 335.96 | 503.94 | D:25 7/8'' H:21 7/8'' | 11 | 25.875 |  |  | 21.875 | Screw Collar - Chain | [6 empty] | No |  | No | [20 empty] | D:5 1/2'' H:1 1/4'' Round |  |  |  |  | 180 | Brown | 60 |  | Hardwired | 0 | 0 | 0 | 0 | 1 | 0 | 0 | 1 | 0 | 0 | 0 | 014817535990 | 24.78 | 10.75 | 20.5 | 16.1 | 3.16 | 175 | Yes | [9 empty] | cETL Dry | VINTNER 3L CHAND-HTBZ | Three Light Kitchen Chandelier |  | F29643HTBZ.jpg | F29643HTBZ.jpg
F2964/3SN | Three Light Kitchen Chandelier | Wine glass-shaped, Opal Etched glass shades inspired the name of the transitional Vintner lighting collection and are finished with a beautiful ripple accent at the base. The sweeping body design is achieved by using smaller arms at the top and slightly larger arms below. At the transition point, a decorative sphere detail acts as a perch for each glass shade for an overall elegantly simple silhouette. Offered in Heritage Bronze or Satin Nickel finishes, the large assortment includes 5-Light, 9-Light and 18-Light Chandeliers, 3-Light Semi-Flushmount, 3-Light Uplight Chandelier, 3-Light Downlight Chandelier, 3-Light Island, 1-Light Mini-Pendant, 3-Light Uplight Pendant, 1-Light Wall Sconce, 11” and 13” 2-Light Flushmounts, 3-Light Flushmount, 2-Light Vanity, 3-Light Vanity and a 4-Light Vanity. | CHANDELIERS | Vintner | Pendants | Satin Nickel | SN | Steel | White Opal Etched Glass | D:8.125" H:5.625" |  |  | 3 Medium A19 75w |  | 3 | No | [14 empty] | 0 | [12 empty] | 167.98 | 335.96 | 503.94 | D:25 7/8'' H:21 7/8'' | 11 | 25.875 |  |  | 21.875 | Screw Collar - Chain | [6 empty] | No |  | No | [20 empty] | D:5 1/2'' H:1 1/4'' Round |  |  |  |  | 180 | Clear | 60 |  | Hardwired | 0 | 0 | 0 | 0 | 1 | 0 | 0 | 1 | 0 | 0 | 0 | 014817541557 | 24.75 | 20.5 | 10.75 | 16 | 3.156 | 175 | Yes | [9 empty] | cETL Dry | VINTNER 3L CHAND-SN | Three Light Kitchen Chandelier |  | F29643SN.jpg | F29643SN.jpg
F2965/3HTBZ | Three Light Island Chandelier | Wine glass-shaped, Opal Etched glass shades inspired the name of the transitional Vintner lighting collection and are finished with a beautiful ripple accent at the base. The sweeping body design is achieved by using smaller arms at the top and slightly larger arms below. At the transition point, a decorative sphere detail acts as a perch for each glass shade for an overall elegantly simple silhouette. Offered in Heritage Bronze or Satin Nickel finishes, the large assortment includes 5-Light, 9-Light and 18-Light Chandeliers, 3-Light Semi-Flushmount, 3-Light Uplight Chandelier, 3-Light Downlight Chandelier, 3-Light Island, 1-Light Mini-Pendant, 3-Light Uplight Pendant, 1-Light Wall Sconce, 11” and 13” 2-Light Flushmounts, 3-Light Flushmount, 2-Light Vanity, 3-Light Vanity and a 4-Light Vanity. | CHANDELIERS | Vintner | Pendants | Heritage Bronze | HTBZ | Steel | White Opal Etched Glass | D:8.125" H:5.625" |  |  | 3 Medium A19 75w |  | 3 | No | [14 empty] | 0 | [12 empty] | 199.98 | 399.96 | 599.94 | L:35'' W:8 1/8'' H:22 5/8'' | 12 |  | 35 | 8.125 | 22.625 | Screw Collar - Stem |  |  |  | 32.125 - 80.125 |  |  | No |  | No | [20 empty] | D:5 1/2'' H:1 1/4'' Round |  |  |  |  | 180 | Brown |  |  | Hardwired | 0 | 0 | 0 | 0 | 1 | 0 | 0 | 1 | 0 | 0 | 0 | 014817536010 | 33.75 | 21 | 10.5 | 17 | 4.307 | 250 | Yes | [9 empty] | cETL Dry | VINTNER 3L ISLAND-HTBZ | Three Light Island Chandelier |  | F29653HTBZ.jpg | F29653HTBZ.jpg
F2965/3SN | Three Light Island Chandelier | Wine glass-shaped, Opal Etched glass shades inspired the name of the transitional Vintner lighting collection and are finished with a beautiful ripple accent at the base. The sweeping body design is achieved by using smaller arms at the top and slightly larger arms below. At the transition point, a decorative sphere detail acts as a perch for each glass shade for an overall elegantly simple silhouette. Offered in Heritage Bronze or Satin Nickel finishes, the large assortment includes 5-Light, 9-Light and 18-Light Chandeliers, 3-Light Semi-Flushmount, 3-Light Uplight Chandelier, 3-Light Downlight Chandelier, 3-Light Island, 1-Light Mini-Pendant, 3-Light Uplight Pendant, 1-Light Wall Sconce, 11” and 13” 2-Light Flushmounts, 3-Light Flushmount, 2-Light Vanity, 3-Light Vanity and a 4-Light Vanity. | CHANDELIERS | Vintner | Pendants | Satin Nickel | SN | Steel | White Opal Etched Glass | D:8.125" H:5.625" |  |  | 3 Medium A19 75w |  | 3 | No | [14 empty] | 0 | [12 empty] | 199.98 | 399.96 | 599.94 | L:35'' W:8 1/8'' H:22 5/8'' | 12 |  | 35 | 8.125 | 22.625 | Screw Collar - Stem | [6 empty] | No |  | No | [20 empty] | D:5 1/2'' H:1 1/4'' Round |  |  |  |  | 180 | Clear |  |  | Hardwired | 0 | 0 | 0 | 0 | 1 | 0 | 0 | 1 | 0 | 0 | 0 | 014817541571 | 33.5 | 21 | 10.25 | 16.7 | 4.173 | 175 | Yes | [9 empty] | cETL Dry | VINTNER 3L ISLAND-SN | Three Light Island Chandelier |  | F29653SN.jpg | F29653SN.jpg
F2966/3HTBZ | Three Light Pendant | Wine glass-shaped, Opal Etched glass shades inspired the name of the transitional Vintner lighting collection and are finished with a beautiful ripple accent at the base. The sweeping body design is achieved by using smaller arms at the top and slightly larger arms below. At the transition point, a decorative sphere detail acts as a perch for each glass shade for an overall elegantly simple silhouette. Offered in Heritage Bronze or Satin Nickel finishes, the large assortment includes 5-Light, 9-Light and 18-Light Chandeliers, 3-Light Semi-Flushmount, 3-Light Uplight Chandelier, 3-Light Downlight Chandelier, 3-Light Island, 1-Light Mini-Pendant, 3-Light Uplight Pendant, 1-Light Wall Sconce, 11” and 13” 2-Light Flushmounts, 3-Light Flushmount, 2-Light Vanity, 3-Light Vanity and a 4-Light Vanity. | CHANDELIERS | Vintner | Pendants | Heritage Bronze | HTBZ | Steel | White Opal Etched Glass | D:18.625" H:5.125" |  |  | 3 Medium A19 75w |  | 3 | No | [14 empty] | 0 | [12 empty] | 247.95 | 495.9 | 743.85 | D:20 1/8'' H:26 7/8'' | 12 | 20.125 |  |  | 26.875 | Screw Collar - Chain | [6 empty] | No |  | No | [20 empty] | D:5 1/2'' H:1 1/4'' Round |  |  |  |  | 180 | Brown | 60 |  | Hardwired | 0 | 0 | 0 | 0 | 1 | 0 | 0 | 1 | 0 | 0 | 0 | 014817536096 | 23.5 | 23.5 | 13 | 17 | 4.155 | 175 | Yes | [9 empty] | cETL Dry | VINTNER 3L PENDANT-HTBZ | Three Light Pendant |  | F29663HTBZ.jpg | F29663HTBZ.jpg
F2966/3SN | Three Light Pendant | Wine glass-shaped, Opal Etched glass shades inspired the name of the transitional Vintner lighting collection and are finished with a beautiful ripple accent at the base. The sweeping body design is achieved by using smaller arms at the top and slightly larger arms below. At the transition point, a decorative sphere detail acts as a perch for each glass shade for an overall elegantly simple silhouette. Offered in Heritage Bronze or Satin Nickel finishes, the large assortment includes 5-Light, 9-Light and 18-Light Chandeliers, 3-Light Semi-Flushmount, 3-Light Uplight Chandelier, 3-Light Downlight Chandelier, 3-Light Island, 1-Light Mini-Pendant, 3-Light Uplight Pendant, 1-Light Wall Sconce, 11” and 13” 2-Light Flushmounts, 3-Light Flushmount, 2-Light Vanity, 3-Light Vanity and a 4-Light Vanity. | CHANDELIERS | Vintner | Pendants | Satin Nickel | SN | Steel | White Opal Etched Glass | D:18.625" H:5.125" |  |  | 3 Medium A19 75w |  | 3 | No | [14 empty] | 0 | [12 empty] | 247.95 | 495.9 | 743.85 | D:20 1/8'' H:26 7/8'' | 12 | 20.125 |  |  | 26.875 | Screw Collar - Chain | [6 empty] | No |  | No | [20 empty] | D:5 1/2'' H:1 1/4'' Round |  |  |  |  | 180 | Clear | 60 |  | Hardwired | 0 | 0 | 0 | 0 | 1 | 0 | 0 | 1 | 0 | 0 | 0 | 014817541656 | 24 | 23.5 | 13 | 17.4 | 4.243 | 175 | Yes | [9 empty] | cETL Dry | VINTNER 3L PENDANT-SN | Three Light Pendant |  | F29663SN.jpg | F29663SN.jpg
F2967/5PN | 5 - Light Crystal Inlay Chandelier Polished Nickel | Inspired by the craftsmanship of fine jewelry, a Crystal inlay is coupled with the Polished Nickel finish and White Shantung Silk shades in each fixture of the Pavé lighting collection by Feiss to add sparkle in an unexpected and cleanly tailored way. This transitional design delivers vibrant elegance to any room’s design without overpowering the rest of the beautiful décor. The lighting collection includes a 5-Light Chandelier, 3-Light Chandelier, 3-Light Drum, 1-Light Mini-Pendant, 2-Light Flushmount, 1-Light Wall Sconce, as well as 2-Light, 3-Light and 4-Light Vanity fixtures which all have Opal Etched glass shades. | CHANDELIERS | Pave | Chandeliers | Polished Nickel | PN | Steel |  |  |  |  | 5 Candelabra B10 Torpedo 60w |  | 5 | No | [14 empty] | 0 | [12 empty] | 277.95 | 555.9 | 833.85 | D:25 1/4'' H:25'' | 11 | 25.25 |  |  | 25 | Center Lock-Up | [34 empty] | 180 | Clear | 60 |  | Hardwired | 0 | 0 | 0 | 0 | 0 | 0 | 0 | 0 | 0 | 0 | 0 | 014817536164 | 28.5 | 24 | 8 | 15.2 | 3.167 | 175 | Yes | [9 empty] | cETL Dry | 5L Crystal Inlay Chandelier Polished Nickel | 5 - Light Chandelier |  | F29675PN.jpg | F29675PN.jpg
F2968/3PN | 3 - Light Crystal Inlay Chandelier Polished Nickel | Inspired by the craftsmanship of fine jewelry, a Crystal inlay is coupled with the Polished Nickel finish and White Shantung Silk shades in each fixture of the Pavé lighting collection by Feiss to add sparkle in an unexpected and cleanly tailored way. This transitional design delivers vibrant elegance to any room’s design without overpowering the rest of the beautiful décor. The lighting collection includes a 5-Light Chandelier, 3-Light Chandelier, 3-Light Drum, 1-Light Mini-Pendant, 2-Light Flushmount, 1-Light Wall Sconce, as well as 2-Light, 3-Light and 4-Light Vanity fixtures which all have Opal Etched glass shades. | CHANDELIERS | Pave | Chandeliers | Polished Nickel | PN | Steel |  |  |  |  | 3 Candelabra B10 Torpedo 60w |  | 3 | No | [14 empty] | 0 | [12 empty] | 196.95 | 393.9 | 590.85 | D:18'' H:16'' | 7 | 18 |  |  | 16 | Center Lock-Up | [34 empty] | 180 | Clear | 60 |  | Hardwired | 0 | 0 | 0 | 0 | 0 | 0 | 0 | 0 | 0 | 0 | 0 | 014817536188 | 19.75 | 8 | 18.25 | 9 | 1.669 | 175 | Yes | [9 empty] | cETL Dry | 3L Crystal Inlay Chandelier Polished Nickel | 3 - Light Chandelier |  | F29683PN.jpg | F29683PN.jpg
F2969/3PN | 3 - Light Crystal Inlay Drum Polished Nickel | Inspired by the craftsmanship of fine jewelry, a Crystal inlay is coupled with the Polished Nickel finish and White Shantung Silk shades in each fixture of the Pavé lighting collection by Feiss to add sparkle in an unexpected and cleanly tailored way. This transitional design delivers vibrant elegance to any room’s design without overpowering the rest of the beautiful décor. The lighting collection includes a 5-Light Chandelier, 3-Light Chandelier, 3-Light Drum, 1-Light Mini-Pendant, 2-Light Flushmount, 1-Light Wall Sconce, as well as 2-Light, 3-Light and 4-Light Vanity fixtures which all have Opal Etched glass shades. | CHANDELIERS | Pave | Pendants | Polished Nickel | PN | Steel |  |  |  |  | 3 Medium A19 75w |  | 3 | No | [14 empty] | 0 | [12 empty] | 274.45 | 548.9 | 823.35 | D:20'' H:9'' O:56 1/4'' | 13 | 20 |  |  | 9 | Dual Mount |  |  | 56.25 | 20.25 - 56.25 | [30 empty] | 180 | Clear |  |  | Hardwired | 0 | 0 | 0 | 0 | 0 | 0 | 0 | 0 | 0 | 0 | 0 | 014817536201 | 24 | 23.5 | 16.5 | 18.7 | 5.385 | 250 | Yes | [9 empty] | cETL Dry | 3L Crystal Inlay Drum Polished Nickel | 3 - Light Pendant |  | F29693PN.jpg | F29693PN.jpg
F2971/6AF | 6 - Light Island | The Declaration lighting collection by Feiss is a series of large, traditional lanterns featuring open frames finished in Antique Forged Iron. The bulbs are surrounded by Clear Seeded glass shades to add warmth, depth and sparkle. The light fixtures can easily be converted to LED with the choice of an LED replacement bulb. The assortment includes 4-light and 6-light chandeliers, a 6-light island chandelier, 1-light wall sconce and 1-light mini-pendant. | CHANDELIERS | Declaration | Chandeliers | Antique Forged Iron | AF | Steel | Clear Seeded Glass |  |  |  | 6 Candelabra B10 Torpedo 60w |  | 6 | No | [14 empty] | 0 | [12 empty] | 339 | 678 | 1017 | W:40 1/2'' H:21 3/4'' O:62 1/8'' | 25 |  |  | 40.5 | 21.75 | Center Lock-Up |  |  | 62.125 | [31 empty] | 180 | Clear |  |  | Hardwired | 0 | 0 | 0 | 0 | 0 | 0 | 0 | 0 | 0 | 0 | 0 | 014817536423 | 44.5 | 17.75 | 25.5 | 32.9 | 11.656 | 250 | Yes | [9 empty] | cETL Dry | 6L Declaration Island AF | 6 - Light Island Chandelier |  | F29716AF.jpg | F29716AF.jpg
F2974/3AF | 3 - Light Foyer | The Yarmouth lighting collection by Feiss is an elegant and clean interpretation of traditional lanterns. The square arm stock is turned 45 degrees so the narrow edge is facing out to catch the light, and an arch crowns the top of each graceful silhouette. Completely open with no panes of glass, Yarmouth is offered in both Antique Forged Iron and Painted Aged Brass finishes. | CHANDELIERS | Yarmouth | Chandeliers | Antique Forged Iron | AF | Steel |  |  |  |  | 3 Candelabra B Torpedo 60w |  | 3 | No | [14 empty] | 0 | [12 empty] | 119.48 | 238.96 | 358.44 | D:8 5/8'' H:15 3/8'' | 6 | 8.625 |  |  | 15.375 | Center Lock-Up | [34 empty] | 180 | Brown | 60 |  | Hardwired | 0 | 0 | 0 | 0 | 0 | 0 | 0 | 0 | 0 | 0 | 0 | 014817539455 | 11.5 | 11.25 | 17.5 | 8.1 | 1.31 | 125 | Yes | [9 empty] | cETL Dry | 3L Yarmouth Foyer Antique Forged Iron | 3 - Light Foyer |  | F29743AF-Full-Alt3.jpg | F29743AF.jpg
F2974/3PAGB | 3 - Light Foyer | The Yarmouth lighting collection by Feiss is an elegant and clean interpretation of traditional lanterns. The square arm stock is turned 45 degrees so the narrow edge is facing out to catch the light, and an arch crowns the top of each graceful silhouette. Completely open with no panes of glass, Yarmouth is offered in both Antique Forged Iron and Painted Aged Brass finishes. | CHANDELIERS | Yarmouth | Chandeliers | Painted Aged Brass | PAGB | Steel |  |  |  |  | 3 Candelabra B Torpedo 60w |  | 3 | No | [14 empty] | 0 | [12 empty] | 119.48 | 238.96 | 358.44 | D:8 5/8'' H:15 3/8'' | 3 | 8.625 |  |  | 15.375 | Center Lock-Up | [34 empty] | 180 | Brown | 60 |  | Hardwired | 0 | 0 | 0 | 0 | 0 | 0 | 0 | 0 | 0 | 0 | 0 | 014817539493 | 11.25 | 11.25 | 17.5 | 5.8 | 1.282 | 175 | Yes | [9 empty] | cETL Dry | 3L Yarmouth Foyer Painted Aged Brass | 3 - Light Foyer |  | F29743PAGB-Full-Alt3.jpg | F29743PAGB.jpg
F2975/4AF | 4 - Light Foyer | The Yarmouth lighting collection by Feiss is an elegant and clean interpretation of traditional lanterns. The square arm stock is turned 45 degrees so the narrow edge is facing out to catch the light, and an arch crowns the top of each graceful silhouette. Completely open with no panes of glass, Yarmouth is offered in both Antique Forged Iron and Painted Aged Brass finishes. | CHANDELIERS | Yarmouth | Chandeliers | Antique Forged Iron | AF | Steel |  |  |  |  | 4 Candelabra B Torpedo 60w |  | 4 | No | [14 empty] | 0 | [12 empty] | 210.48 | 420.96 | 631.44 | D:14 3/4'' H:23 7/8'' | 11 | 14.75 |  |  | 23.875 | Center Lock-Up | [34 empty] | 180 | Brown | 60 |  | Hardwired | 0 | 0 | 0 | 0 | 0 | 0 | 0 | 0 | 0 | 0 | 0 | 014817539462 | 16.25 | 16.25 | 25.5 | 14.9 | 3.897 | 250 | Yes | [9 empty] | cETL Dry | 4L Yarmouth Foyer Antique Forged Iron | 4 - Light Foyer |  | F29754AF-Full-Alt3.jpg | F29754AF.jpg
F2975/4PAGB | 4 - Light Foyer | The Yarmouth lighting collection by Feiss is an elegant and clean interpretation of traditional lanterns. The square arm stock is turned 45 degrees so the narrow edge is facing out to catch the light, and an arch crowns the top of each graceful silhouette. Completely open with no panes of glass, Yarmouth is offered in both Antique Forged Iron and Painted Aged Brass finishes. | CHANDELIERS | Yarmouth | Chandeliers | Painted Aged Brass | PAGB | Shantung |  |  |  |  | 4 Candelabra B Torpedo 60w |  | 4 | No | [14 empty] | 0 | [12 empty] | 210.48 | 420.96 | 631.44 | D:14 3/4'' H:23 7/8'' | 10 | 14.75 |  |  | 23.875 | Center Lock-Up | [34 empty] | 180 | Brown | 60 |  | Hardwired | 0 | 0 | 0 | 0 | 0 | 0 | 0 | 0 | 0 | 0 | 0 | 014817539509 | 25.5 | 16.25 | 16.25 | 14.9 | 3.897 | 250 | Yes | [9 empty] | cETL Dry | 4L Yarmouth Foyer Painted Aged Brass | 4 - Light Foyer |  | F29754PAGB-Full-Alt3.jpg | F29754PAGB.jpg
F2976/6AF | 6 - Light Foyer | The Yarmouth lighting collection by Feiss is an elegant and clean interpretation of traditional lanterns. The square arm stock is turned 45 degrees so the narrow edge is facing out to catch the light, and an arch crowns the top of each graceful silhouette. Completely open with no panes of glass, Yarmouth is offered in both Antique Forged Iron and Painted Aged Brass finishes. | CHANDELIERS | Yarmouth | Chandeliers | Antique Forged Iron | AF | Steel |  |  |  |  | 6 Candelabra B Torpedo 60w |  | 6 | No | [14 empty] | 0 | [12 empty] | 301.48 | 602.96 | 904.44 | D:20 1/4'' H:30 3/8'' | 14 | 20.25 |  |  | 30.375 | Center Lock-Up | [34 empty] | 180 | Brown | 60 |  | Hardwired | 0 | 0 | 0 | 0 | 0 | 0 | 0 | 0 | 0 | 0 | 0 | 014817539479 | 31.25 | 22 | 22 | 21.6 | 8.753 | 250 | Yes | [9 empty] | cETL Dry | 6L Yarmouth Foyer Antique Forged Iron | 6 - Light Foyer |  | F29766AF-Full-Alt3.jpg | F29766AF.jpg
F2976/6PAGB | 6 - Light Foyer | The Yarmouth lighting collection by Feiss is an elegant and clean interpretation of traditional lanterns. The square arm stock is turned 45 degrees so the narrow edge is facing out to catch the light, and an arch crowns the top of each graceful silhouette. Completely open with no panes of glass, Yarmouth is offered in both Antique Forged Iron and Painted Aged Brass finishes. | CHANDELIERS | Yarmouth | Chandeliers | Painted Aged Brass | PAGB | Steel |  |  |  |  | 6 Candelabra B Torpedo 60w |  | 6 | No | [14 empty] | 0 | [12 empty] | 301.48 | 602.96 | 904.44 | D:20 1/4'' H:30 3/8'' | 16 | 20.25 |  |  | 30.375 | Center Lock-Up | [34 empty] | 180 | Brown | 60 |  | Hardwired | 0 | 0 | 0 | 0 | 0 | 0 | 0 | 0 | 0 | 0 | 0 | 014817539516 | 31.25 | 21.5 | 22 | 21.8 | 8.554 | 250 | Yes | [9 empty] | cETL Dry | 6L Yarmouth Foyer Painted Aged Brass | 6 - Light Foyer |  | F29766PAGB-Full-Alt3.jpg | F29766PAGB.jpg
F2977/9AF | 9 - Light Chandelier | The Yarmouth lighting collection by Feiss is an elegant and clean interpretation of traditional lanterns. The square arm stock is turned 45 degrees so the narrow edge is facing out to catch the light, and an arch crowns the top of each graceful silhouette. Completely open with no panes of glass, Yarmouth is offered in both Antique Forged Iron and Painted Aged Brass finishes. | CHANDELIERS | Yarmouth | Chandeliers | Antique Forged Iron | AF | Steel |  |  |  |  | 9 Candelabra Torpedo 60w |  | 9 | No | [14 empty] | 0 | [12 empty] | 377.48 | 754.96 | 1132.44 | L:26 3/8'' W:26 3/8'' H:45 7/8'' | 18 |  | 26.375 | 26.375 | 45.875 | Center Lock-Up | [29 empty] | DP:5 5/8'' W:5 5/8'' H:1 1/4'' Square |  |  |  |  | 240 | Black | 84 |  | Hardwired | 0 | 0 | 0 | 0 | 0 | 0 | 0 | 0 | 0 | 0 | 0 | 014817579888 | 38 | 29 | 29.5 | 33.4 | 18.813 | 300 | Yes | [9 empty] | cETL Damp | YARMOUTH 9L CHANDELIER AF | 9 - Light Chandelier |  | F29779AF.jpg | F29779AF.jpg
F2984/4SN/CH | 4 - Light Chandelier | With a modernized wagon wheel silhouette, the Jonah lighting collection by Feiss has cylindrical, Crackled glass shades with White inner glass to create soft light. Further updating the period inspired aesthetic is the two-toned finish of Satin Nickel with Chrome accents to highlight the design details. The two-tiered, 9-light chandelier is particularly dramatic and will be the highlight of any space. Lighting fixtures include 4- and 6-light chandeliers; an 8-light island chandelier; a 2-tiered, 9-light chandelier; and a 1-light mini-pendant. | CHANDELIERS | Jonah | Chandeliers | Satin Nickel / Chrome | SN/CH | Steel | White Opal Etched Glass | D:2.375" H:6.5" | D:2.375" |  | 4 G9 T4 40w |  | 4 | Yes | [14 empty] | 0 | [12 empty] | 243.45 | 486.9 | 730.35 | D:20'' H:20 3/4'' O:78 3/4'' | 13 | 20 |  |  | 20.75 | Swivel |  |  | 78.75 | 30.75 - 78.75 | [25 empty] | D:5 1/2'' H:1 1/8'' Round |  |  |  |  | 180 | Clear |  |  | Hardwired | 0 | 0 | 0 | 0 | 0 | 0 | 0 | 0 | 0 | 0 | 0 | 014817564914 | 23.25 | 23 | 11 | 17.4 | 3.404 | 175 | Yes | [9 empty] | cETL Damp | 4L 20IN ROUND CHAND S.NKL CRM | 4 - Light Chandelier |  | F29844SNCH.jpg | F29844SNCH.jpg
F2985/6SN/CH | 6 - Light Chandelier | With a modernized wagon wheel silhouette, the Jonah lighting collection by Feiss has cylindrical, Crackled glass shades with White inner glass to create soft light. Further updating the period inspired aesthetic is the two-toned finish of Satin Nickel with Chrome accents to highlight the design details. The two-tiered, 9-light chandelier is particularly dramatic and will be the highlight of any space. Lighting fixtures include 4- and 6-light chandeliers; an 8-light island chandelier; a 2-tiered, 9-light chandelier; and a 1-light mini-pendant. | CHANDELIERS | Jonah | Chandeliers | Satin Nickel / Chrome | SN/CH | Steel | White Opal Etched Glass | D:2.375" H:6.5" | D:2.375" |  | 6 G9 T4 40w |  | 6 | Yes | [14 empty] | 0 | [12 empty] | 349.98 | 699.96 | 1049.94 | D:25 3/8'' H:26 3/8'' O:81 7/8'' | 16 | 25.375 |  |  | 26.375 | Swivel |  |  | 81.875 | 35.875 - 81.875 | [25 empty] | D:5 1/2'' H:1 1/8'' Round |  |  |  |  | 180 | Clear |  |  | Hardwired | 0 | 0 | 0 | 0 | 0 | 0 | 0 | 0 | 0 | 0 | 0 | 014817564921 | 29 | 27.5 | 11 | 22.8 | 5.077 | 175 | Yes | [9 empty] | cETL Damp | 6L 25.5IN ROUND CHAND S.NKL CRM | 6 - Light Chandelier |  | F29856SNCH.jpg | F29856SNCH.jpg
F2986/8SN/CH | 8 - Light Island Chandelier | With a modernized wagon wheel silhouette, the Jonah lighting collection by Feiss has cylindrical, Crackled glass shades with White inner glass to create soft light. Further updating the period inspired aesthetic is the two-toned finish of Satin Nickel with Chrome accents to highlight the design details. The two-tiered, 9-light chandelier is particularly dramatic and will be the highlight of any space. Lighting fixtures include 4- and 6-light chandeliers; an 8-light island chandelier; a 2-tiered, 9-light chandelier; and a 1-light mini-pendant. | CHANDELIERS | Jonah | Chandeliers | Satin Nickel / Chrome | SN/CH | Steel | White Opal Etched Glass | D:2.375" H:6.5" | D:2.375" |  | 8 G9 T4 40w |  | 8 | Yes | [14 empty] | 0 | [12 empty] | 474.98 | 949.96 | 1424.94 | L:38'' W:9'' H:9'' O:64'' | 26 |  | 38 | 9 | 9 | Cap Nuts |  |  | 64 | 16 - 64 | [25 empty] | DP:5 5/8'' W:16'' H:1'' Rectangular |  |  |  |  | 180 | Clear |  |  | Hardwired | 0 | 0 | 0 | 0 | 0 | 0 | 0 | 0 | 0 | 0 | 0 | 014817564938 | 42.5 | 13.5 | 15.5 | 34.2 | 5.146 | 125 | Yes | [9 empty] | cETL Damp | 8L LINEAR CHAND S.NKL CRM | 8 - Light Island Chandelier |  | F29868SNCH.jpg | F29868SNCH.jpg
F2987/9SN/CH | 9 - Light Two Tier Chandelier | With a modernized wagon wheel silhouette, the Jonah lighting collection by Feiss has cylindrical, Crackled glass shades with White inner glass to create soft light. Further updating the period inspired aesthetic is the two-toned finish of Satin Nickel with Chrome accents to highlight the design details. The two-tiered, 9-light chandelier is particularly dramatic and will be the highlight of any space. Lighting fixtures include 4- and 6-light chandeliers; an 8-light island chandelier; a 2-tiered, 9-light chandelier; and a 1-light mini-pendant. | CHANDELIERS | Jonah | Chandeliers | Satin Nickel / Chrome | SN/CH | Steel | White Opal Etched Glass | D:2.375" H:6.5" | D:2.375" |  | 9 G9 T4 40w |  | 9 | Yes | [14 empty] | 0 | [12 empty] | 620.95 | 1241.9 | 1862.85 | D:30'' H:33 1/2'' O:91'' | 27 | 30 |  |  | 33.5 | Swivel |  |  | 91 | 43 - 91 | [25 empty] | D:5 1/2'' H:1 1/8'' Round |  |  |  |  | 180 | Clear |  |  | Hardwired | 0 | 0 | 0 | 0 | 0 | 0 | 0 | 0 | 0 | 0 | 0 | 014817566079 | 41.75 | 15 | 13.25 | 33.4 | 4.802 | 125 | Yes | [9 empty] | cETL Damp | 9L TWO TIER CHAND S.NKL CRM | 9 - Light Two Tier Chandelier |  | F29879SNCH.jpg | F29879SNCH.jpg
F2998/5DWZ/WO | Five Light Chandelier | The sweeping silhouette of the Hartsville was inspired by the farmhouses and country life of the Colonial American heartland. The Dark Weathered Zinc finish coupled with the soft, distressed Weathered Oak detailing, these designs are perfect in any number of settings from traditional to coastal casual décor. The assortment of incandescent fixtures includes 3-light, 5-light and 9-light chandeliers, a 6-light island chandelier, a 1-light mini-pendant, as well as 1-light and 2-light wall sconces. | CHANDELIERS | Hartsville | Chandeliers | Dark Weathered Zinc / Weathered Oak | DWZ/WO | Resin / Steel |  |  |  |  | 5 Candelabra Torpedo 60w |  | 5 | No | [14 empty] | 0 | [12 empty] | 174.98 | 349.96 | 524.94 | D:23 1/2'' H:25 1/2'' O:90 1/2'' | 8 | 23.5 |  |  | 25.5 | Screw Collar - Chain |  |  | 90.5 |  |  |  | No |  | No | [20 empty] | D:5'' H:1'' Round |  |  |  |  | 180 | Black | 60 |  | Hardwired | 0 | 0 | 0 | 0 | 1 | 0 | 0 | 1 | 0 | 0 | 0 | 014817541755 | 25.25 | 16.25 | 12.25 | 10 | 2.909 | 250 | Yes | [9 empty] | cETL Dry | HARTSVILLE 5L CHAND-DWZ/WO | Five Light Chandelier |  | F29985DWZWO.jpg | F29985DWZWO.jpg
F2998EN/5DWZ/WO | Five Light Chandelier | The sweeping silhouette of the Hartsville was inspired by the farmhouses and country life of the Colonial American heartland. The Dark Weathered Zinc finish coupled with the soft, distressed Weathered Oak detailing, these designs are perfect in any number of settings from traditional to coastal casual décor. The assortment of incandescent fixtures includes 3-light, 5-light and 9-light chandeliers, a 6-light island chandelier, a 1-light mini-pendant, as well as 1-light and 2-light wall sconces. | CHANDELIERS | Hartsville | Chandeliers | Dark Weathered Zinc / Weathered Oak | DWZ/WO | Resin / Steel |  |  |  |  | 5 Candelabra Torpedo 3.5w |  | 5 | Yes | [14 empty] | 0 | [12 empty] | 202.95 | 405.9 | 608.85 | D:23 1/2'' H:25 1/2'' O:90 1/2'' | 8 | 23.5 |  |  | 25.5 | Screw Collar - Chain |  |  | 90.5 |  |  |  | No |  | No | [20 empty] | D:5'' H:1'' Round |  |  |  |  | 180 | Black | 60 |  | Hardwired | 0 | 0 | 0 | 1 | 1 | 0 | 0 | 0 | 0 | 0 | 0 | 785652084263 | 25.25 | 16.25 | 12.25 | 10 | 2.909 | 250 | Yes | [9 empty] | cETL Dry | HARTSVILLE 5L CHAND-DWZ/WO | Five Light Chandelier |  | F2998EN/5DWZ/WO.jpg | F2998EN.jpg
F2999/9CHKW/BW | 9 - Light Chandelier | The sweeping silhouette of the Hartsville lighting collection by Feiss was inspired by the farmhouses and country life of the Colonial American heartland. With soft, distressed finishes of Dark Weathered Zinc coupled with Weathered Oak detailing or a Chalk Washed finish paired with Beachwood detailing, these designs are perfect in any number of settings from traditional to coastal casual décor. The assortment of incandescent fixtures includes 3-light, 5-light and 9-light chandeliers, a 6-light island chandelier, a 1-light mini-pendant, as well as 1-light and 2-light wall sconces. | CHANDELIERS | Hartsville | Chandeliers | Chalk Washed / Beachwood | CHKW/BW | Resin / Steel |  |  |  |  | 9 Candelabra B Torpedo 60w |  | 9 | No | [14 empty] | 0 | [12 empty] | 254.5 | 509 | 763.5 | D:30 3/4'' H:36 1/2'' O:101 1/2'' | 13 | 30.75 |  |  | 36.5 | Center Lock-Up |  |  | 101.5 | [31 empty] | 180 |  | 84 |  | Hardwired | 0 | 0 | 0 | 0 | 0 | 0 | 0 | 0 | 0 | 0 | 0 | 014817541830 | 35 | 33 | 9 | 16.3 | 6.016 | 250 | Yes | [9 empty] | cETL Dry | 9L Hartsville Chandelier Chalk Wash / Beachwood | 9 - Light Chandelier |  | F29999CHKWBW.jpg | F29999CHKWBW.jpg
F2999/9DWZ/WO | Nine Light Chandelier | The sweeping silhouette of the Hartsville was inspired by the farmhouses and country life of the Colonial American heartland. The Dark Weathered Zinc finish coupled with the soft, distressed Weathered Oak detailing, these designs are perfect in any number of settings from traditional to coastal casual décor. The assortment of incandescent fixtures includes 3-light, 5-light and 9-light chandeliers, a 6-light island chandelier, a 1-light mini-pendant, as well as 1-light and 2-light wall sconces. | CHANDELIERS | Hartsville | Chandeliers | Dark Weathered Zinc / Weathered Oak | DWZ/WO | Resin / Steel |  |  |  |  | 9 Candelabra Torpedo 60w |  | 9 | No | [14 empty] | 0 | [12 empty] | 299.98 | 599.96 | 899.94 | D:30 3/4'' H:36 1/2'' O:125 1/2'' | 13 | 30.75 |  |  | 36.5 | Screw Collar - Chain |  |  | 125.5 |  |  |  | No |  | No | [20 empty] | D:5'' H:1'' Round |  |  |  |  | 180 | Black | 84 |  | Hardwired | 0 | 0 | 0 | 0 | 1 | 0 | 0 | 1 | 0 | 0 | 0 | 014817541762 | 35 | 33 | 9 | 16.3 | 6.016 | 250 | Yes | [9 empty] | cETL Dry | HARTSVILLE 9L CHAND-DWZ/WO | Nine Light Chandelier |  | F29999DWZWO.jpg | F29999DWZWO.jpg
F2999EN/9DWZ/WO | Nine Light Chandelier | The sweeping silhouette of the Hartsville was inspired by the farmhouses and country life of the Colonial American heartland. The Dark Weathered Zinc finish coupled with the soft, distressed Weathered Oak detailing, these designs are perfect in any number of settings from traditional to coastal casual décor. The assortment of incandescent fixtures includes 3-light, 5-light and 9-light chandeliers, a 6-light island chandelier, a 1-light mini-pendant, as well as 1-light and 2-light wall sconces. | CHANDELIERS | Hartsville | Chandeliers | Dark Weathered Zinc / Weathered Oak | DWZ/WO | Resin / Steel |  |  |  |  | 9 Candelabra Torpedo 3.5w |  | 9 | Yes | [14 empty] | 0 | [12 empty] | 348.45 | 696.9 | 1045.35 | D:30 3/4'' H:36 1/2'' O:125 1/2'' | 13 | 30.75 |  |  | 36.5 | Screw Collar - Chain |  |  | 125.5 |  |  |  | No |  | No | [20 empty] | D:5'' H:1'' Round |  |  |  |  | 180 | Black | 84 |  | Hardwired | 0 | 0 | 0 | 1 | 1 | 0 | 0 | 0 | 0 | 0 | 0 | 785652084270 | 35 | 33 | 9 | 16.3 | 6.016 | 250 | Yes | [9 empty] | cETL Dry | HARTSVILLE 9L CHAND-DWZ/WO | Nine Light Chandelier |  | F2999EN/9DWZ/WO.jpg | F2999EN.jpg
F3000/6DWZ/WO | Six Light Chandelier | The sweeping silhouette of the Hartsville was inspired by the farmhouses and country life of the Colonial American heartland. The Dark Weathered Zinc finish coupled with the soft, distressed Weathered Oak detailing, these designs are perfect in any number of settings from traditional to coastal casual décor. The assortment of incandescent fixtures includes 3-light, 5-light and 9-light chandeliers, a 6-light island chandelier, a 1-light mini-pendant, as well as 1-light and 2-light wall sconces. | CHANDELIERS | Hartsville | Chandeliers | Dark Weathered Zinc / Weathered Oak | DWZ/WO | Resin / Steel |  |  |  |  | 6 Candelabra Torpedo 60w |  | 6 | No | [14 empty] | 0 | [12 empty] | 241.98 | 483.96 | 725.94 | L:42 1/2'' W:14 3/4'' H:18 1/8'' O:83 1/2'' | 10 |  | 42.5 | 14.75 | 18.125 | Screw Collar - Chain |  |  | 83.5 |  |  |  | No |  | No | [20 empty] | D:5'' H:1'' Round |  |  |  |  | 180 | Black | 60 |  | Hardwired | 0 | 0 | 0 | 0 | 1 | 0 | 0 | 1 | 0 | 0 | 0 | 014817541779 | 45.5 | 17 | 11.25 | 12.5 | 5.036 | 250 | Yes | [9 empty] | cETL Dry | HARTSVILLE 6L CHAND-DWZ/WO | Six Light Chandelier |  | F30006DWZWO.jpg | F30006DWZWO.jpg
F3000EN/6DWZ/WO | Six Light Chandelier | The sweeping silhouette of the Hartsville was inspired by the farmhouses and country life of the Colonial American heartland. The Dark Weathered Zinc finish coupled with the soft, distressed Weathered Oak detailing, these designs are perfect in any number of settings from traditional to coastal casual décor. The assortment of incandescent fixtures includes 3-light, 5-light and 9-light chandeliers, a 6-light island chandelier, a 1-light mini-pendant, as well as 1-light and 2-light wall sconces. | CHANDELIERS | Hartsville | Chandeliers | Dark Weathered Zinc / Weathered Oak | DWZ/WO | Resin / Steel |  |  |  |  | 6 Candelabra Torpedo 3.5w |  | 6 | Yes | [14 empty] | 0 | [12 empty] | 266.45 | 532.9 | 799.35 | L:42 1/2'' W:14 3/4'' H:18 1/8'' O:83 1/2'' | 10 |  | 42.5 | 14.75 | 18.125 | Screw Collar - Chain |  |  | 83.5 |  |  |  | No |  | No | [20 empty] | D:5'' H:1'' Round |  |  |  |  | 180 | Black | 60 |  | Hardwired | 0 | 0 | 0 | 1 | 1 | 0 | 0 | 0 | 0 | 0 | 0 | 785652084287 | 45.5 | 17 | 11.25 | 12.5 | 5.036 | 250 | Yes | [9 empty] | cETL Dry | HARTSVILLE 6L CHAND-DWZ/WO | Six Light Chandelier |  | F3000EN/6DWZ/WO.jpg | F3000EN.jpg
F3019/3AGB | 3 - Light Island | The Hobson lighting collection by Feiss brings the industrial-inspired pendant to a whole new level of modern detail and technology. The top pivot adds authenticity, and the large selection of shades, including three metal finishes of Aged Brass, Oil Rubbed Bronze or Satin Nickel or two glass options of Opal Etched Case or Clear Seeded glass, meets any design objective. The pendants have four lamping options traditional or Antique-style incandescent, fluorescent or LED. The assortment includes a 1-light mini-pendant, medium and large 1-light pendants, a 3-light island pendant and a 3-light chandelier. | CHANDELIERS | Hobson | Chandeliers | Aged Brass | AGB | Steel | Clear Seeded Glass |  |  |  | 3 Medium A19 75w |  | 3 | No | [14 empty] | 0 | [12 empty] | 239.5 | 479 | 718.5 | W:36'' H:14 1/8'' E:9 1/2'' O:58 3/4'' | 13 |  |  | 36 | 14.125 |  |  |  | 58.75 | 22.75 - 58.75 | 9.5 | [29 empty] | 180 | Black/White |  |  | Hardwired | 0 | 0 | 0 | 0 | 0 | 0 | 0 | 0 | 0 | 0 | 0 | 014817525182 | 39.25 | 15.25 | 12.75 | 17.6 | 4.416 | 175 | Yes | [9 empty] | cETL Dry | 3L Hobson Island Aged Brass | 3 - Light Island |  | F30193AGB.jpg | F30193AGB.jpg
F3019/3ORB | 3 - Light Island | The Hobson lighting collection by Feiss brings the industrial-inspired pendant to a whole new level of modern detail and technology. The top pivot adds authenticity, and the large selection of shades, including three metal finishes of Aged Brass, Oil Rubbed Bronze or Satin Nickel or two glass options of Opal Etched Case or Clear Seeded glass, meets any design objective. The pendants have four lamping options traditional or Antique-style incandescent, fluorescent or LED. The assortment includes a 1-light mini-pendant, medium and large 1-light pendants, a 3-light island pendant and a 3-light chandelier. | CHANDELIERS | Hobson | Chandeliers | Oil Rubbed Bronze | ORB | Steel | Clear Seeded Glass |  |  |  | 3 Medium A19 75w |  | 3 | No | [14 empty] | 0 | [12 empty] | 277.95 | 555.9 | 833.85 | W:36'' H:14 1/8'' E:9 1/2'' O:58 3/4'' | 13 |  |  | 36 | 14.125 |  |  |  | 58.75 | 22.75 - 58.75 | 9.5 | [29 empty] | 180 | Black/White |  |  | Hardwired | 0 | 0 | 0 | 0 | 0 | 0 | 0 | 0 | 0 | 0 | 0 | 014817525434 | 39.25 | 15.5 | 12.75 | 18.6 | 4.489 | 175 | Yes | [9 empty] | cETL Dry | 3L Hobson Island Oil Rubbed Bronze | 3 - Light Island |  | F30193ORB.jpg | F30193ORB.jpg
F3019/3SN | 3 - Light Island | The Hobson lighting collection by Feiss brings the industrial-inspired pendant to a whole new level of modern detail and technology. The top pivot adds authenticity, and the large selection of shades, including three metal finishes of Aged Brass, Oil Rubbed Bronze or Satin Nickel or two glass options of Opal Etched Case or Clear Seeded glass, meets any design objective. The pendants have four lamping options traditional or Antique-style incandescent, fluorescent or LED. The assortment includes a 1-light mini-pendant, medium and large 1-light pendants, a 3-light island pendant and a 3-light chandelier. | CHANDELIERS | Hobson | Chandeliers | Satin Nickel | SN | Steel | Clear Seeded Glass |  |  |  | 3 Medium A19 75w |  | 3 | No | [14 empty] | 0 | [12 empty] | 277.95 | 555.9 | 833.85 | W:36'' H:14 1/8'' E:9 1/2'' O:58 3/4'' | 13 |  |  | 36 | 14.125 |  |  |  | 58.75 | 22.75 - 58.75 | 9.5 | [29 empty] | 180 | Black/White |  |  | Hardwired | 0 | 0 | 0 | 0 | 0 | 0 | 0 | 0 | 0 | 0 | 0 | 014817527209 | 39.25 | 15.5 | 12.75 | 17.6 | 4.489 | 250 | Yes | [9 empty] | cETL Dry | 3L Hobson Island Satin Nickel | 3 - Light Island |  | F30193SN.jpg | F30193SN.jpg
F3020/3AGB | 3 - Light Chandelier | The Hobson lighting collection by Feiss brings the industrial-inspired pendant to a whole new level of modern detail and technology. The top pivot adds authenticity, and the large selection of shades, including three metal finishes of Aged Brass, Oil Rubbed Bronze or Satin Nickel or two glass options of Opal Etched Case or Clear Seeded glass, meets any design objective. The pendants have four lamping options traditional or Antique-style incandescent, fluorescent or LED. The assortment includes a 1-light mini-pendant, medium and large 1-light pendants, a 3-light island pendant and a 3-light chandelier. | CHANDELIERS | Hobson | Chandeliers | Aged Brass | AGB | Steel | Clear Seeded Glass |  |  |  | 3 Medium A19 75w |  | 3 | No | [14 empty] | 0 | [12 empty] | 199.5 | 399 | 598.5 | D:21 1/2'' H:18 3/4'' O:63 3/4'' | 10 | 21.5 |  |  | 18.75 |  |  |  | 63.75 | 27.75 - 63.75 | [30 empty] | 180 | Black/White |  |  | Hardwired | 0 | 0 | 0 | 0 | 0 | 0 | 0 | 0 | 0 | 0 | 0 | 014817537789 | 17.25 | 16.5 | 23.25 | 13.4 | 3.83 | 250 | Yes | [9 empty] | cETL Dry | 3L Hobson Chandelier Aged Brass | 3 - Light Chandelier |  | F30203AGB.jpg | F30203AGB.jpg
F3020/3ORB | 3 - Light Chandelier | The Hobson lighting collection by Feiss brings the industrial-inspired pendant to a whole new level of modern detail and technology. The top pivot adds authenticity, and the large selection of shades, including three metal finishes of Aged Brass, Oil Rubbed Bronze or Satin Nickel or two glass options of Opal Etched Case or Clear Seeded glass, meets any design objective. The pendants have four lamping options traditional or Antique-style incandescent, fluorescent or LED. The assortment includes a 1-light mini-pendant, medium and large 1-light pendants, a 3-light island pendant and a 3-light chandelier. | CHANDELIERS | Hobson | Chandeliers | Oil Rubbed Bronze | ORB | Steel | Clear Seeded Glass |  |  |  | 3 Medium A19 75w |  | 3 | No | [14 empty] | 0 | [12 empty] | 231.45 | 462.9 | 694.35 | D:21 1/2'' H:18 3/4'' O:63 3/4'' | 10 | 21.5 |  |  | 18.75 |  |  |  | 63.75 | 27.75 - 63.75 | [30 empty] | 180 | Black/White |  |  | Hardwired | 0 | 0 | 0 | 0 | 0 | 0 | 0 | 0 | 0 | 0 | 0 | 014817537482 | 17.25 | 16.5 | 23.25 | 13.4 | 3.83 | 250 | Yes | [9 empty] | cETL Dry | 3L Hobson Chandelier Oil Rubbed Bronze | 3 - Light Chandelier |  | F30203ORB.jpg | F30203ORB.jpg
F3020/3SN | 3 - Light Chandelier | The Hobson lighting collection by Feiss brings the industrial-inspired pendant to a whole new level of modern detail and technology. The top pivot adds authenticity, and the large selection of shades, including three metal finishes of Aged Brass, Oil Rubbed Bronze or Satin Nickel or two glass options of Opal Etched Case or Clear Seeded glass, meets any design objective. The pendants have four lamping options traditional or Antique-style incandescent, fluorescent or LED. The assortment includes a 1-light mini-pendant, medium and large 1-light pendants, a 3-light island pendant and a 3-light chandelier. | CHANDELIERS | Hobson | Chandeliers | Satin Nickel | SN | Steel | Clear Seeded Glass |  |  |  | 3 Medium A19 75w |  | 3 | No | [14 empty] | 0 | [12 empty] | 231.45 | 462.9 | 694.35 | D:21 1/2'' H:18 3/4'' O:63 3/4'' | 10 | 21.5 |  |  | 18.75 |  |  |  | 63.75 | 27.75 - 63.75 | [30 empty] | 180 | Black/White |  |  | Hardwired | 0 | 0 | 0 | 0 | 0 | 0 | 0 | 0 | 0 | 0 | 0 | 014817537635 | 23.5 | 17 | 16.5 | 13.4 | 3.815 | 250 | Yes | [9 empty] | cETL Dry | 3L Hobson Chandelier Satin Nickel | 3 - Light Chandelier |  | F30203SN.jpg | F30203SN.jpg
F3036/4DWZ | 4 - Light Pendant | Inspired by Prairie School architecture, the geometric motifs, linear silhouettes and Dark Weathered Zinc finish of the Prairielands lighting collection by Feiss have all been combined to create a transitional design perfect for sleek sophisticated or more rustic decor. Dense bubbles in the Clear Seeded glass create a soft contrast to the dark frame and subtly obscure the light source. The collection offers a 4-Light Pendant, 5-Light Island Chandelier, 3-Light Flushmount, 1-Light Mini-Pendant and a 1-Light Wall Sconce. | CHANDELIERS | Prairielands | Chandeliers | Dark Weathered Zinc | DWZ | Steel / Glass |  |  |  |  | 4 Candelabra B Torpedo 60w |  | 4 | No | [14 empty] | 0 | [12 empty] | 247.95 | 495.9 | 743.85 | W:16'' H:30 3/8'' | 17 |  |  | 16 | 30.375 | Center Lock-Up | [34 empty] | 180 | Black | 60 |  | Hardwired | 0 | 0 | 0 | 0 | 0 | 0 | 0 | 0 | 0 | 0 | 0 | 014817542189 | 20.5 | 19 | 19 | 22.6 | 4.283 | 175 | Yes | [9 empty] | cETL Dry | 4L Pendant Dark Weathered Zinc | 4 - Light Pendant |  | F30364DWZ.jpg | F30364DWZ.jpg
F3037/5DWZ | 5 - Light Chandelier | Inspired by Prairie School architecture, the geometric motifs, linear silhouettes and Dark Weathered Zinc finish of the Prairielands lighting collection by Feiss have all been combined to create a transitional design perfect for sleek sophisticated or more rustic decor. Dense bubbles in the Clear Seeded glass create a soft contrast to the dark frame and subtly obscure the light source. The collection offers a 4-Light Pendant, 5-Light Island Chandelier, 3-Light Flushmount, 1-Light Mini-Pendant and a 1-Light Wall Sconce. | CHANDELIERS | Prairielands | Chandeliers | Dark Weathered Zinc | DWZ | Steel / Glass |  |  |  |  | 5 Candelabra B Torpedo 60w |  | 5 | No | [14 empty] | 0 | [12 empty] | 399.98 | 799.96 | 1199.94 | L:42'' W:9 1/2'' H:12'' | 25 |  | 42 | 9.5 | 12 |  |  |  |  | 20 - 68.75 | [30 empty] | 180 | Black |  |  | Hardwired | 0 | 0 | 0 | 0 | 0 | 0 | 0 | 0 | 0 | 0 | 0 | 014817542226 | 46.5 | 18.75 | 14 | 32.4 | 7.064 | 175 | Yes | [9 empty] | cETL Dry | 5L Chandelier Dark Weathered Zinc | 5 - Light Chandelier |  | F30375DWZ.jpg | F30375DWZ.jpg
F3047/4CSTB | 4 - Light Chandelier | Modern and rustic themes work beautifully together in the Colorado Springs lighting collection by Feiss. Clear Crystals floating in metal rings are threaded onto chain and strung into drum shades. This unusual marriage of dark and light fashioned into a familiar, transitional silhouette brings a bit of glamour to the ultimate mountain luxe cabin or urban loft. The Chestnut Bronze finish is common across the assortment which includes a 4-light and 6-light chandelier, a 4-light pendant, a 6-light foyer piece, a 1-light mini-pendant, a 1-light sconce and a 2-light flush mount ceiling fixture. | CHANDELIERS | Colorado Springs | Chandeliers | Chestnut Bronze | CSTB | Steel / Crystal |  |  |  |  | 4 Medium A19 100w |  | 4 | No | [14 empty] | 0 | [12 empty] | 534.5 | 1069 | 1603.5 | W:15 3/4'' H:10'' E:33 1/8'' O:67'' | 19 |  |  | 15.75 | 10 |  |  |  | 67 | 19 - 67 | 33.125 | [29 empty] | 180 |  |  |  | Hardwired | 0 | 0 | 0 | 0 | 0 | 0 | 0 | 0 | 0 | 0 | 0 | 014817542257 | 36 | 18.5 | 16.5 | 24.7 | 6.359 | 250 | Yes | [9 empty] | cETL Dry | 4L Colorado Springs Chandelier Chestnut Bronze | 4 - Light Chandelier |  | F30474CSTB.jpg | F30474CSTB.jpg
F3048/6CSTB | 6 - Light Chandelier | Modern and rustic themes work beautifully together in the Colorado Springs lighting collection by Feiss. Clear Crystals floating in metal rings are threaded onto chain and strung into drum shades. This unusual marriage of dark and light fashioned into a familiar, transitional silhouette brings a bit of glamour to the ultimate mountain luxe cabin or urban loft. The Chestnut Bronze finish is common across the assortment which includes a 4-light and 6-light chandelier, a 4-light pendant, a 6-light foyer piece, a 1-light mini-pendant, a 1-light sconce and a 2-light flush mount ceiling fixture. | CHANDELIERS | Colorado Springs | Chandeliers | Chestnut Bronze | CSTB | Steel / Crystal |  |  |  |  | 6 Medium A19 100w |  | 6 | No | [14 empty] | 0 | [12 empty] | 639.5 | 1279 | 1918.5 | D:24 1/8'' H:12 1/2'' O:69 1/2'' | 26 | 24.125 |  |  | 12.5 |  |  |  | 69.5 | 21.5 - 69.5 | [30 empty] | 180 |  |  |  | Hardwired | 0 | 0 | 0 | 0 | 0 | 0 | 0 | 0 | 0 | 0 | 0 | 014817542264 | 28 | 27.5 | 19.5 | 31.5 | 8.689 | 250 | Yes | [9 empty] | cETL Dry | 6L Colorado Springs Chandelier Chestnut Bronze | 6 - Light Chandelier |  | F30486CSTB.jpg | F30486CSTB.jpg
F3058/9ORB | 9 - Light Chandelier | The modern orb silhouette of the Corinne chandelier is interpreted in two distinct ways. In Polished Nickel, it features an Inlay Crystal detail along the inner surfaces for dramatic sparkle. In Oil Rubbed Bronze, hammered inlay detail embellishes the inner surfaces to catch light for a more rustic aesthetic. The center candles are attached by a hub giving the illusion they’re floating. | CHANDELIERS | Corinne | Chandeliers | Oil Rubbed Bronze | ORB | Steel |  |  |  |  | 9 Candelabra Torpedo 60w |  | 9 | No | [14 empty] | 0 | [12 empty] | 462.95 | 925.9 | 1388.85 | D:36'' H:40 3/4'' O:127 1/8'' | 25 | 36 |  |  | 40.75 | Center Lock-Up |  |  | 127.125 | [26 empty] | DP:1'' W:5'' H:5 3/4'' Hexagonal |  |  |  |  | 240 | Brown | 84 |  | Hardwired | 0 | 0 | 0 | 0 | 0 | 0 | 0 | 0 | 0 | 0 | 0 | 014817579703 | 40 | 39.5 | 14 | 28.5 | 12.801 | 250 | Yes | [9 empty] | cETL Damp | CORINNE 9L CHANDELIER ORB | 9 - Light Chandelier |  | F30589ORB.jpg | F30589ORB.jpg
F3058/9PN | 9 - Light Chandelier | The modern orb silhouette of the Corinne chandelier is interpreted in two distinct ways. In Polished Nickel, it features an Inlay Crystal detail along the inner surfaces for dramatic sparkle. In Oil Rubbed Bronze, hammered inlay detail embellishes the inner surfaces to catch light for a more rustic aesthetic. The center candles are attached by a hub giving the illusion they’re floating. | CHANDELIERS | Corinne | Chandeliers | Polished Nickel | PN | Steel |  |  |  |  | 9 Candelabra Torpedo 60w |  | 9 | No | [14 empty] | 0 | [12 empty] | 462.95 | 925.9 | 1388.85 | D:36'' H:40 3/4'' O:127 1/8'' | 25 | 36 |  |  | 40.75 | Center Lock-Up |  |  | 127.125 | [26 empty] | DP:1'' W:5'' H:5 3/4'' Hexagonal |  |  |  |  | 240 | Clear Silver | 84 |  | Hardwired | 0 | 0 | 0 | 0 | 0 | 0 | 0 | 0 | 0 | 0 | 0 | 014817579697 | 40 | 39.5 | 14 | 28.5 | 12.801 | 250 | Yes | [9 empty] | cETL Damp | CORINNE 9L CHANDELIER PN | 9 - Light Chandelier |  | F30589PN.jpg | F30589PN.jpg
F3059/3ORB | 3 - Light Globe Pendant | The modern orb silhouette of the Corinne chandelier is interpreted in two distinct ways. In Polished Nickel, it features an Inlay Crystal detail along the inner surfaces for dramatic sparkle. In Oil Rubbed Bronze, hammered inlay detail embellishes the inner surfaces to catch light for a more rustic aesthetic. The center candles are attached by a hub giving the illusion they’re floating. | CHANDELIERS | Corinne | Pendants | Oil Rubbed Bronze | ORB | Aluminum |  |  |  |  | 3 Candelabra B10 Torpedo 60w |  | 3 | No | [14 empty] | 0 | [12 empty] | 144.45 | 288.9 | 433.35 | D:11 1/4'' H:14'' | 4.4 | 11.25 |  |  | 14 | Center Lock-Up | [34 empty] | 180 | Black | 60 |  | Hardwired | 0 | 0 | 0 | 0 | 0 | 0 | 0 | 0 | 0 | 0 | 0 | 014817539202 | 14.75 | 13.25 | 13 | 7.4 | 1.47 | 175 | Yes | [9 empty] | cETL Dry | 3L Globe Pendant ORB w/hammered AL Inlay | 3 - Light Pendant |  | F30593ORB.jpg | F30593ORB.jpg
F3059/3PN | 3 - Light Globe Pendant | The modern orb silhouette of the Corinne chandelier is interpreted in two distinct ways. In Polished Nickel, it features an Inlay Crystal detail along the inner surfaces for dramatic sparkle. In Oil Rubbed Bronze, hammered inlay detail embellishes the inner surfaces to catch light for a more rustic aesthetic. The center candles are attached by a hub giving the illusion they’re floating. | CHANDELIERS | Corinne | Pendants | Polished Nickel | PN | Aluminum |  |  |  |  | 3 Candelabra B10 Torpedo 60w |  | 3 | No | [14 empty] | 0 | [12 empty] | 144.45 | 288.9 | 433.35 | D:11 1/4'' H:14'' | 4.5 | 11.25 |  |  | 14 | Center Lock-Up | [34 empty] | 180 | Clear | 60 |  | Hardwired | 0 | 0 | 0 | 0 | 0 | 0 | 0 | 0 | 0 | 0 | 0 | 014817539172 | 15 | 13 | 13 | 7.5 | 1.467 | 175 | Yes | [9 empty] | cETL Dry | 3L Crystal Inlay Globe Pendant Polished Nickel w/crystal inlay | 3 - Light Pendant |  | F30593PN.jpg | F30593PN.jpg
F3060/3ORB | 3 - Light Globe Pendant | The modern orb silhouette of the Corinne chandelier is interpreted in two distinct ways. In Polished Nickel, it features an Inlay Crystal detail along the inner surfaces for dramatic sparkle. In Oil Rubbed Bronze, hammered inlay detail embellishes the inner surfaces to catch light for a more rustic aesthetic. The center candles are attached by a hub giving the illusion they’re floating. | CHANDELIERS | Corinne | Pendants | Oil Rubbed Bronze | ORB | Aluminum |  |  |  |  | 3 Candelabra B10 Torpedo 60w |  | 3 | No | [14 empty] | 0 | [12 empty] | 208.45 | 416.9 | 625.35 | D:17'' H:20 3/4'' | 6.8 | 17 |  |  | 20.75 | Center Lock-Up | [34 empty] | 180 | Clear | 60 |  | Hardwired | 0 | 0 | 0 | 0 | 0 | 0 | 0 | 0 | 0 | 0 | 0 | 014817539219 | 19.75 | 19.5 | 8 | 10.8 | 1.783 | 125 | Yes | [9 empty] | cETL Dry | 3L Globe Pendant ORB w/hammered AL Inlay | 3 - Light Pendant |  | F30603ORB.jpg | F30603ORB.jpg
F3060/3PN | 3 - Light Globe Pendant | The modern orb silhouette of the Corinne chandelier is interpreted in two distinct ways. In Polished Nickel, it features an Inlay Crystal detail along the inner surfaces for dramatic sparkle. In Oil Rubbed Bronze, hammered inlay detail embellishes the inner surfaces to catch light for a more rustic aesthetic. The center candles are attached by a hub giving the illusion they’re floating. | CHANDELIERS | Corinne | Pendants | Polished Nickel | PN | Aluminum |  |  |  |  | 3 Candelabra B10 Torpedo 60w |  | 3 | No | [14 empty] | 0 | [12 empty] | 208.45 | 416.9 | 625.35 | D:17'' H:20 3/4'' | 7.5 | 17 |  |  | 20.75 | Center Lock-Up | [34 empty] | 180 | Clear | 60 |  | Hardwired | 0 | 0 | 0 | 0 | 0 | 0 | 0 | 0 | 0 | 0 | 0 | 014817539189 | 19.75 | 19.75 | 8.5 | 10.7 | 1.919 | 175 | Yes | [9 empty] | cETL Dry | 3L Crystal Inlay Globe Pendant Polished Nickel w/crystal inlay | 3 - Light Pendant |  | F30603PN.jpg | F30603PN.jpg
F3061/6ORB | 6 - Light Globe Pendant | The modern orb silhouette of the Corinne chandelier is interpreted in two distinct ways. In Polished Nickel, it features an Inlay Crystal detail along the inner surfaces for dramatic sparkle. In Oil Rubbed Bronze, hammered inlay detail embellishes the inner surfaces to catch light for a more rustic aesthetic. The center candles are attached by a hub giving the illusion they’re floating. | CHANDELIERS | Corinne | Chandeliers | Oil Rubbed Bronze | ORB | Aluminum |  |  |  |  | 6 Candelabra B10 Torpedo 60w |  | 6 | No | [14 empty] | 0 | [12 empty] | 259.48 | 518.96 | 778.44 | D:24 1/2'' H:27 7/8'' | 15.9 | 24.5 |  |  | 27.875 | Center Lock-Up | [34 empty] | 180 | Black | 60 |  | Hardwired | 0 | 0 | 0 | 0 | 0 | 0 | 0 | 0 | 0 | 0 | 0 | 014817539226 | 27.25 | 27.25 | 8.25 | 15.9 | 3.545 | 175 | Yes | [9 empty] | cETL Dry | 6L Crystal Inlay Globe Pendant ORB w/hammered AL Inlay | 6 - Light Pendant |  | F30616ORB.jpg | F30616ORB.jpg
F3061/6PN | 6 - Light Globe Pendant | The modern orb silhouette of the Corinne chandelier is interpreted in two distinct ways. In Polished Nickel, it features an Inlay Crystal detail along the inner surfaces for dramatic sparkle. In Oil Rubbed Bronze, hammered inlay detail embellishes the inner surfaces to catch light for a more rustic aesthetic. The center candles are attached by a hub giving the illusion they’re floating. | CHANDELIERS | Corinne | Chandeliers | Polished Nickel | PN | Steel |  |  |  |  | 6 Candelabra B10 Torpedo 60w |  | 6 | No | [14 empty] | 0 | [12 empty] | 283.95 | 567.9 | 851.85 | D:24 1/2'' H:27 7/8'' | 10.7 | 24.5 |  |  | 27.875 | Center Lock-Up | [34 empty] | 180 | Clear | 60 |  | Hardwired | 0 | 0 | 0 | 0 | 0 | 0 | 0 | 0 | 0 | 0 | 0 | 014817539196 | 27.25 | 27.25 | 8.5 | 16 | 3.653 | 175 | Yes | [9 empty] | cETL Dry | 6L Crystal Inlay Globe Pendant Polished Nickel w/crystal inlay | 6 - Light Pendant |  | F30616PN.jpg | F30616PN.jpg
F3073/5ORB | 5 - Light Island Chandelier | Combining the traditional profile of a tapered shade with on-trend Clear Seeded glass, the sleek frame and the square-linked chain give the Harrow pendant light collection by Feiss an elevated, contemporary transitional look. The wall sconce is delivered with two glass options, Clear Seeded and Opal Etched, for the customer’s choice to customize. Burnished Brass, Oil Rubbed Bronze and Polished Nickel finishes are available to create completely different looks. The assortment includes a 1-light mini-pendant, 1-light and 3-light pendants, a 2-light flushmount ceiling fixture, as well as a 1-light wall sconce. | CHANDELIERS | Harrow | Chandeliers | Oil Rubbed Bronze | ORB | Steel | Clear Seeded Glass | L:43.75" H:11.25" |  |  | 5 Medium A19 60w |  | 5 | No | [14 empty] | 0 | [12 empty] | 481.45 | 962.9 | 1444.35 | L:44'' W:12'' H:13'' O:67 3/4'' | 35 |  | 44 | 12 | 13 | Swivel |  |  | 67.75 | 19.75 - 67.75 | [25 empty] | DP:5 1/8'' W:13 5/8'' H:3/4'' Rectangular |  |  |  |  | 180 | Brown |  |  | Hardwired | 0 | 0 | 0 | 0 | 0 | 0 | 0 | 0 | 0 | 0 | 0 | 014817561234 | 51.25 | 20.25 | 16.5 | 39.4 | 9.91 | 175 | Yes | [9 empty] | cETL Damp | HARROW 5L LINEAR PND O.RBB BZ | 5 - Light Island Chandelier |  | F30735ORB.jpg | F30735ORB.jpg
F3073/5PN | 5 - Light Island Chandelier | Combining the traditional profile of a tapered shade with on-trend Clear Seeded glass, the sleek frame and the square-linked chain give the Harrow pendant light collection by Feiss an elevated, contemporary transitional look. The wall sconce is delivered with two glass options, Clear Seeded and Opal Etched, for the customer’s choice to customize. Burnished Brass, Oil Rubbed Bronze and Polished Nickel finishes are available to create completely different looks. The assortment includes a 1-light mini-pendant, 1-light and 3-light pendants, a 2-light flushmount ceiling fixture, as well as a 1-light wall sconce. | CHANDELIERS | Harrow | Chandeliers | Polished Nickel | PN | Steel | Clear Seeded Glass | L:43.75" H:11.25" |  |  | 5 Medium A19 60w |  | 5 | No | [14 empty] | 0 | [12 empty] | 481.45 | 962.9 | 1444.35 | L:44'' W:12'' H:13'' O:67 3/4'' | 34 |  | 44 | 12 | 13 | Swivel |  |  | 67.75 | 19.75 - 67.75 | [25 empty] | DP:5 1/8'' W:13 5/8'' H:3/4'' Rectangular |  |  |  |  | 180 | Clear |  |  | Hardwired | 0 | 0 | 0 | 0 | 0 | 0 | 0 | 0 | 0 | 0 | 0 | 014817561241 | 51.25 | 20.25 | 17 | 38.6 | 10.21 | 250 | Yes | [9 empty] | cETL Damp | HARROW 5L LINEAR PND P.NKL | 5 - Light Island Chandelier |  | F30735PN.jpg | F30735PN.jpg
F3084/5SN/CH | 5 - Light Chandelier | The Prospect Park lighting collection by Feiss takes a traditional profile and modernizes it with updated design elements to create a period uptown vibe. It features a rich, two-tone finish of Satin Nickel with Chrome accents to highlight the details of the silhouette, and each cylindrical Opal Etched glass shade boasts metal bands at the top and bottom to add a bit of formality. Unexpected pressed crystal on each stem elevates the tailored look with a bit of glamour. The Prospect Park collection includes 5-and 9-light chandeliers, a 3-light island chandelier, a 4-light pendant, a 2-light semi-flush mount, a 1-light mini pendant, a 1-light wall sconce and 2- and 3-light bath vanities. | CHANDELIERS | Prospect Park | Chandeliers | Satin Nickel / Chrome | SN/CH | Steel | White Opal Etched Glass | D:5" H:5.75" |  |  | 5 Medium A19 75w |  | 5 | No | [14 empty] | 0 | [12 empty] | 277.95 | 555.9 | 833.85 | D:25 1/4'' H:20 1/2'' O:82 1/4'' | 13 | 25.25 |  |  | 20.5 | Center Lock-Up |  |  | 82.25 | [26 empty] | D:5'' H:3/4'' Round |  |  |  |  | 180 | Clear | 60 |  | Hardwired | 0 | 0 | 0 | 0 | 0 | 0 | 0 | 0 | 0 | 0 | 0 | 014817564815 | 25 | 24.5 | 12 | 18.2 | 4.253 | 175 | Yes | [9 empty] | cETL Damp | PRSPCT PRK 5L CHND S.NKL CHRM | 5 - Light Chandelier |  | F30845SNCH.jpg | F30845SNCH.jpg
F3085/9SN/CH | 9 - Light Chandelier | The Prospect Park lighting collection by Feiss takes a traditional profile and modernizes it with updated design elements to create a period uptown vibe. It features a rich, two-tone finish of Satin Nickel with Chrome accents to highlight the details of the silhouette, and each cylindrical Opal Etched glass shade boasts metal bands at the top and bottom to add a bit of formality. Unexpected pressed crystal on each stem elevates the tailored look with a bit of glamour. The Prospect Park collection includes 5-and 9-light chandeliers, a 3-light island chandelier, a 4-light pendant, a 2-light semi-flush mount, a 1-light mini pendant, a 1-light wall sconce and 2- and 3-light bath vanities. | CHANDELIERS | Prospect Park | Chandeliers | Satin Nickel / Chrome | SN/CH | Steel | White Opal Etched Glass | D:5" H:5.75" |  |  | 9 Medium A19 75w |  | 9 | No | [14 empty] | 0 | [12 empty] | 550.95 | 1101.9 | 1652.85 | D:36 1/8'' H:32 3/8'' O:118 3/8'' | 29 | 36.125 |  |  | 32.375 | Center Lock-Up |  |  | 118.375 | [26 empty] | D:5'' H:3/4'' Round |  |  |  |  | 240 | Clear | 84 |  | Hardwired | 0 | 0 | 0 | 0 | 0 | 0 | 0 | 0 | 0 | 0 | 0 | 014817564808 | 37 | 22.5 | 21.5 | 36.6 | 10.358 | 250 | Yes | [9 empty] | cETL Damp | PRSPCT PRK 9L CHND S.NKL CHRM | 9 - Light Chandelier |  | F30859SNCH.jpg | F30859SNCH.jpg
F3086/3SN/CH | 3 - Light Island Chandelier | The Prospect Park lighting collection by Feiss takes a traditional profile and modernizes it with updated design elements to create a period uptown vibe. It features a rich, two-tone finish of Satin Nickel with Chrome accents to highlight the details of the silhouette, and each cylindrical Opal Etched glass shade boasts metal bands at the top and bottom to add a bit of formality. Unexpected pressed crystal on each stem elevates the tailored look with a bit of glamour. The Prospect Park collection includes 5-and 9-light chandeliers, a 3-light island chandelier, a 4-light pendant, a 2-light semi-flush mount, a 1-light mini pendant, a 1-light wall sconce and 2- and 3-light bath vanities. | CHANDELIERS | Prospect Park | Chandeliers | Satin Nickel / Chrome | SN/CH | Steel | White Opal Etched Glass | D:8.25" H:6" |  |  | 3 Medium A19 75w |  | 3 | No | [14 empty] | 0 | [12 empty] | 249.98 | 499.96 | 749.94 | L:38 1/2'' W:8 1/4'' H:18 1/4'' O:75 3/4'' | 15 |  | 38.5 | 8.25 | 18.25 | Swivel |  |  | 75.75 | 27.75 - 75.75 | [25 empty] | D:5'' H:1'' Round |  |  |  |  | 180 | Clear |  |  | Hardwired | 0 | 0 | 0 | 0 | 0 | 0 | 0 | 0 | 0 | 0 | 0 | 014817564839 | 36 | 18.25 | 13 | 20 | 4.943 | 175 | Yes | [9 empty] | cETL Damp | PRSPCT PRK 3L ISLND CHND S.NKL CH | 3 - Light Island Chandelier |  | F30863SNCH.jpg | F30863SNCH.jpg
F3087/4SN/CH | 4 - Light Uplight Pendant | The Prospect Park lighting collection by Feiss takes a traditional profile and modernizes it with updated design elements to create a period uptown vibe. It features a rich, two-tone finish of Satin Nickel with Chrome accents to highlight the details of the silhouette, and each cylindrical Opal Etched glass shade boasts metal bands at the top and bottom to add a bit of formality. Unexpected pressed crystal on each stem elevates the tailored look with a bit of glamour. The Prospect Park collection includes 5-and 9-light chandeliers, a 3-light island chandelier, a 4-light pendant, a 2-light semi-flush mount, a 1-light mini pendant, a 1-light wall sconce and 2- and 3-light bath vanities. | CHANDELIERS | Prospect Park | Pendants | Satin Nickel / Chrome | SN/CH | Steel | White Opal Etched Glass | D:18.375" H:6.5" |  |  | 4 Medium A19 75w |  | 4 | No | [14 empty] | 0 | [12 empty] | 277.95 | 555.9 | 833.85 | D:18 3/8'' H:16 3/8'' O:74'' | 20 | 18.375 |  |  | 16.375 | Swivel |  |  | 74 | 26 - 74 | [25 empty] | D:5'' H:1'' Round |  |  |  |  | 180 | Clear |  |  | Hardwired | 0 | 0 | 0 | 0 | 0 | 0 | 0 | 0 | 0 | 0 | 0 | 014817564846 | 25.75 | 26 | 18.25 | 25.5 | 7.071 | 250 | Yes | [9 empty] | cETL Damp | PRSPCT PRK 4L UP.PND CHND S.NKL CH | 4 - Light Uplight Pendant |  | F30874SNCH.jpg | F30874SNCH.jpg
F3088/3DAC/AC | 3 - Light Mini-Pendant | The carriage light profile and open frame of the Galloway gives a light and airy feel to this period-inspired profile. Open vents at the apex of the roofline allow light to pass through to cast a soft glow through the crown. The Polished Nickel finish is plated, achieving crisp edges and superb detailing of the overall traditional aesthetic, and is painted white under the hood for a finished, tailored look. The Galloway is also offered in an Antique Copper finish. | LINE VOLTAGE PENDANT | Galloway | Pendants | Dark Antique Copper / Antique Copper | DAC/AC | Stainless Steel | Dark Antique Copper / Antique Copper Stainless Steel |  |  |  | 3 Candelabra B10 Torpedo 60w |  | 3 | No | [14 empty] | 0 | [12 empty] | 143.95 | 287.9 | 431.85 | L:8 1/2'' W:8 1/2'' H:16 1/2'' O:79 1/2'' | 5.6 |  | 8.5 | 8.5 | 16.5 | Center Lock-Up |  |  | 79.5 | [26 empty] | DP:4 7/8'' W:4 7/8'' H:1 1/8'' Square |  |  |  |  | 180 | Brown | 60 |  | Hardwired | 0 | 0 | 0 | 0 | 0 | 0 | 0 | 0 | 0 | 0 | 0 | 014817565003 | 17 | 11.75 | 11.75 | 8.6 | 1.358 | 125 | Yes | [9 empty] | cETL Damp | 3L GALLOWAY M.PEND DRK.ANT.CPR | 3 - Light Mini-Pendant |  | F30883DACAC-FULL.jpg | F30883DACAC.jpg
F3088/3PN | 3 - Light Mini-Pendant | The carriage light profile and open frame of the Galloway gives a light and airy feel to this period-inspired profile. Open vents at the apex of the roofline allow light to pass through to cast a soft glow through the crown. The Polished Nickel finish is plated, achieving crisp edges and superb detailing of the overall traditional aesthetic, and is painted white under the hood for a finished, tailored look. The Galloway is also offered in an Antique Copper finish. | LINE VOLTAGE PENDANT | Galloway | Pendants | Polished Nickel | PN | Stainless Steel | White Stainless Steel |  |  |  | 3 Candelabra B10 Torpedo 60w |  | 3 | No | [14 empty] | 0 | [12 empty] | 155.95 | 311.9 | 467.85 | L:8 1/2'' W:8 1/2'' H:16 1/2'' O:79 1/2'' | 5.6 |  | 8.5 | 8.5 | 16.5 | Center Lock-Up |  |  | 79.5 | [26 empty] | DP:4 7/8'' W:4 7/8'' H:1 1/8'' Square |  |  |  |  | 180 | Clear | 60 |  | Hardwired | 0 | 0 | 0 | 0 | 0 | 0 | 0 | 0 | 0 | 0 | 0 | 014817565010 | 21.75 | 13.625 | 12.6 | 10.7 | 2.161 | 175 | Yes | [9 empty] | cETL Damp | 3L GALLOWAY M.PEND P.NKL | 3 - Light Mini-Pendant |  | F30883PN-FULL.jpg | F30883PN.jpg
F3089/3DAC/AC | 3 - Light Indoor Pendant | The carriage light profile and open frame of the Galloway gives a light and airy feel to this period-inspired profile. Open vents at the apex of the roofline allow light to pass through to cast a soft glow through the crown. The Polished Nickel finish is plated, achieving crisp edges and superb detailing of the overall traditional aesthetic, and is painted white under the hood for a finished, tailored look. The Galloway is also offered in an Antique Copper finish. | CHANDELIERS | Galloway | Pendants | Dark Antique Copper / Antique Copper | DAC/AC | Stainless Steel | Dark Antique Copper / Antique Copper Stainless Steel |  |  |  | 3 Candelabra B10 Torpedo 60w |  | 3 | No | [14 empty] | 0 | [12 empty] | 184.95 | 369.9 | 554.85 | L:13'' W:13'' H:20 1/4'' O:83 1/2'' | 9.3 |  | 13 | 13 | 20.25 | Center Lock-Up |  |  | 83.5 | [26 empty] | DP:4 7/8'' W:4 7/8'' H:1 1/8'' Square |  |  |  |  | 180 | Brown | 60 |  | Hardwired | 0 | 0 | 0 | 0 | 0 | 0 | 0 | 0 | 0 | 0 | 0 | 014817564853 | 22 | 16.25 | 16.25 | 13.3 | 3.362 | 175 | Yes | [9 empty] | cETL Damp | 3L GALLOWAY MD.PEND DRK.ANT.CPR | 3 - Light Indoor Pendant |  | F30893DACAC-FULL.jpg | F30893DACAC.jpg
F3089/3PN | 3 - Light Indoor Pendant | The carriage light profile and open frame of the Galloway gives a light and airy feel to this period-inspired profile. Open vents at the apex of the roofline allow light to pass through to cast a soft glow through the crown. The Polished Nickel finish is plated, achieving crisp edges and superb detailing of the overall traditional aesthetic, and is painted white under the hood for a finished, tailored look. The Galloway is also offered in an Antique Copper finish. | CHANDELIERS | Galloway | Pendants | Polished Nickel | PN | Stainless Steel | White Stainless Steel |  |  |  | 3 Candelabra B10 Torpedo 60w |  | 3 | No | [14 empty] | 0 | [12 empty] | 196.45 | 392.9 | 589.35 | L:13'' W:13'' H:20 1/4'' O:83 1/2'' | 9.2 |  | 13 | 13 | 20.25 | Center Lock-Up |  |  | 83.5 | [26 empty] | DP:4 7/8'' W:4 7/8'' H:1 1/8'' Square |  |  |  |  | 180 | Clear | 60 |  | Hardwired | 0 | 0 | 0 | 0 | 0 | 0 | 0 | 0 | 0 | 0 | 0 | 014817564860 | 22 | 16.25 | 16 | 13.2 | 3.31 | 175 | Yes | [9 empty] | cETL Damp | 3L GALLOWAY MD.PEND P.NKL | 3 - Light Pendant |  | F30893PN-FULL.jpg | F30893PN.jpg
F3090/6DAC/AC | 6 - Light Foyer Pendant | The carriage light profile and open frame of the Galloway gives a light and airy feel to this period-inspired profile. Open vents at the apex of the roofline allow light to pass through to cast a soft glow through the crown. The Polished Nickel finish is plated, achieving crisp edges and superb detailing of the overall traditional aesthetic, and is painted white under the hood for a finished, tailored look. The Galloway is also offered in an Antique Copper finish. | CHANDELIERS | Galloway | Chandeliers | Dark Antique Copper / Antique Copper | DAC/AC | Stainless Steel | Dark Antique Copper / Antique Copper Stainless Steel |  |  |  | 6 Candelabra B10 Torpedo 60w |  | 6 | No | [14 empty] | 0 | [12 empty] | 305.95 | 611.9 | 917.85 | L:18 1/2'' W:18 1/2'' H:26 1/2'' O:89 1/4'' | 18.9 |  | 18.5 | 18.5 | 26.5 | Center Lock-Up |  |  | 89.25 | [26 empty] | DP:4 7/8'' W:4 7/8'' H:1 1/8'' Square |  |  |  |  | 180 | Brown | 60 |  | Hardwired | 0 | 0 | 0 | 0 | 0 | 0 | 0 | 0 | 0 | 0 | 0 | 014817564891 | 29 | 22.5 | 22 | 24.9 | 8.307 | 250 | Yes | [9 empty] | cETL Damp | 6L GALLOWAY FYR PEND DRK.ANT.CPR | 6 - Light Foyer Pendant |  | F30906DACAC-FULL.jpg | F31056PN.jpg
F3090/6PN | 6 - Light Foyer Pendant | The carriage light profile and open frame of the Galloway gives a light and airy feel to this period-inspired profile. Open vents at the apex of the roofline allow light to pass through to cast a soft glow through the crown. The Polished Nickel finish is plated, achieving crisp edges and superb detailing of the overall traditional aesthetic, and is painted white under the hood for a finished, tailored look. The Galloway is also offered in an Antique Copper finish. | CHANDELIERS | Galloway | Chandeliers | Polished Nickel | PN | Stainless Steel | White Stainless Steel |  |  |  | 6 Candelabra B10 Torpedo 60w |  | 6 | No | [14 empty] | 0 | [12 empty] | 322.95 | 645.9 | 968.85 | L:18 1/2'' W:18 1/2'' H:26 1/2'' O:89 1/4'' | 20.8 |  | 18.5 | 18.5 | 26.5 | Center Lock-Up |  |  | 89.25 | [26 empty] | DP:4 7/8'' W:4 7/8'' H:1 1/8'' Square |  |  |  |  | 180 | Clear | 60 |  | Hardwired | 0 | 0 | 0 | 0 | 0 | 0 | 0 | 0 | 0 | 0 | 0 | 014817564907 | 29 | 22.5 | 22.25 | 25.8 | 8.402 | 250 | Yes | [9 empty] | cETL Damp | 6L GALLOWAY FYR PEND P.NKL | 6 - Light Foyer Pendant |  | F30906PN-FULL.jpg | F31056PN.jpg
F3097/1DWZ-LED | 19 Inch Outdoor LED Pendant | Inspired by the intricate scroll work of a garden gate, the Arramore collection’s modern silhouette is enhanced by integrated LED halo rings grazing down the delicate pattern of the pendants. The wall sconces feature advanced, warm-on-dim LED technology that softens as it dims with a CCT range of 2700K to 2200K. The sconces are wet-rated while the hanging fixtures are damp-rated making the Arramore equally well suited for indoor and outdoor spaces.The collection features a stunning Dark Weathered Zinc finish. | OUTDOOR | Arramore | Outdoor Lighting | Dark Weathered Zinc | DWZ | Stainless Steel |  |  |  | White Acrylic |  |  | 1 | No | 1700 | 2700 | 90 | 20 | 24 | 19 - Integrated | MODS - Modules |  | 10 | 100 | LED | 20 | 20 | 50000 | 0 | [12 empty] | 344.5 | 689 | 1033.5 | D:19'' H:9 5/8'' O:66 1/2'' | 10 | 19 |  |  | 9.625 | Mounting Strap |  |  | 66.5 | 18.5 - 66.5 | [25 empty] | D:6 1/2'' H:1 7/8'' Round |  |  |  |  | 180 | Black/White |  |  | Hardwired | 0 | 0 | 0 | 0 | 0 | 0 | 1 | 0 | 0 | 0 | 0 | 014817566116 | 22.5 | 22.5 | 14.5 | 13.2 | 4.248 | 250 | Yes | [9 empty] | cETL Damp | ARRAMORE 19in LED O.PND DRK.WTH.ZC | 1 - Light Outdoor Pendant | Samsung LED: 4PCS SPMWHT541MD7WAVMSO (5630 108PCS) Ampco Driver: 1PC GPA22-1Q-700F | F30971DWZ-LED.jpg | F30971DWZLED.jpg
F3098/2DWZ-LED | 24 Inch Two-Tier Outdoor LED Pendant | Inspired by the intricate scroll work of a garden gate, the Arramore collection’s modern silhouette is enhanced by integrated LED halo rings grazing down the delicate pattern of the pendants. The wall sconces feature advanced, warm-on-dim LED technology that softens as it dims with a CCT range of 2700K to 2200K. The sconces are wet-rated while the hanging fixtures are damp-rated making the Arramore equally well suited for indoor and outdoor spaces.The collection features a stunning Dark Weathered Zinc finish. | OUTDOOR | Arramore | Outdoor Lighting | Dark Weathered Zinc | DWZ | Stainless Steel |  |  |  | White Acrylic |  |  | 2 | No | 2000 | 2700 | 90 | 38 | 24 | 19 - Integrated | MODS - Modules |  | 10 | 100 | LED | 38 | 38 | 50000 | 0 | [12 empty] | 699.5 | 1399 | 2098.5 | D:24'' H:12 1/2'' O:68 1/2'' | 18 | 24 |  |  | 12.5 | Mounting Strap |  |  | 68.5 | 20.5 - 68.5 | [25 empty] | D:6 1/2'' H:1 7/8'' Round |  |  |  |  | 180 | Black/White |  |  | Hardwired | 0 | 0 | 0 | 0 | 0 | 0 | 1 | 0 | 0 | 0 | 0 | 014817566109 | 27.5 | 27.5 | 17.25 | 22.5 | 7.549 | 250 | Yes | [9 empty] | cETL Damp | ARRAMORE 24in 2TIER LED O.PND DWZ | 2 - Light Outdoor Pendant |  | F30982DWZ-LED.jpg | F30982DWZLED.jpg
F3105/6PN | 6 - Light Island Pendant | The carriage light profile and open frame of the Galloway gives a light and airy feel to this period-inspired profile. Open vents at the apex of the roofline allow light to pass through to cast a soft glow through the crown. The Polished Nickel finish is plated, achieving crisp edges and superb detailing of the overall traditional aesthetic, and is painted white under the hood for a finished, tailored look. The Galloway is also offered in an Antique Copper finish. | CHANDELIERS | Galloway | Chandeliers | Polished Nickel | PN | Stainless Steel | White Stainless Steel |  |  |  | 6 Candelabra B10 Torpedo 60w |  | 6 | No | [14 empty] | 0 | [12 empty] | 419.45 | 838.9 | 1258.35 | L:26'' W:18 1/2'' H:18 3/4'' O:81 1/2'' | 25.3 |  | 26 | 18.5 | 18.75 | Center Lock-Up |  |  | 81.5 | [26 empty] | DP:6 1/4'' W:12 1/4'' H:1 1/8'' Rectangular |  |  |  |  | 180 | Clear | 60 |  | Hardwired | 0 | 0 | 0 | 0 | 0 | 0 | 0 | 0 | 0 | 0 | 0 | 014817564884 | 30 | 22.25 | 17.75 | 31.5 | 6.857 | 175 | Yes | [9 empty] | cETL Damp | 6L GALLOWAY ISLD PEND P.NKL | 6 - Light Island Pendant |  | F31056PN-FULL.jpg | F30906PN.jpg
F3111/3ORB | 3 - Light Chandelier | The transitional Marteau Collection takes a flowing silhouette and transforms it with rustic, mountain luxe design elements. With an Oil Rubbed Bronze finish, a hammered metal inlay along the sloping arms and canopy adds rich texture and catches the light. The Clear Seeded glass shades expose candelabra bulbs and add to its relaxed charm. A Ivory Shantung linen shade with hammered metal band accents adorns the 2-light flush mount and the oversized 3- and 5-light semi-flush mounts designed especially for making a statement even where ceiling clearance is limited. Other lighting fixtures include 3- and 5-light chandeliers, a 1-light mini-pendant and a 1-light wall sconce. | CHANDELIERS | Marteau | Chandeliers | Oil Rubbed Bronze | ORB | Steel | Clear Seeded Glass | D:5.125" H:6" | D:5.125" |  | 3 Candelabra B10 Torpedo 60w |  | 3 | No | [14 empty] | 0 | [12 empty] | 169.5 | 339 | 508.5 | D:17 1/2'' H:16'' O:77 1/4'' | 8 | 17.5 |  |  | 16 | Center Lock-Up |  |  | 77.25 | [26 empty] | D:5'' H:1 1/4'' Round |  |  |  |  | 180 | Brown | 60 |  | Hardwired | 0 | 0 | 0 | 0 | 0 | 0 | 0 | 0 | 0 | 0 | 0 | 014817561579 | 21.5 | 18.5 | 8.75 | 10.4 | 2.014 | 175 | Yes | [9 empty] | cETL Dry | 3L MARTEAU CHANDELIER O.RBBD BRZ | 3 - Light Chandelier |  | F31113ORB.jpg | F31113ORB.jpg
F3112/5ORB | 5 - Light Chandelier | The transitional Marteau Collection takes a flowing silhouette and transforms it with rustic, mountain luxe design elements. With an Oil Rubbed Bronze finish, a hammered metal inlay along the sloping arms and canopy adds rich texture and catches the light. The Clear Seeded glass shades expose candelabra bulbs and add to its relaxed charm. A Ivory Shantung linen shade with hammered metal band accents adorns the 2-light flush mount and the oversized 3- and 5-light semi-flush mounts designed especially for making a statement even where ceiling clearance is limited. Other lighting fixtures include 3- and 5-light chandeliers, a 1-light mini-pendant and a 1-light wall sconce. | CHANDELIERS | Marteau | Chandeliers | Oil Rubbed Bronze | ORB | Steel | Clear Seeded Glass | D:5.125" H:6" | D:5.125" |  | 5 Candelabra B10 Torpedo 60w |  | 5 | No | [14 empty] | 0 | [12 empty] | 277.95 | 555.9 | 833.85 | D:25 1/4'' H:25'' O:86 1/2'' | 18 | 25.25 |  |  | 25 | Center Lock-Up |  |  | 86.5 | [26 empty] | D:5'' H:1 1/4'' Round |  |  |  |  | 180 | Brown | 60 |  | Hardwired | 0 | 0 | 0 | 0 | 0 | 0 | 0 | 0 | 0 | 0 | 0 | 014817561562 | 27 | 11 | 34 | 22.2 | 5.844 | 250 | Yes | [9 empty] | cETL Dry | 5L MARTEAU CHANDELIER O.RBBD BRZ | 5 - Light Chandelier |  | F31125ORB.jpg | F31125ORB.jpg
F3113/3PN | 3 - Light Pendant | Stunning clear, textured crystals floating within a laser cut frame give the Lexi lighting collection from Feiss an artisan feel. A White Shantung Silk shade sits within the crystal drum while a glass diffuser gently softens the light. Lexi’s staggered crystals blend a soft, contemporary vibe with an element of drama. The Lexi lighting Collection includes a 3-light Pendant, a mini-pendant and a damp-rated wall sconce. | CHANDELIERS | Lexi | Pendants | Polished Nickel | PN | Steel | Sandblast Glass / White Shantung | D:10" H:10.5" |  |  | 3 Medium A19 60w |  | 3 | No | [14 empty] | 0 | [12 empty] | 364.5 | 729 | 1093.5 | D:19'' H:12'' O:68 1/2'' | 10.5 | 19 |  |  | 12 | Swivel |  |  | 68.5 | 20.5 - 68.5 | [25 empty] | D:5'' H:2 1/2'' Round |  |  |  |  | 180 | Clear |  |  | Hardwired | 0 | 0 | 0 | 0 | 0 | 0 | 0 | 0 | 0 | 0 | 0 | 014817567472 | 23.5 | 23 | 19.25 | 18 | 6.021 | 250 | Yes | [9 empty] | cETL Damp | 3L DRUM PEND PLSH NKL | 3 - Light Pendant |  | F31133PN.jpg | F31133PN.jpg
F3118/9PN | 9 - Light Chandelier | Inspired by the craftsmanship of fine jewelry, a Crystal inlay is coupled with the Polished Nickel finish and White Shantung Silk shades in each fixture of the Pavé lighting collection by Feiss to add sparkle in an unexpected and cleanly tailored way. This transitional design delivers vibrant elegance to any room’s design without overpowering the rest of the beautiful décor. The lighting collection includes a 5-Light Chandelier, 3-Light Chandelier, 3-Light Drum, 1-Light Mini-Pendant, 2-Light Flushmount, 1-Light Wall Sconce, as well as 2-Light, 3-Light and 4-Light Vanity fixtures which all have Opal Etched glass shades. | CHANDELIERS | Pave | Chandeliers | Polished Nickel | PN | Steel | White Shantung | D:5.5" H:5.25" | D:3.75" |  | 9 Candelabra B10 Torpedo 60w |  | 9 | No | [14 empty] | 0 | [12 empty] | 550.95 | 1101.9 | 1652.85 | D:33 3/8'' H:33 5/8'' O:119'' | 21 | 33.375 |  |  | 33.625 | Center Lock-Up |  |  | 119 | [26 empty] | D:5'' H:1 1/4'' Round |  |  |  |  | 240 | Clear | 84 |  | Hardwired | 0 | 0 | 0 | 0 | 0 | 0 | 0 | 0 | 0 | 0 | 0 | 014817567205 | 35 | 34.75 | 11.5 | 25.5 | 8.094 | 250 | Yes | [9 empty] | cETL Dry | PAVE 9L CHAND PLSH NKL | 9 - Light Chandelier |  | F31189PN.jpg | F31189PN.jpg
F3125/4PN | 4 - Light Chandelier | The clear, faceted votive glass shades of the Rubin lighting collection by Feiss serve as the central design element and add a romantic elegance and sparkle to these contemporary interpretations of classic lighting fixtures. A clean, sleek look is achieved with the round and rectangular chandeliers which will be perfect as foyer lighting, living room lighting or dining room lighting. Or a more playful, fanciful statement can be made by clustering pendants together to create a look that’s reminiscent of a floral bouquet featured in a bedroom, luxurious walk-in closet or romantic dining room. This contemporary lighting collection includes a four-light chandelier, six-light chandelier, nine-light chandelier, 10-light linear chandelier and a mini-pendant light. | CHANDELIERS | Rubin | Chandeliers | Polished Nickel | PN | Steel | Clear Glass | D:4.375" H:4.625" |  |  | 4 Candelabra B10 Torpedo 60w |  | 4 | No | [14 empty] | 0 | [12 empty] | 224.5 | 449 | 673.5 | D:21'' H:20 1/2'' O:77 3/4'' | 16.37 | 21 |  |  | 20.5 | Center Lock-Up |  |  | 77.75 | 29.75 - 77.75 | [25 empty] | D:5 1/2'' H:1 1/4'' Round |  |  |  |  | 180 | Clear |  |  | Hardwired | 0 | 0 | 0 | 0 | 0 | 0 | 0 | 0 | 0 | 0 | 0 | 014817567366 | 23.25 | 23 | 9.5 | 20.9 | 2.94 | 125 | Yes | [9 empty] | cETL Damp | RUBIN 4L CHAND PLSH NKL | 4 - Light Chandelier |  | F31254PN.jpg | F31254PN.jpg
F3126/6PN | 6 - Light Chandelier | The clear, faceted votive glass shades of the Rubin lighting collection by Feiss serve as the central design element and add a romantic elegance and sparkle to these contemporary interpretations of classic lighting fixtures. A clean, sleek look is achieved with the round and rectangular chandeliers which will be perfect as foyer lighting, living room lighting or dining room lighting. Or a more playful, fanciful statement can be made by clustering pendants together to create a look that’s reminiscent of a floral bouquet featured in a bedroom, luxurious walk-in closet or romantic dining room. This contemporary lighting collection includes a four-light chandelier, six-light chandelier, nine-light chandelier, 10-light linear chandelier and a mini-pendant light. | CHANDELIERS | Rubin | Chandeliers | Polished Nickel | PN | Steel | Clear Glass | D:4.375" H:4.625" |  |  | 6 Candelabra B10 Torpedo 60w |  | 6 | No | [14 empty] | 0 | [12 empty] | 324.5 | 649 | 973.5 | D:26 1/2'' H:21 1/2'' O:78 3/4'' | 21.92 | 26.5 |  |  | 21.5 | Center Lock-Up |  |  | 78.75 | 30.75 - 78.75 | [25 empty] | D:5 1/2'' H:1 1/4'' Round |  |  |  |  | 180 | Clear |  |  | Hardwired | 0 | 0 | 0 | 0 | 0 | 0 | 0 | 0 | 0 | 0 | 0 | 014817567373 | 28.5 | 27 | 9.75 | 28.4 | 4.342 | 125 | Yes | [9 empty] | cETL Damp | RUBIN 6L CHAND PLSH NKL | 6 - Light Chandelier |  | F31266PN.jpg | F31266PN.jpg
F3127/10PN | 10 - Light Island Chandelier | The clear, faceted votive glass shades of the Rubin lighting collection by Feiss serve as the central design element and add a romantic elegance and sparkle to these contemporary interpretations of classic lighting fixtures. A clean, sleek look is achieved with the round and rectangular chandeliers which will be perfect as foyer lighting, living room lighting or dining room lighting. Or a more playful, fanciful statement can be made by clustering pendants together to create a look that’s reminiscent of a floral bouquet featured in a bedroom, luxurious walk-in closet or romantic dining room. This contemporary lighting collection includes a four-light chandelier, six-light chandelier, nine-light chandelier, 10-light linear chandelier and a mini-pendant light. | CHANDELIERS | Rubin | Chandeliers | Polished Nickel | PN | Steel | Clear Glass | D:4.375" H:4.625" |  |  | 10 Candelabra B10 Torpedo 60w |  | 10 | No | [14 empty] | 0 | [12 empty] | 424.5 | 849 | 1273.5 | L:49'' W:10 1/4'' H:6 3/4'' O:63 3/4'' | 33.66 |  | 49 | 10.25 | 6.75 | Center Lock-Up |  |  | 63.75 | 15.75 - 63.75 | [25 empty] | DP:5 1/2'' W:16'' H:1 1/4'' Rectangular |  |  |  |  | 240 | Clear |  |  | Hardwired | 0 | 0 | 0 | 0 | 0 | 0 | 0 | 0 | 0 | 0 | 0 | 014817567380 | 54.25 | 14 | 12.5 | 47.4 | 5.494 | 100 | Yes | [9 empty] | cETL Damp | RUBIN 10L ISLAND PLSH NKL | 10 - Light Island Chandelier |  | F312710PN.jpg | F312710PN.jpg
F3129/6DWZ/DWG | 6 - Light Chandelier | The Nori Collection features vintage elements like beautifully cascading Driftwood Grey Wood beads and the rustic flair of a Dark Weathered Zinc finish. On the chandeliers, an optional large Driftwood Grey Wood bead suspends from the center of the frame, adding a touch of elegance to a traditional silhouette. | CHANDELIERS | Nori | Chandeliers | Dark Weathered Zinc / Driftwood Grey | DWZ/DWG | Steel |  |  |  |  | 6 Candelabra B10 Torpedo 60w |  | 6 | No | [14 empty] | 0 | [12 empty] | 318.45 | 636.9 | 955.35 | D:32 1/2'' H:34 1/2'' O:97'' | 13.2 | 32.5 |  |  | 34.5 | Center Lock-Up |  |  | 97 | [26 empty] | D:5 1/2'' H:1 1/2'' Round |  |  |  |  | 180 | Black | 60 |  | Hardwired | 0 | 0 | 0 | 0 | 0 | 0 | 0 | 0 | 0 | 0 | 0 | 014817569575 | 36.25 | 36.25 | 13.75 | 21.5 | 10.456 | 250 | Yes | [9 empty] | cETL Damp | Nori 6-Light Chandelier | 6 - Light Chandelier |  | F31296DWZDWG.jpg | F31296DWZDWG.jpg
F3130/6PSW | 6 - Light Chandelier | The Annie lighting collection by Feiss is simple and chic, and delights with warm, welcoming, Provincial charm. The rustic aesthetic of the new Plaster White finish perfectly enhances the texture and beauty of this humble, traditional lighting design. A decorative bead drops from the center of each fixture, adding a fanciful touch to this stately design. Alternatively, the chandelier may be installed with a round bottom cap, for a cleaner look. The simple silhouette of these light fixtures makes them versatile to fit in a wide range of décor, and the rustic finish makes them particularly ideal for living rooms, dining rooms and bedrooms with casual, traditional decor, European farmhouse design or the shabby chic look. In the Annie collection are a six-light chandelier (30” high); nine-light chandelier (34” high) and three-light wall sconce light (24” high). | CHANDELIERS | Annie | Chandeliers | Plaster White | PSW | Steel |  |  |  |  | 6 Candelabra B10 Torpedo 60w |  | 6 | No | [14 empty] | 0 | [12 empty] | 161.95 | 323.9 | 485.85 | D:32 1/2'' H:30'' O:93'' | 13.2 | 32.5 |  |  | 30 | Center Lock-Up |  |  | 93 | [26 empty] | D:5 1/2'' H:1 1/2'' Round |  |  |  |  | 180 | White | 60 |  | Hardwired | 0 | 0 | 0 | 0 | 0 | 0 | 0 | 0 | 0 | 0 | 0 | 014817569582 | 36.5 | 36 | 14.25 | 17.2 | 10.836 | 300 | Yes | [9 empty] | cETL Damp | 6L CHANDELIER | 6 - Light Chandelier |  | F31306PSW-FULL-ALT.jpg | F31306PSW.jpg
F3131/9PSW | 9 - Light Chandelier | The Annie lighting collection by Feiss is simple and chic, and delights with warm, welcoming, Provincial charm. The rustic aesthetic of the new Plaster White finish perfectly enhances the texture and beauty of this humble, traditional lighting design. A decorative bead drops from the center of each fixture, adding a fanciful touch to this stately design. Alternatively, the chandelier may be installed with a round bottom cap, for a cleaner look. The simple silhouette of these light fixtures makes them versatile to fit in a wide range of décor, and the rustic finish makes them particularly ideal for living rooms, dining rooms and bedrooms with casual, traditional decor, European farmhouse design or the shabby chic look. In the Annie collection are a six-light chandelier (30” high); nine-light chandelier (34” high) and three-light wall sconce light (24” high). | CHANDELIERS | Annie | Chandeliers | Plaster White | PSW | Steel |  |  |  |  | 9 Candelabra B10 Torpedo 60w |  | 9 | No | [14 empty] | 0 | [12 empty] | 231.45 | 462.9 | 694.35 | D:32 1/2'' H:34 1/2'' O:97'' | 17.6 | 32.5 |  |  | 34.5 | Center Lock-Up |  |  | 97 | [26 empty] | D:5 1/2'' H:1 1/2'' Round |  |  |  |  | 240 | White | 60 |  | Hardwired | 0 | 0 | 0 | 0 | 0 | 0 | 0 | 0 | 0 | 0 | 0 | 014817569599 | 36.25 | 16 | 21.75 | 18.2 | 7.3 | 250 | Yes | [9 empty] | cETL Damp | 9L CHANDELIER | 9 - Light Chandelier |  | F31319PSW.jpg | F31319PSW.jpg
F3132/6FWO/DWW | 6 - Light Chandelier | The Beverly Collection features a stunning combination of rustic, time-worn finishes like Distressed White Wood on the cascading beads, our vintage-inspired French Washed Oak finish on the frame and candle tubes, and Weathered Iron on the chain. Together these elements create a warm, and elegantly simple update to these traditionally-styled fixtures. | CHANDELIERS | Beverly | Chandeliers | French Washed Oak / Distressed White Wood | FWO/DWW | Steel |  |  |  |  | 6 Candelabra B10 Torpedo 60w |  | 6 | No | [14 empty] | 0 | [12 empty] | 260.45 | 520.9 | 781.35 | D:28'' H:35 3/4'' O:98 1/2'' | 19.58 | 28 |  |  | 35.75 | Center Lock-Up |  |  | 98.5 | [26 empty] | D:6'' H:1 1/2'' Round |  |  |  |  | 180 | Brown | 60 |  | Hardwired | 0 | 0 | 0 | 0 | 0 | 0 | 0 | 0 | 0 | 0 | 0 | 014817569612 | 31.25 | 31 | 9 | 16.6 | 5.046 | 250 | Yes | [9 empty] | cETL Damp | 6L CHANDELIER | 6 - Light Chandelier |  | F31326FWODWW.jpg | F31326FWODWW.jpg
F3133/5DWK/SGM | 5 - Light Chandelier | Influenced by both rustic and industrial design, the transitional Angelo chandelier collection by Feiss celebrates the beauty of imperfection and the visual impact of mixed materials to create an overall rugged look. The cylindrical Clear Thick Wavy glass shades complement the two-toned finish of Distressed Weathered Oak on the outer structures and a new pitted, richly textured Slated Grey Metal finish on the sloping arms for a rustic but tailored look. Perfect as foyer lighting, living room lighting, or paired over a dining room table, and the largest fixture will be the crowning touch to any great room. The Angelo lighting collection includes a five-light chandelier, six-light chandelier, a nine-light, two-tier chandelier, an eight-light linear island chandelier and a one-light sconce light. | CHANDELIERS | Angelo | Chandeliers | Distressed Weathered Oak / Slate Grey Metal | DWK/SGM | Steel | Clear Glass | D:4" H:7" |  |  | 5 Medium A19 60w |  | 5 | No | [14 empty] | 0 | [12 empty] | 231.45 | 462.9 | 694.35 | D:24'' H:24 1/2'' O:86 1/2'' | 18.6 | 24 |  |  | 24.5 | Center Lock-Up |  |  | 86.5 | [26 empty] | D:5'' H:1 1/4'' Round |  |  |  |  | 180 | Brown | 60 |  |  | 0 | 0 | 0 | 0 | 0 | 0 | 0 | 0 | 0 | 0 | 0 | 014817569629 | 27.5 | 27.25 | 11.25 | 20.5 | 4.879 | 175 | Yes | [9 empty] | cETL Damp | ANGELO 5L CHAND DTRS.WTH OAK | 5 - Light Chandelier |  | F31335DWKSGM.jpg | F31335DWKSGM.jpg
F3134/6DWK/SGM | 6 - Light Chandelier | Influenced by both rustic and industrial design, the transitional Angelo chandelier collection by Feiss celebrates the beauty of imperfection and the visual impact of mixed materials to create an overall rugged look. The cylindrical Clear Thick Wavy glass shades complement the two-toned finish of Distressed Weathered Oak on the outer structures and a new pitted, richly textured Slated Grey Metal finish on the sloping arms for a rustic but tailored look. Perfect as foyer lighting, living room lighting, or paired over a dining room table, and the largest fixture will be the crowning touch to any great room. The Angelo lighting collection includes a five-light chandelier, six-light chandelier, a nine-light, two-tier chandelier, an eight-light linear island chandelier and a one-light sconce light. | CHANDELIERS | Angelo | Chandeliers | Distressed Weathered Oak / Slate Grey Metal | DWK/SGM | Steel | Clear Glass | D:4" H:7" |  |  | 6 Medium A19 60w |  | 6 | No | [14 empty] | 0 | [12 empty] | 260.45 | 520.9 | 781.35 | D:30 1/2'' H:29 1/2'' O:91 1/2'' | 23 | 30.5 |  |  | 29.5 | Center Lock-Up |  |  | 91.5 | [26 empty] | D:5'' H:1 1/4'' Round |  |  |  |  | 180 | Brown | 60 |  |  | 0 | 0 | 0 | 0 | 0 | 0 | 0 | 0 | 0 | 0 | 0 | 014817569636 | 34.25 | 31 | 11 | 26.5 | 6.759 | 250 | Yes | [9 empty] | cETL Damp | ANGELO 6L CHAND DTRS.WTH OAK | 6 - Light Chandelier |  | F31346DWKSGM.jpg | F31346DWKSGM.jpg
F3135/9DWK/SGM | 9 - Light Chandelier | Influenced by both rustic and industrial design, the transitional Angelo chandelier collection by Feiss celebrates the beauty of imperfection and the visual impact of mixed materials to create an overall rugged look. The cylindrical Clear Thick Wavy glass shades complement the two-toned finish of Distressed Weathered Oak on the outer structures and a new pitted, richly textured Slated Grey Metal finish on the sloping arms for a rustic but tailored look. Perfect as foyer lighting, living room lighting, or paired over a dining room table, and the largest fixture will be the crowning touch to any great room. The Angelo lighting collection includes a five-light chandelier, six-light chandelier, a nine-light, two-tier chandelier, an eight-light linear island chandelier and a one-light sconce light. | CHANDELIERS | Angelo | Chandeliers | Distressed Weathered Oak / Slate Grey Metal | DWK/SGM | Steel | Clear Glass | D:4" H:7" |  |  | 9 Medium A19 60w |  | 9 | No | [14 empty] | 0 | [12 empty] | 521.95 | 1043.9 | 1565.85 | D:32 3/4'' H:31'' O:117 1/2'' | 39.6 | 32.75 |  |  | 31 | Center Lock-Up |  |  | 117.5 | [26 empty] | D:5'' H:1 1/4'' Round |  |  |  |  | 240 | Brown | 84 |  |  | 0 | 0 | 0 | 0 | 0 | 0 | 0 | 0 | 0 | 0 | 0 | 014817569643 | 36.5 | 34.5 | 34 | 48.9 | 24.777 | 250 | No | [9 empty] | cETL Damp | ANGELO 9L CHAND DTRS.WTH OAK | 9 - Light Chandelier |  | F31359DWKSGM.jpg | F31359DWKSGM.jpg
F3136/8DWK/SGM | 8 - Light Island Chandelier | Influenced by both rustic and industrial design, the transitional Angelo chandelier collection by Feiss celebrates the beauty of imperfection and the visual impact of mixed materials to create an overall rugged look. The cylindrical Clear Thick Wavy glass shades complement the two-toned finish of Distressed Weathered Oak on the outer structures and a new pitted, richly textured Slated Grey Metal finish on the sloping arms for a rustic but tailored look. Perfect as foyer lighting, living room lighting, or paired over a dining room table, and the largest fixture will be the crowning touch to any great room. The Angelo lighting collection includes a five-light chandelier, six-light chandelier, a nine-light, two-tier chandelier, an eight-light linear island chandelier and a one-light sconce light. | CHANDELIERS | Angelo | Chandeliers | Distressed Weathered Oak / Slate Grey Metal | DWK/SGM | Steel | Clear Glass | D:4" H:7" |  |  | 8 Medium A19 60w |  | 8 | No | [14 empty] | 0 | [11 empty] | 23 | 446.48 | 892.96 | 1339.44 | L:46'' W:16'' H:16 1/2'' O:73 3/4'' | 27.4 |  | 46 | 16 | 16.5 | Center Lock-Up |  |  | 73.75 | 25.75 - 73.75 | [25 empty] | DP:5 1/2'' W:12 3/4'' H:1 1/4'' Rectangular |  |  |  |  | 180 | Black |  |  | Hardwired | 0 | 0 | 0 | 0 | 0 | 0 | 0 | 0 | 0 | 0 | 0 | 014817569650 | 50.5 | 19.25 | 20.25 | 37.5 | 11.392 | 250 | Yes | [9 empty] | cETL Damp | ANGELO 8L ISLAND DTRS.WTH OAK | 8 - Light Island Chandelier |  | F31368DWKSGM.jpg | F31368DWKSGM.jpg
F3137/10DWK/SGM | 10 - Light Chandelier | Influenced by both rustic and industrial design, the transitional Angelo chandelier collection by Feiss celebrates the beauty of imperfection and the visual impact of mixed materials to create an overall rugged look. The cylindrical Clear Thick Wavy glass shades complement the two-toned finish of Distressed Weathered Oak on the outer structures and a new pitted, richly textured Slated Grey Metal finish on the sloping arms for a rustic but tailored look. Perfect as foyer lighting, living room lighting, or paired over a dining room table, and the largest fixture will be the crowning touch to any great room. The Angelo lighting collection includes a five-light chandelier, six-light chandelier, a nine-light, two-tier chandelier, an eight-light linear island chandelier and a one-light sconce light. | CHANDELIERS | Angelo | Chandeliers | Distressed Weathered Oak / Slate Grey Metal | DWK/SGM | Steel | Undefined Glass | D:4" H:7.125" |  |  | 10 Medium A19 60w |  | 10 | No | [14 empty] | 0 |  |  |  |  | Black | [6 empty] | 45 | 711.45 | 1422.9 | 2134.35 | D:48 1/8'' H:41 5/8'' O:107 1/2'' | 36.5 | 48.125 |  |  | 41.625 | Screw Collar - Chain |  |  | 107.5 | [26 empty] | DP:5 1/2'' H:1 1/8'' Round |  |  |  |  | 180 |  | 60 |  | Hardwired | 0 | 0 | 0 | 0 | 0 | 0 | 0 | 0 | 0 | 0 | 0 | 014817597776 | 51.25 | 49.5 | 8 | 42.6 | 11.745 | 250 | No | [9 empty] | cETL Damp | ANGELO 10L WD CHD DWK/SGM | 10 - Light Chandelier |  | F313710DWKSGM.jpg | F313710DWKSGM.jpg
F3140/8DFB/DWH | 8-Light Chandelier | Dominated by eye-catching candle tube embellishments in varying sizes, the Norridge collection has heavily weathered and time-worn finishes which give an organic, yet eclectic vibe. A Distressed Fenceboard finish on the main structure, Distressed White finish on the turned candle tubes, and a Weathered Iron chain all add heavily textured flair to this Medieval-inspired collection. | CHANDELIERS | Norridge | Chandeliers | Distressed Fence Board / Distressed White | DFB/DWH | Steel |  |  |  |  | 8 Candelabra B10 Torpedo 60w |  | 8 | No | [14 empty] | 0 | [12 empty] | 289.45 | 578.9 | 868.35 | D:20'' H:24'' O:91'' | 7.7 | 20 |  |  | 24 | Screw Collar - Chain |  |  | 91 | [26 empty] | D:6'' H:1 1/2'' Round |  |  |  |  | 180 | Clear Silver | 60 |  | Hardwired | 0 | 0 | 0 | 0 | 0 | 0 | 0 | 0 | 0 | 0 | 0 | 014817587654 | 23.38 | 23 | 13 | 14.1 | 4.045 | 250 | Yes | [9 empty] | cETL Damp | 8L NORRIDGE CHAND DFB/DWH | 8L NORRIDGE CHAND DFB/DWH |  | F31408DFBDWH.jpg | F31408DFBDWH.jpg
F3141/20DFB/DWH | 20-Light Chandelier | Dominated by eye-catching candle tube embellishments in varying sizes, the Norridge collection has heavily weathered and time-worn finishes which give an organic, yet eclectic vibe. A Distressed Fenceboard finish on the main structure, Distressed White finish on the turned candle tubes, and a Weathered Iron chain all add heavily textured flair to this Medieval-inspired collection. | CHANDELIERS | Norridge | Chandeliers | Distressed Fence Board / Distressed White | DFB/DWH | Steel |  |  |  |  | 20 Candelabra B10 Torpedo 60w |  | 20 | No | [14 empty] | 0 | [12 empty] | 695.95 | 1391.9 | 2087.85 | D:46 1/2'' H:42 1/8'' O:117 1/2'' | 20.3 | 46.5 |  |  | 42.125 | Screw Collar - Chain |  |  | 117.5 | [26 empty] | D:6'' H:1 1/2'' Round |  |  |  |  | 240 | Clear Silver | 84 |  | Hardwired | 0 | 0 | 0 | 0 | 0 | 0 | 0 | 0 | 0 | 0 | 0 | 014817587661 | 51.25 | 51 | 18.5 | 43.6 | 27.983 | 300 | No | [9 empty] | cETL Damp | 20L NORRIDGE CHAND DFB/DWH | 20L NORRIDGE CHAND DFB/DWH |  | F314120DFBDWH.jpg | F314120DFBDWH.jpg
F3142/15DFB/DWH | 15 - Light Chandelier | Dominated by eye-catching candle tube embellishments in varying sizes, the Norridge collection has heavily weathered and time-worn finishes which give an organic, yet eclectic vibe. A Distressed Fenceboard finish on the main structure, Distressed White finish on the turned candle tubes, and a Weathered Iron chain all add heavily textured flair to this Medieval-inspired collection. | CHANDELIERS | Norridge | Chandeliers | Distressed Fence Board / Distressed White | DFB/DWH | Steel |  |  |  |  | 15 Candelabra B10 Torpedo 60w |  | 15 | No | [14 empty] | 0 | [12 empty] | 434.95 | 869.9 | 1304.85 | D:30'' H:30 3/4'' O:117 1/2'' | 22.5 | 30 |  |  | 30.75 | Center Lock-Up |  |  | 117.5 | [26 empty] | D:6'' H:1 1/2'' Round |  |  |  |  | 240 | Brown | 84 |  | Hardwired | 0 | 0 | 0 | 0 | 0 | 0 | 0 | 0 | 0 | 0 | 0 | 014817569674 | 33.5 | 33.5 | 18.25 | 27.3 | 11.852 | 250 | Yes | [9 empty] | cETL Damp | 15L CHANDELIER | 15 - Light Chandelier |  | F314215DFBDWH.jpg | F314215DFBDWH.jpg
F3143/24DFB/DWH | 24 - Light Chandelier | Dominated by eye-catching candle tube embellishments in varying sizes, the Norridge collection has heavily weathered and time-worn finishes which give an organic, yet eclectic vibe. A Distressed Fenceboard finish on the main structure, Distressed White finish on the turned candle tubes, and a Weathered Iron chain all add heavily textured flair to this Medieval-inspired collection. | CHANDELIERS | Norridge | Chandeliers | Distressed Fence Board / Distressed White | DFB/DWH | Steel |  |  |  |  | 24 Candelabra B10 Torpedo 60w |  | 24 | No | [14 empty] | 0 | [12 empty] | 579.95 | 1159.9 | 1739.85 | D:30'' H:34 1/2'' O:121'' | 34.54 | 30 |  |  | 34.5 | Center Lock-Up |  |  | 121 | [26 empty] | D:6'' H:1 1/2'' Round |  |  |  |  | 240 | Brown | 84 |  | Hardwired | 0 | 0 | 0 | 0 | 0 | 0 | 0 | 0 | 0 | 0 | 0 | 014817569681 | 34 | 34 | 20.75 | 39.4 | 13.881 | 250 | Yes | [9 empty] | cETL Damp | 24L CHANDELIER | 24 - Light Chandelier |  | F314324DFBDWH.jpg | F314324DFBDWH.jpg
F3144/20DFB/DWH | 20-Light Linear Chandelier | Dominated by eye-catching candle tube embellishments in varying sizes, the Norridge collection has heavily weathered and time-worn finishes which give an organic, yet eclectic vibe. A Distressed Fenceboard finish on the main structure, Distressed White finish on the turned candle tubes, and a Weathered Iron chain all add heavily textured flair to this Medieval-inspired collection. | CHANDELIERS | Norridge | Chandeliers | Distressed Fence Board / Distressed White | DFB/DWH | Steel |  |  |  |  | 20 Candelabra B10 Torpedo 60w |  | 20 | No | [14 empty] | 0 | [12 empty] | 566.45 | 1132.9 | 1699.35 | L:48'' W:12'' H:9 1/2'' | 16.5 |  | 48 | 12 | 9.5 | Screw Collar - Chain |  |  |  | 30.625 - 66.625 | [25 empty] | DP:4 3/4'' W:12 5/8'' H:1'' Rectangular |  |  |  |  | 180 | Clear Silver |  |  | Hardwired | 0 | 0 | 0 | 0 | 0 | 0 | 0 | 0 | 0 | 0 | 0 | 014817587678 | 53 | 17 | 13.75 | 26.7 | 7.169 | 250 | Yes | [9 empty] | cETL Damp | 20L NORRIDGE LINEAR DFB/DWH | 20L NORRIDGE LINEAR DFB/DWH |  | F314420DFBDWH.jpg | F314420DFBDWH.jpg
F3145/4NWB | 4 - Light Chandelier | Inspired by classic lanterns, the clean, geometric silhouette of the transitional Finnegan chandelier collection by Feiss features exquisite metal work and marries two new, contrasting finishes. The square tubing of the open frame in a New World Bronze finish is in dramatic contrast to the new Burnished Brass finish of the socket cups, which brighten and bring life to this mixed-material collection. This design will perfectly complement a wide range of décor from urban, eclectic loft spaces to clean, contemporary interpretations of Colonial or nautical décor to rich, European inspired space. This updated take on a classic lantern lighting collection includes a four-light, square chandelier, four-light tall foyer chandelier, seven-light linear chandelier, five-light linear chandelier, one-light mini-pendant light and a one-light wall sconce. The one-light wall sconce is Damp Rated. | CHANDELIERS | Finnegan | Chandeliers | New World Bronze | NWB | Steel |  |  |  |  | 4 Medium A19 60w |  | 4 | No | [14 empty] | 0 | [12 empty] | 202.45 | 404.9 | 607.35 | L:23 1/2'' W:23 1/2'' H:13 1/2'' O:70 3/4'' | 13.64 |  | 23.5 | 23.5 | 13.5 | Center Lock-Up |  |  | 70.75 | 22.75 - 70.75 | [25 empty] | DP:5 1/2'' W:5 1/2'' H:3/4'' Square |  |  |  |  | 180 |  |  |  | Hardwired | 0 | 0 | 0 | 0 | 0 | 0 | 0 | 0 | 0 | 0 | 0 | 014817569698 | 27.5 | 17.5 | 8 | 12.4 | 2.228 | 175 | Yes | [9 empty] | cETL Damp | 4L CHANDELIER LANTERN | 4 - Light Chandelier |  | F31454NWB.jpg | F31454NWB.jpg
F3146/4NWB | 4 - Light Chandelier | Inspired by classic lanterns, the clean, geometric silhouette of the transitional Finnegan chandelier collection by Feiss features exquisite metal work and marries two new, contrasting finishes. The square tubing of the open frame in a New World Bronze finish is in dramatic contrast to the new Burnished Brass finish of the socket cups, which brighten and bring life to this mixed-material collection. This design will perfectly complement a wide range of décor from urban, eclectic loft spaces to clean, contemporary interpretations of Colonial or nautical décor to rich, European inspired space. This updated take on a classic lantern lighting collection includes a four-light, square chandelier, four-light tall foyer chandelier, seven-light linear chandelier, five-light linear chandelier, one-light mini-pendant light and a one-light wall sconce. The one-light wall sconce is Damp Rated. | CHANDELIERS | Finnegan | Chandeliers | New World Bronze | NWB | Steel |  |  |  |  | 4 Medium A19 60w |  | 4 | No | [14 empty] | 0 | [12 empty] | 231.45 | 462.9 | 694.35 | L:21'' W:21'' H:27'' O:84 1/4'' | 9.9 |  | 21 | 21 | 27 | Center Lock-Up |  |  | 84.25 | 36.25 - 84.25 | [25 empty] | DP:5 1/2'' W:5 1/2'' H:3/4'' Square |  |  |  |  | 180 |  |  |  | Hardwired | 0 | 0 | 0 | 0 | 0 | 0 | 0 | 0 | 0 | 0 | 0 | 014817569704 | 32.25 | 24.5 | 9.25 | 16.5 | 4.23 | 250 | Yes | [9 empty] | cETL Damp | 4L CHANDELIER TALL LANTERN | 4 - Light Chandelier |  | F31464NWB.jpg | F31464NWB.jpg
F3147/5NWB | 5 - Light Island Chandelier | Inspired by classic lanterns, the clean, geometric silhouette of the transitional Finnegan chandelier collection by Feiss features exquisite metal work and marries two new, contrasting finishes. The square tubing of the open frame in a New World Bronze finish is in dramatic contrast to the new Burnished Brass finish of the socket cups, which brighten and bring life to this mixed-material collection. This design will perfectly complement a wide range of décor from urban, eclectic loft spaces to clean, contemporary interpretations of Colonial or nautical décor to rich, European inspired space. This updated take on a classic lantern lighting collection includes a four-light, square chandelier, four-light tall foyer chandelier, seven-light linear chandelier, five-light linear chandelier, one-light mini-pendant light and a one-light wall sconce. The one-light wall sconce is Damp Rated. | CHANDELIERS | Finnegan | Chandeliers | New World Bronze | NWB | Steel |  |  |  |  | 5 Medium A19 60w |  | 5 | No | [14 empty] | 0 | [12 empty] | 282.95 | 565.9 | 848.85 | L:40'' W:12'' H:13 3/4'' O:71'' | 14.3 |  | 40 | 12 | 13.75 | Screw(s) |  |  | 71 | 23 - 71 | [25 empty] | DP:5'' W:15'' H:1'' Rectangular |  |  |  |  | 240 |  |  |  | Hardwired | 0 | 0 | 0 | 0 | 0 | 0 | 0 | 0 | 0 | 0 | 0 | 014817569728 | 45 | 19.75 | 16.5 | 28.7 | 8.486 | 250 | Yes | [9 empty] | cETL Damp | 5L ISLAND CHANDELIER | 5 - Light Island Chandelier |  | F31475NWB.jpg | F31475NWB.jpg
F3148/7NWB | 7 - Light Island Chandelier | Inspired by classic lanterns, the clean, geometric silhouette of the transitional Finnegan chandelier collection by Feiss features exquisite metal work and marries two new, contrasting finishes. The square tubing of the open frame in a New World Bronze finish is in dramatic contrast to the new Burnished Brass finish of the socket cups, which brighten and bring life to this mixed-material collection. This design will perfectly complement a wide range of décor from urban, eclectic loft spaces to clean, contemporary interpretations of Colonial or nautical décor to rich, European inspired space. This updated take on a classic lantern lighting collection includes a four-light, square chandelier, four-light tall foyer chandelier, seven-light linear chandelier, five-light linear chandelier, one-light mini-pendant light and a one-light wall sconce. The one-light wall sconce is Damp Rated. | CHANDELIERS | Finnegan | Chandeliers | New World Bronze | NWB | Steel |  |  |  |  | 7 Medium A19 60w |  | 7 | No | [14 empty] | 0 | [12 empty] | 396.45 | 792.9 | 1189.35 | L:60'' W:12'' H:13 3/4'' O:71'' | 17.16 |  | 60 | 12 | 13.75 | Screw(s) |  |  | 71 | 23 - 71 | [25 empty] | DP:5'' W:15'' H:1'' Rectangular |  |  |  |  | 240 |  |  |  | Hardwired | 0 | 0 | 0 | 0 | 0 | 0 | 0 | 0 | 0 | 0 | 0 | 014817569735 | 65.25 | 20 | 16.5 | 38.9 | 12.461 | 250 | Yes | [9 empty] | cETL Damp | 7L ISLAND CHANDELIER | 7 - Light Island Chandelier |  | F31487NWB.jpg | F31487NWB.jpg
F3149/4CH | 4 - Light Pendant | The transitional Conant lantern pendant collection by Feiss is highly structured and infinitely inviting, and the crisp architectural lines of these open lanterns are richly warmed by a new Gilded Satin Brass finish or modernized with a bright Chrome finish. Intricate square details at the base of each floating candle tube exemplify the artistry and skill required to create these majestic lighting fixtures. The open frames (no glass panels) give the lantern silhouettes an airy, updated look and will look perfect paired over an island as kitchen lighting, dining room lighting or in a bedroom paired with the complementary wall sconces. The Conant lantern pendant collection includes a four-light small lantern pendant, four-light medium lantern pendant, four-light large lantern pendant, eight-light linear island fixture and a one-light wall sconce. The one-light wall sconce is Damp Rated. | LINE VOLTAGE PENDANT | Conant | Pendants | Chrome | CH | Steel |  |  |  |  | 4 Candelabra B10 Torpedo 60w |  | 4 | No | [14 empty] | 0 | [12 empty] | 190.45 | 380.9 | 571.35 | L:13'' W:13'' H:18'' O:75'' | 8.84 |  | 13 | 13 | 18 | Center Lock-Up |  |  | 75 | 27 - 75 | [25 empty] | DP:5'' W:5'' H:3/4'' Square |  |  |  |  | 180 |  |  |  | Hardwired | 0 | 0 | 0 | 0 | 0 | 0 | 0 | 0 | 0 | 0 | 0 | 014817569872 | 21.25 | 16 | 15.75 | 11.2 | 3.099 | 250 | Yes | [9 empty] | cETL Damp | CONANT 4L PENDANT CH | 4 - Light Pendant |  | F31494CH.jpg | F31494CH.jpg
F3149/4GSB | 4 - Light Pendant | The transitional Conant lantern pendant collection by Feiss is highly structured and infinitely inviting, and the crisp architectural lines of these open lanterns are richly warmed by a new Gilded Satin Brass finish or modernized with a bright Chrome finish. Intricate square details at the base of each floating candle tube exemplify the artistry and skill required to create these majestic lighting fixtures. The open frames (no glass panels) give the lantern silhouettes an airy, updated look and will look perfect paired over an island as kitchen lighting, dining room lighting or in a bedroom paired with the complementary wall sconces. The Conant lantern pendant collection includes a four-light small lantern pendant, four-light medium lantern pendant, four-light large lantern pendant, eight-light linear island fixture and a one-light wall sconce. The one-light wall sconce is Damp Rated. | LINE VOLTAGE PENDANT | Conant | Pendants | Gilded Satin Brass | GSB | Steel |  |  |  |  | 4 Candelabra B10 Torpedo 60w |  | 4 | No | [14 empty] | 0 | [12 empty] | 190.45 | 380.9 | 571.35 | L:13'' W:13'' H:18'' O:75'' | 8.84 |  | 13 | 13 | 18 | Center Lock-Up |  |  | 75 | 27 - 75 | [25 empty] | DP:5'' W:5'' H:3/4'' Square |  |  |  |  | 180 |  |  |  | Hardwired | 0 | 0 | 0 | 0 | 0 | 0 | 0 | 0 | 0 | 0 | 0 | 014817569926 | 15.75 | 16 | 21.25 | 11.15 | 3.099 | 250 | Yes | [9 empty] | cETL Damp | CONANT 4L PENDANT GLD STN BRSS | 4 - Light Pendant |  | F31494GSB.jpg | F31494GSB.jpg
F3150/4CH | 4 - Light Chandelier | The transitional Conant lantern pendant collection by Feiss is highly structured and infinitely inviting, and the crisp architectural lines of these open lanterns are richly warmed by a new Gilded Satin Brass finish or modernized with a bright Chrome finish. Intricate square details at the base of each floating candle tube exemplify the artistry and skill required to create these majestic lighting fixtures. The open frames (no glass panels) give the lantern silhouettes an airy, updated look and will look perfect paired over an island as kitchen lighting, dining room lighting or in a bedroom paired with the complementary wall sconces. The Conant lantern pendant collection includes a four-light small lantern pendant, four-light medium lantern pendant, four-light large lantern pendant, eight-light linear island fixture and a one-light wall sconce. The one-light wall sconce is Damp Rated. | CHANDELIERS | Conant | Pendants | Chrome | CH | Steel |  |  |  |  | 4 Candelabra B10 Torpedo 60w |  | 4 | No | [14 empty] | 0 | [12 empty] | 230.45 | 460.9 | 691.35 | L:18'' W:18'' H:19'' O:76'' | 9.9 |  | 18 | 18 | 19 | Center Lock-Up |  |  | 76 | 28 - 76 | [25 empty] | DP:5'' W:5'' H:3/4'' Square |  |  |  |  | 180 |  |  |  | Hardwired | 0 | 0 | 0 | 0 | 0 | 0 | 0 | 0 | 0 | 0 | 0 | 014817569889 | 20.5 | 19.75 | 11 | 16.1 | 2.577 | 125 | Yes | [9 empty] | cETL Damp | CONANT 4L SMALL CH | 4 - Light Chandelier |  | F31504CH.jpg | F31504CH.jpg
F3150/4GSB | 4 - Light Chandelier | The transitional Conant lantern pendant collection by Feiss is highly structured and infinitely inviting, and the crisp architectural lines of these open lanterns are richly warmed by a new Gilded Satin Brass finish or modernized with a bright Chrome finish. Intricate square details at the base of each floating candle tube exemplify the artistry and skill required to create these majestic lighting fixtures. The open frames (no glass panels) give the lantern silhouettes an airy, updated look and will look perfect paired over an island as kitchen lighting, dining room lighting or in a bedroom paired with the complementary wall sconces. The Conant lantern pendant collection includes a four-light small lantern pendant, four-light medium lantern pendant, four-light large lantern pendant, eight-light linear island fixture and a one-light wall sconce. The one-light wall sconce is Damp Rated. | CHANDELIERS | Conant | Pendants | Gilded Satin Brass | GSB | Steel |  |  |  |  | 4 Candelabra B10 Torpedo 60w |  | 4 | No | [14 empty] | 0 | [12 empty] | 230.45 | 460.9 | 691.35 | L:18'' W:18'' H:19'' O:76'' | 9.9 |  | 18 | 18 | 19 | Center Lock-Up |  |  | 76 | 28 - 76 | [25 empty] | DP:5'' W:5'' H:3/4'' Square |  |  |  |  | 180 |  |  |  | Hardwired | 0 | 0 | 0 | 0 | 0 | 0 | 0 | 0 | 0 | 0 | 0 | 014817569933 | 22.5 | 21.25 | 21 | 14.6 | 5.811 | 250 | Yes | [9 empty] | cETL Damp | CONANT 4L SMALL GLD STN BRSS | 4 - Light Chandelier |  | F31504GSB.jpg | F31504GSB.jpg
F3151/4CH | 4 - Light Chandelier | The transitional Conant lantern pendant collection by Feiss is highly structured and infinitely inviting, and the crisp architectural lines of these open lanterns are richly warmed by a new Gilded Satin Brass finish or modernized with a bright Chrome finish. Intricate square details at the base of each floating candle tube exemplify the artistry and skill required to create these majestic lighting fixtures. The open frames (no glass panels) give the lantern silhouettes an airy, updated look and will look perfect paired over an island as kitchen lighting, dining room lighting or in a bedroom paired with the complementary wall sconces. The Conant lantern pendant collection includes a four-light small lantern pendant, four-light medium lantern pendant, four-light large lantern pendant, eight-light linear island fixture and a one-light wall sconce. The one-light wall sconce is Damp Rated. | CHANDELIERS | Conant | Pendants | Chrome | CH | Steel |  |  |  |  | 4 Candelabra B10 Torpedo 60w |  | 4 | No | [14 empty] | 0 | [12 empty] | 288.45 | 576.9 | 865.35 | L:23'' W:23'' H:24'' O:81'' | 12.39 |  | 23 | 23 | 24 | Center Lock-Up |  |  | 81 | 33 - 81 | [25 empty] | DP:5'' W:5'' H:3/4'' Square |  |  |  |  | 180 |  |  |  | Hardwired | 0 | 0 | 0 | 0 | 0 | 0 | 0 | 0 | 0 | 0 | 0 | 014817569858 | 27.5 | 25.75 | 25.25 | 18.7 | 10.347 | 300 | Yes | [9 empty] | cETL Damp | CONANT 4L CHAND CH | 4 - Light Chandelier |  | F31514CH.jpg | F31514CH.jpg
F3151/4GSB | 4 - Light Chandelier | The transitional Conant lantern pendant collection by Feiss is highly structured and infinitely inviting, and the crisp architectural lines of these open lanterns are richly warmed by a new Gilded Satin Brass finish or modernized with a bright Chrome finish. Intricate square details at the base of each floating candle tube exemplify the artistry and skill required to create these majestic lighting fixtures. The open frames (no glass panels) give the lantern silhouettes an airy, updated look and will look perfect paired over an island as kitchen lighting, dining room lighting or in a bedroom paired with the complementary wall sconces. The Conant lantern pendant collection includes a four-light small lantern pendant, four-light medium lantern pendant, four-light large lantern pendant, eight-light linear island fixture and a one-light wall sconce. The one-light wall sconce is Damp Rated. | CHANDELIERS | Conant | Pendants | Gilded Satin Brass | GSB | Steel |  |  |  |  | 4 Candelabra B10 Torpedo 60w |  | 4 | No | [14 empty] | 0 | [12 empty] | 288.45 | 576.9 | 865.35 | L:23'' W:23'' H:24'' O:81'' | 12.39 |  | 23 | 23 | 24 | Center Lock-Up |  |  | 81 | 33 - 81 | [25 empty] | DP:5'' W:5'' H:3/4'' Square |  |  |  |  | 180 |  |  |  | Hardwired | 0 | 0 | 0 | 0 | 0 | 0 | 0 | 0 | 0 | 0 | 0 | 014817569902 | 28 | 26 | 26 | 18.5 | 10.954 | 300 | Yes | [9 empty] | cETL Damp | CONANT 4L CHAND GLD STN BRSS | 4 - Light Chandelier |  | F31514GSB.jpg | F31514GSB.jpg
F3152/8CH | 8 - Light Island Chandelier | The transitional Conant lantern pendant collection by Feiss is highly structured and infinitely inviting, and the crisp architectural lines of these open lanterns are richly warmed by a new Gilded Satin Brass finish or modernized with a bright Chrome finish. Intricate square details at the base of each floating candle tube exemplify the artistry and skill required to create these majestic lighting fixtures. The open frames (no glass panels) give the lantern silhouettes an airy, updated look and will look perfect paired over an island as kitchen lighting, dining room lighting or in a bedroom paired with the complementary wall sconces. The Conant lantern pendant collection includes a four-light small lantern pendant, four-light medium lantern pendant, four-light large lantern pendant, eight-light linear island fixture and a one-light wall sconce. The one-light wall sconce is Damp Rated. | CHANDELIERS | Conant | Chandeliers | Chrome | CH | Steel |  |  |  |  | 8 Candelabra B10 Torpedo 60w |  | 8 | No | [14 empty] | 0 | [12 empty] | 424.95 | 849.9 | 1274.85 | L:48'' W:12 1/2'' H:16'' O:73'' | 20.15 |  | 48 | 12.5 | 16 | Center Lock-Up |  |  | 73 | 25 - 73 | [25 empty] | DP:4 1/2'' W:21'' H:3/4'' Rectangular |  |  |  |  | 180 |  |  |  | Hardwired | 0 | 0 | 0 | 0 | 0 | 0 | 0 | 0 | 0 | 0 | 0 | 014817569896 | 49.25 | 12.5 | 18 | 29.8 | 6.413 | 175 | Yes | [9 empty] | cETL Damp | CONANT 8L ISLAND CH | 8 - Light Island Chandelier |  | F31528CH.jpg | F31528CH.jpg
F3152/8GSB | 8 - Light Island Chandelier | The transitional Conant lantern pendant collection by Feiss is highly structured and infinitely inviting, and the crisp architectural lines of these open lanterns are richly warmed by a new Gilded Satin Brass finish or modernized with a bright Chrome finish. Intricate square details at the base of each floating candle tube exemplify the artistry and skill required to create these majestic lighting fixtures. The open frames (no glass panels) give the lantern silhouettes an airy, updated look and will look perfect paired over an island as kitchen lighting, dining room lighting or in a bedroom paired with the complementary wall sconces. The Conant lantern pendant collection includes a four-light small lantern pendant, four-light medium lantern pendant, four-light large lantern pendant, eight-light linear island fixture and a one-light wall sconce. The one-light wall sconce is Damp Rated. | CHANDELIERS | Conant | Chandeliers | Gilded Satin Brass | GSB | Steel |  |  |  |  | 8 Candelabra B10 Torpedo 60w |  | 8 | No | [14 empty] | 0 | [12 empty] | 424.95 | 849.9 | 1274.85 | L:48'' W:12 1/2'' H:16'' O:73'' | 20.15 |  | 48 | 12.5 | 16 | Center Lock-Up |  |  | 73 | 25 - 73 | [25 empty] | DP:4 1/2'' W:21'' H:3/4'' Rectangular |  |  |  |  | 180 |  |  |  | Hardwired | 0 | 0 | 0 | 0 | 0 | 0 | 0 | 0 | 0 | 0 | 0 | 014817569940 | 51 | 20 | 16.75 | 24.6 | 9.887 | 250 | Yes | [9 empty] | cETL Damp | CONANT 8L ISLAND GLD STN BRSS | 8 - Light Island Chandelier |  | F31528GSB.jpg | F31528GSB.jpg
F3154/3BBS | 3 - Light Pendant | The Lawler pendant collection by Feiss captures the cozy charm of the classic bell and orb pendant silhouettes seen throughout history and versatile enough to complement a foyer, living room, dining room, bedroom, or kitchen. The candelabra lamping suspends from the center, and appears floating within the Clear glass shade. The grand scale (the Bell pendant is 19” high and the Orb pendant is 16” high), plus Chrome hardware and a delicate ring embellishment all serve to update the designs making them modern classics. Installed individually, in pairs or in clusters, the Lawler pendants add warmth and charm to any traditional setting. | CHANDELIERS | Lawler | Pendants | Burnished Brass | BBS | Steel | Clear Glass | D:14.75" H:15.5" |  |  | 3 Candelabra B10 Torpedo 60w |  | 3 | No | [14 empty] | 0 | [12 empty] | 170.95 | 341.9 | 512.85 | D:14 3/4'' H:19'' O:81'' | 10.56 | 14.75 |  |  | 19 | Center Lock-Up |  |  | 81 | [26 empty] | D:5'' H:1'' Round |  |  |  |  | 180 | Clear | 60 |  | Hardwired | 0 | 0 | 0 | 0 | 0 | 0 | 0 | 0 | 0 | 0 | 0 | 014817574463 | 20.5 | 20.25 | 19.25 | 13.8 | 4.625 | 250 | Yes | [9 empty] | cETL Damp | LAWLER 3L PEND BRNSH BRSS | 3 - Light Pendant |  | F31543BBS.jpg | F31543BBS.jpg
F3154/3CH | 3 - Light Pendant | The Lawler pendant collection by Feiss captures the cozy charm of the classic bell and orb pendant silhouettes seen throughout history and versatile enough to complement a foyer, living room, dining room, bedroom, or kitchen. The candelabra lamping suspends from the center, and appears floating within the Clear glass shade. The grand scale (the Bell pendant is 19” high and the Orb pendant is 16” high), plus Chrome hardware and a delicate ring embellishment all serve to update the designs making them modern classics. Installed individually, in pairs or in clusters, the Lawler pendants add warmth and charm to any traditional setting. | CHANDELIERS | Lawler | Pendants | Chrome | CH | Steel | Clear Glass | D:14.75" H:15.5" |  |  | 3 Candelabra B10 Torpedo 60w |  | 3 | No | [14 empty] | 0 | [12 empty] | 170.95 | 341.9 | 512.85 | D:14 3/4'' H:19'' O:81'' | 10.56 | 14.75 |  |  | 19 | Center Lock-Up |  |  | 81 | [26 empty] | D:5'' H:1'' Round |  |  |  |  | 180 | Clear | 60 |  | Hardwired | 0 | 0 | 0 | 0 | 0 | 0 | 0 | 0 | 0 | 0 | 0 | 014817569995 | 20.5 | 20.25 | 19.25 | 14.7 | 4.625 | 250 | Yes | [9 empty] | cETL Damp | 3L BELL PENDANT | 3 - Light Pendant |  | F31543CH.jpg | F31543CH.jpg
F3154/3SN | 3 - Light Pendant | The Lawler pendant collection by Feiss captures the cozy charm of the classic bell and orb pendant silhouettes seen throughout history and versatile enough to complement a foyer, living room, dining room, bedroom, or kitchen. The candelabra lamping suspends from the center, and appears floating within the Clear glass shade. The grand scale (the Bell pendant is 19” high and the Orb pendant is 16” high), plus Chrome hardware and a delicate ring embellishment all serve to update the designs making them modern classics. Installed individually, in pairs or in clusters, the Lawler pendants add warmth and charm to any traditional setting. | CHANDELIERS | Lawler | Pendants | Satin Nickel | SN | Steel | Clear Glass | D:14.75" H:15.5" |  |  | 3 Candelabra B10 Torpedo 60w |  | 3 | No | [14 empty] | 0 | [12 empty] | 170.95 | 341.9 | 512.85 | D:14 3/4'' H:19'' O:81'' | 10.56 | 14.75 |  |  | 19 | Center Lock-Up |  |  | 81 | [26 empty] | D:5'' H:1'' Round |  |  |  |  | 180 | Clear | 60 |  | Hardwired | 0 | 0 | 0 | 0 | 0 | 0 | 0 | 0 | 0 | 0 | 0 | 014817574456 | 20.5 | 19.5 | 20 | 14.3 | 4.627 | 250 | Yes | [9 empty] | cETL Damp | LAWLER 3L PEND STN NKL | 3 - Light Pendant |  | F31543SN.jpg | F31543SN.jpg
F3155/3BBS | 3 - Light Pendant | The Lawler pendant collection by Feiss captures the cozy charm of the classic bell and orb pendant silhouettes seen throughout history and versatile enough to complement a foyer, living room, dining room, bedroom, or kitchen. The candelabra lamping suspends from the center, and appears floating within the Clear glass shade. The grand scale (the Bell pendant is 19” high and the Orb pendant is 16” high), plus Chrome hardware and a delicate ring embellishment all serve to update the designs making them modern classics. Installed individually, in pairs or in clusters, the Lawler pendants add warmth and charm to any traditional setting. | CHANDELIERS | Lawler | Pendants | Burnished Brass | BBS | Steel | Clear Glass | D:16" H:13.5" |  |  | 3 Candelabra B10 Torpedo 60w |  | 3 | No | [14 empty] | 0 | [12 empty] | 174.98 | 349.96 | 524.94 | D:16'' H:16 3/4'' O:79'' | 9.46 | 16 |  |  | 16.75 | Center Lock-Up |  |  | 79 | [26 empty] | D:5'' H:1'' Round |  |  |  |  | 180 | Clear Silver | 60 |  | Hardwired | 0 | 0 | 0 | 0 | 0 | 0 | 0 | 0 | 0 | 0 | 0 | 014817574487 | 20.5 | 20 | 18.75 | 13.6 | 4.449 | 250 | Yes | [9 empty] | cETL Damp | LAWLER 3L PEND BRNSH BRSS | 3 - Light Pendant |  | F31553BBS.jpg | F31553BBS.jpg
F3155/3CH | 3 - Light Pendant | The Lawler pendant collection by Feiss captures the cozy charm of the classic bell and orb pendant silhouettes seen throughout history and versatile enough to complement a foyer, living room, dining room, bedroom, or kitchen. The candelabra lamping suspends from the center, and appears floating within the Clear glass shade. The grand scale (the Bell pendant is 19” high and the Orb pendant is 16” high), plus Chrome hardware and a delicate ring embellishment all serve to update the designs making them modern classics. Installed individually, in pairs or in clusters, the Lawler pendants add warmth and charm to any traditional setting. | CHANDELIERS | Lawler | Pendants | Chrome | CH | Steel | Clear Glass | D:16" H:13.5" |  |  | 3 Candelabra B10 Torpedo 60w |  | 3 | No | [14 empty] | 0 | [12 empty] | 170.95 | 341.9 | 512.85 | D:16'' H:16 3/4'' O:79'' | 9.46 | 16 |  |  | 16.75 | Center Lock-Up |  |  | 79 | [26 empty] | D:5'' H:1'' Round |  |  |  |  | 180 | Clear Silver | 60 |  | Hardwired | 0 | 0 | 0 | 0 | 0 | 0 | 0 | 0 | 0 | 0 | 0 | 014817570007 | 20 | 20 | 18 | 15.2 | 4.167 | 250 | Yes | [9 empty] | cETL Damp | 3L ROUND PENDANT | 3 - Light Pendant |  | F31553CH.jpg | F31553CH.jpg
F3155/3SN | 3 - Light Pendant | The Lawler pendant collection by Feiss captures the cozy charm of the classic bell and orb pendant silhouettes seen throughout history and versatile enough to complement a foyer, living room, dining room, bedroom, or kitchen. The candelabra lamping suspends from the center, and appears floating within the Clear glass shade. The grand scale (the Bell pendant is 19” high and the Orb pendant is 16” high), plus Chrome hardware and a delicate ring embellishment all serve to update the designs making them modern classics. Installed individually, in pairs or in clusters, the Lawler pendants add warmth and charm to any traditional setting. | CHANDELIERS | Lawler | Pendants | Satin Nickel | SN | Steel | Clear Glass | D:16" H:13.5" |  |  | 3 Candelabra B10 Torpedo 60w |  | 3 | No | [14 empty] | 0 | [12 empty] | 174.98 | 349.96 | 524.94 | D:16'' H:16 3/4'' O:79'' | 9.46 | 16 |  |  | 16.75 | Center Lock-Up |  |  | 79 | [26 empty] | D:5'' H:1'' Round |  |  |  |  | 180 | Clear Silver | 60 |  | Hardwired | 0 | 0 | 0 | 0 | 0 | 0 | 0 | 0 | 0 | 0 | 0 | 014817574470 | 20.5 | 20 | 18.75 | 13.8 | 4.449 | 250 | Yes | [9 empty] | cETL Damp | LAWLER 3L PEND STN NKL | 3 - Light Pendant |  | F31553SN.jpg | F31553SN.jpg
F3158/3SGM | 3 - Light Island Chandelier | The Lennex collection by Feiss is a throwback to the Industrial Revolution, featuring open metal cages, exposed lamping and gooseneck detailing that resemble true vintage warehouse fixtures. Real gas piping secures the pitted, rugged sand-cast shades, which are produced in a new Slated Grey Metal finish. Designers are selecting this industrial look to complement a wide array of décor from traditional spaces to urban loft to chic, European-inspired eclectic rooms. The indoor/outdoor wall sconces are a sharp architectural accent whether flanking a front door, garage or pool house. The industrial-inspired Lennex collection offers a three-light chandelier, two-light island chandelier, three-light island chandelier, six-light island chandelier, one-light mini-pendant, a medium one-light indoor/outdoor wall lantern, and a large one-light indoor/outdoor wall lantern. Both one-light wall lanterns are designed to be used indoors or out and are Wet Rated for outdoor use. | CHANDELIERS | Lennex | Chandeliers | Slate Grey Metal | SGM | Steel |  |  |  |  | 3 Medium A19 60w |  | 3 | No | [14 empty] | 0 | [12 empty] | 282.95 | 565.9 | 848.85 | L:48'' W:12'' H:12'' O:69 1/4'' | 19.3 |  | 48 | 12 | 12 | Center Lock-Up |  |  | 69.25 | 21.25 - 69.25 | [25 empty] | DP:6 1/4'' W:12'' H:1'' Rectangular |  |  |  |  | 240 |  |  |  | Hardwired | 0 | 0 | 0 | 0 | 0 | 0 | 0 | 0 | 0 | 0 | 0 | 014817570076 | 51.75 | 16 | 13 | 25.3 | 6.229 | 175 | Yes | [9 empty] | cETL Damp | 3L ISLAND CHANDELIER | 3 - Light Island Chandelier |  | F31583SGM.jpg | F31583SGM.jpg
F3168/3CH | 3 - Light Chandelier | Loras is a contemporary take on historic, industrial designs. The transitional chandeliers feature multiple corded pendants beautifully suspended on either a Dark Weathered Iron or Chrome-finished frame. Clear Seeded glass shades on black fabric cords add dimension and charm to this vintage-inspired silhouette. | CHANDELIERS | Loras | Chandeliers | Chrome | CH | Steel | Clear Seeded Glass | D:5.75" H:10" |  |  | 3 Medium A19 60w |  | 3 | No | [14 empty] | 0 | [12 empty] | 161.95 | 323.9 | 485.85 | D:18 7/8'' H:31 1/8'' O:97 7/8'' | 12 | 18.875 |  |  | 31.125 | Center Lock-Up |  |  | 97.875 | [26 empty] | D:5'' H:1 1/8'' Round |  |  |  |  | 180 | Clear Silver | 60 |  | Hardwired | 0 | 0 | 0 | 0 | 0 | 0 | 0 | 0 | 0 | 0 | 0 | 014817579604 | 17 | 16.8 | 16.75 | 14.2 | 2.768 | 175 | Yes | [9 empty] | cETL Damp | LORAS 3L CHANDELIER CH | 3 - Light Chandelier |  | F31683CH.jpg | F31683CH.jpg
F3168/3DWI | 3 - Light Chandelier | Loras is a contemporary take on historic, industrial designs. The transitional chandeliers feature multiple corded pendants beautifully suspended on either a Dark Weathered Iron or Chrome-finished frame. Clear Seeded glass shades on black fabric cords add dimension and charm to this vintage-inspired silhouette. | CHANDELIERS | Loras | Chandeliers | Dark Weathered Iron | DWI | Steel | Clear Seeded Glass | D:5.75" H:10" |  |  | 3 Medium A19 60w |  | 3 | No | [14 empty] | 0 | [12 empty] | 161.95 | 323.9 | 485.85 | D:18 7/8'' H:31 1/8'' O:97 7/8'' | 12 | 18.875 |  |  | 31.125 | Center Lock-Up |  |  | 97.875 | [26 empty] | D:5'' H:1 1/8'' Round |  |  |  |  | 180 | Brown | 60 |  | Hardwired | 0 | 0 | 0 | 0 | 0 | 0 | 0 | 0 | 0 | 0 | 0 | 014817570137 | 18 | 18.25 | 17.75 | 15 | 3.374 | 175 | Yes | [8 empty] | ETL Damp |  | LORAS 3L CHANDELIER DWI | 3 - Light Chandelier |  | F31683DWI.jpg | F31683DWI.jpg
F3169/5CH | 5 - Light Chandelier | Loras is a contemporary take on historic, industrial designs. The transitional chandeliers feature multiple corded pendants beautifully suspended on either a Dark Weathered Iron or Chrome-finished frame. Clear Seeded glass shades on black fabric cords add dimension and charm to this vintage-inspired silhouette. | CHANDELIERS | Loras | Chandeliers | Chrome | CH | Steel | Clear Seeded Glass | D:5.75" H:10" |  |  | 5 Medium A19 60w |  | 5 | No | [14 empty] | 0 | [12 empty] | 231.45 | 462.9 | 694.35 | D:28 5/8'' H:35'' O:101 3/4'' | 17 | 28.625 |  |  | 35 | Center Lock-Up |  |  | 101.75 | [26 empty] | D:5'' H:1 1/8'' Round |  |  |  |  | 180 | Clear Silver | 60 |  | Hardwired | 0 | 0 | 0 | 0 | 0 | 0 | 0 | 0 | 0 | 0 | 0 | 014817579598 | 26.8 | 26.8 | 13.75 | 23.4 | 5.715 | 175 | Yes | [9 empty] | cETL Damp | LORAS 5L CHANDELIER CH | 5 - Light Chandelier |  | F31695CH.jpg | F31695CH.jpg
F3169/5DWI | 5 - Light Chandelier | Loras is a contemporary take on historic, industrial designs. The transitional chandeliers feature multiple corded pendants beautifully suspended on either a Dark Weathered Iron or Chrome-finished frame. Clear Seeded glass shades on black fabric cords add dimension and charm to this vintage-inspired silhouette. | CHANDELIERS | Loras | Chandeliers | Dark Weathered Iron | DWI | Steel | Clear Seeded Glass | D:5.75" H:10" |  |  | 5 Medium A19 60w |  | 5 | No | [14 empty] | 0 | [12 empty] | 234.98 | 469.96 | 704.94 | D:28 5/8'' H:35'' O:101 3/4'' | 17 | 28.625 |  |  | 35 | Center Lock-Up |  |  | 101.75 | [26 empty] | D:5'' H:1 1/8'' Round |  |  |  |  | 180 | Brown | 60 |  | Hardwired | 0 | 0 | 0 | 0 | 0 | 0 | 0 | 0 | 0 | 0 | 0 | 014817570120 | 28 | 27.75 | 13 | 23.7 | 5.845 | 175 | Yes | [9 empty] | cETL Damp | LORAS 5L CHANDELIER DWI | 5 - Light Chandelier |  | F31695DWI.jpg | F31695DWI.jpg
F3170/6CH | 6 - Light Chandelier | Loras is a contemporary take on historic, industrial designs. The transitional chandeliers feature multiple corded pendants beautifully suspended on either a Dark Weathered Iron or Chrome-finished frame. Clear Seeded glass shades on black fabric cords add dimension and charm to this vintage-inspired silhouette. | CHANDELIERS | Loras | Chandeliers | Chrome | CH | Steel | Clear Seeded Glass | D:5.75" H:10" |  |  | 6 Medium A19 60w |  | 6 | No | [14 empty] | 0 | [12 empty] | 347.45 | 694.9 | 1042.35 | D:37 1/8'' H:37 1/8'' O:103 7/8'' | 22 | 37.125 |  |  | 37.125 | Center Lock-Up |  |  | 103.875 | [26 empty] | D:5'' H:1 1/8'' Round |  |  |  |  | 180 | Clear Silver | 60 |  | Hardwired | 0 | 0 | 0 | 0 | 0 | 0 | 0 | 0 | 0 | 0 | 0 | 014817579581 | 35.5 | 35.25 | 12 | 33.3 | 8.69 | 250 | Yes | [9 empty] | cETL Damp | LORAS 6L CHANDELIER CH | 6 - Light Chandelier |  | F31706CH.jpg | F31706CH.jpg
F3170/6DWI | 6 - Light Chandelier | Loras is a contemporary take on historic, industrial designs. The transitional chandeliers feature multiple corded pendants beautifully suspended on either a Dark Weathered Iron or Chrome-finished frame. Clear Seeded glass shades on black fabric cords add dimension and charm to this vintage-inspired silhouette. | CHANDELIERS | Loras | Chandeliers | Dark Weathered Iron | DWI | Steel | Clear Seeded Glass | D:5.75" H:10" |  |  | 6 Medium A19 60w |  | 6 | No | [14 empty] | 0 | [12 empty] | 347.45 | 694.9 | 1042.35 | D:37 1/8'' H:37 1/8'' O:103 7/8'' | 22 | 37.125 |  |  | 37.125 | Center Lock-Up |  |  | 103.875 | [26 empty] | D:5'' H:1 1/8'' Round |  |  |  |  | 180 | Brown | 60 |  | Hardwired | 0 | 0 | 0 | 0 | 0 | 0 | 0 | 0 | 0 | 0 | 0 | 014817570113 | 36 | 36.25 | 13 | 32.2 | 9.818 | 250 | Yes | [9 empty] | cETL Damp | LORAS 6L CHANDELIER DWI | 6 - Light Chandelier |  | F31706DWI.jpg | F31706DWI.jpg
F3171/4DSGL | 4 - Light Chandelier | The streamlined, geometric lantern silhouettes of the Marquelle collection from Feiss are updated with contemporary flair and offered in two distinctly different finish styles. A rustic, industrial aesthetic is achieved with the dark, textured Weathered Iron finish designed to be ideal in more updated urban, industrial inspired décor, and a time-worn, chic style for more eclectic and contemporary European décor is created with a new, gilded Distressed Gold Leaf finish, which is created using real gold leaf and a 3-step, hand-applied finish process. The Marquelle lighting collection offers a four-light chandelier, six-light chandelier, six-light island chandelier, six-light foyer Chandelier, and a two-light wall sconce. The two-light wall sconce is Damp Rated. | CHANDELIERS | Marquelle | Chandeliers | Distressed Goldleaf | DSGL | Steel |  |  |  |  | 4 Candelabra B10 Torpedo 60w |  | 4 | No | [14 empty] | 0 | [12 empty] | 161.95 | 323.9 | 485.85 | L:17'' W:17'' H:19'' O:81'' | 18.26 |  | 17 | 17 | 19 | Center Lock-Up |  |  | 81 | [26 empty] | DP:5'' W:5'' H:3/4'' Square |  |  |  |  | 180 | Dark Grey | 60 |  | Hardwired | 0 | 0 | 0 | 0 | 0 | 0 | 0 | 0 | 0 | 0 | 0 | 014817569759 | 20.75 | 20.5 | 21.5 | 15.6 | 5.293 | 250 | Yes | [9 empty] | cETL Damp | 4L CHANDELIER LANTERN | 4 - Light Chandelier |  | F31714DSGL.jpg | F31714DSGL.jpg
F3171/4WI | 4 - Light Chandelier | The streamlined, geometric lantern silhouettes of the Marquelle collection from Feiss are updated with contemporary flair and offered in two distinctly different finish styles. A rustic, industrial aesthetic is achieved with the dark, textured Weathered Iron finish designed to be ideal in more updated urban, industrial inspired décor, and a time-worn, chic style for more eclectic and contemporary European décor is created with a new, gilded Distressed Gold Leaf finish, which is created using real gold leaf and a 3-step, hand-applied finish process. The Marquelle lighting collection offers a four-light chandelier, six-light chandelier, six-light island chandelier, six-light foyer Chandelier, and a two-light wall sconce. The two-light wall sconce is Damp Rated. | CHANDELIERS | Marquelle | Chandeliers | Weathered Iron | WI | Steel |  |  |  |  | 4 Candelabra B10 Torpedo 60w |  | 4 | No | [14 empty] | 0 | [12 empty] | 161.95 | 323.9 | 485.85 | L:17'' W:17'' H:19'' O:81'' | 18.26 |  | 17 | 17 | 19 | Center Lock-Up |  |  | 81 | [26 empty] | DP:5'' W:5'' H:3/4'' Square |  |  |  |  | 180 | Brown | 60 |  | Hardwired | 0 | 0 | 0 | 0 | 0 | 0 | 0 | 0 | 0 | 0 | 0 | 014817569803 | 21.75 | 21.25 | 20.5 | 15.8 | 5.483 | 250 | Yes | [9 empty] | cETL Damp | 4L CHANDELIER LANTERN | 4 - Light Chandelier |  | F31714WI.jpg | F31714WI.jpg
F3172/6DSGL | 6 - Light Chandelier | The streamlined, geometric lantern silhouettes of the Marquelle collection from Feiss are updated with contemporary flair and offered in two distinctly different finish styles. A rustic, industrial aesthetic is achieved with the dark, textured Weathered Iron finish designed to be ideal in more updated urban, industrial inspired décor, and a time-worn, chic style for more eclectic and contemporary European décor is created with a new, gilded Distressed Gold Leaf finish, which is created using real gold leaf and a 3-step, hand-applied finish process. The Marquelle lighting collection offers a four-light chandelier, six-light chandelier, six-light island chandelier, six-light foyer Chandelier, and a two-light wall sconce. The two-light wall sconce is Damp Rated. | CHANDELIERS | Marquelle | Chandeliers | Distressed Goldleaf | DSGL | Steel |  |  |  |  | 6 Candelabra B10 Torpedo 60w |  | 6 | No | [14 empty] | 0 | [12 empty] | 347.45 | 694.9 | 1042.35 | L:28'' W:28'' H:13 1/2'' O:70 3/4'' | 20.9 |  | 28 | 28 | 13.5 | Center Lock-Up |  |  | 70.75 | 22.75 - 70.75 | [25 empty] | DP:5'' W:5'' H:3/4'' Square |  |  |  |  | 180 |  |  |  | Hardwired | 0 | 0 | 0 | 0 | 0 | 0 | 0 | 0 | 0 | 0 | 0 | 014817569766 | 33.5 | 33.5 | 18.75 | 26.3 | 12.177 | 250 | Yes | [9 empty] | cETL Damp | 6L CHANDELIER | 6 - Light Chandelier |  | F31726DSGL.jpg | F31726DSGL.jpg
F3172/6WI | 6 - Light Chandelier | The streamlined, geometric lantern silhouettes of the Marquelle collection from Feiss are updated with contemporary flair and offered in two distinctly different finish styles. A rustic, industrial aesthetic is achieved with the dark, textured Weathered Iron finish designed to be ideal in more updated urban, industrial inspired décor, and a time-worn, chic style for more eclectic and contemporary European décor is created with a new, gilded Distressed Gold Leaf finish, which is created using real gold leaf and a 3-step, hand-applied finish process. The Marquelle lighting collection offers a four-light chandelier, six-light chandelier, six-light island chandelier, six-light foyer Chandelier, and a two-light wall sconce. The two-light wall sconce is Damp Rated. | CHANDELIERS | Marquelle | Chandeliers | Weathered Iron | WI | Steel |  |  |  |  | 6 Candelabra B10 Torpedo 60w |  | 6 | No | [14 empty] | 0 | [12 empty] | 347.45 | 694.9 | 1042.35 | L:28'' W:28'' H:13 1/2'' O:70 3/4'' | 20.9 |  | 28 | 28 | 13.5 | Center Lock-Up |  |  | 70.75 | 22.75 - 70.75 | [25 empty] | DP:5'' W:5'' H:3/4'' Square |  |  |  |  | 180 |  |  |  | Hardwired | 0 | 0 | 0 | 0 | 0 | 0 | 0 | 0 | 0 | 0 | 0 | 014817569810 | 33.75 | 33 | 18.75 | 26.8 | 12.085 | 250 | Yes | [9 empty] | cETL Damp | 6L CHANDELIER | 6 - Light Chandelier |  | F31726WI.jpg | F31726WI.jpg
F3180/12BBS | 12 - Light Chandelier | The Quorra contemporary light fixture by Feiss delivers a burst of energy as a completely modern interpretation of a traditional crystal chandelier, with a bit of Mid-Century modern inspiration. Sure to become the focal point of any room, the sculptural, asymmetric starburst silhouette of the Quorra chandelier boasts striated Clear Fluted glass pipes extending in all directions, with lengthy metal rods randomly interspersed between the glass piping, all of which are anchored to a hearty steel hub featuring a new Burnished Brass finish. The scale of this Feiss light fixture is as dramatic as its silhouette. Quorra is available in four sizes: a twelve-light chandelier, a fourteen-light chandelier, a sixteen-light chandelier, and an amazing forty-one-light chandelier with a 48’ diameter! Installed as a single statement fixture or in a grouping as a stunning art installation, the Quorra chandelier is ideal as dramatic foyer lighting, contemporary dining room lighting, modern bedroom lighting, as well as a wide array of cool commercial lighting like in upscale restaurants and boutique hotels. Damp Rated, the Quorra could also be used as bathroom lighting or as the crowning touch on a covered patio. | LINE VOLTAGE PENDANT | Quorra | Chandeliers | Burnished Brass | BBS | Steel | Clear Fluted Glass | D:1.5"L:6.5" |  |  | 12 Candelabra B10 Torpedo 40w |  | 12 | No | [14 empty] | 0 | [12 empty] | 405.45 | 810.9 | 1216.35 | D:16 3/4'' H:16 3/4'' O:73'' | 7.48 | 16.75 |  |  | 16.75 | Center Lock-Up |  |  | 73 | 19 - 73 | [25 empty] | D:5'' H:1 1/2'' Round |  |  |  |  | 180 |  |  |  | Hardwired | 0 | 0 | 0 | 0 | 0 | 0 | 0 | 0 | 0 | 0 | 0 | 014817570014 | 22.75 | 13.5 | 11.5 | 10.3 | 2.044 | 175 | Yes | [9 empty] | cETL Damp | QUORRA 12L CHAND BRNSH BRSS | 12 - Light Chandelier |  | F318012BBS.jpg | F318012BBS.jpg
F3181/14BBS | 14 - Light Chandelier | The Quorra contemporary light fixture by Feiss delivers a burst of energy as a completely modern interpretation of a traditional crystal chandelier, with a bit of Mid-Century modern inspiration. Sure to become the focal point of any room, the sculptural, asymmetric starburst silhouette of the Quorra chandelier boasts striated Clear Fluted glass pipes extending in all directions, with lengthy metal rods randomly interspersed between the glass piping, all of which are anchored to a hearty steel hub featuring a new Burnished Brass finish. The scale of this Feiss light fixture is as dramatic as its silhouette. Quorra is available in four sizes: a twelve-light chandelier, a fourteen-light chandelier, a sixteen-light chandelier, and an amazing forty-one-light chandelier with a 48’ diameter! Installed as a single statement fixture or in a grouping as a stunning art installation, the Quorra chandelier is ideal as dramatic foyer lighting, contemporary dining room lighting, modern bedroom lighting, as well as a wide array of cool commercial lighting like in upscale restaurants and boutique hotels. Damp Rated, the Quorra could also be used as bathroom lighting or as the crowning touch on a covered patio. | CHANDELIERS | Quorra | Chandeliers | Burnished Brass | BBS | Steel | Clear Fluted Glass | D:1.5"L:6.5" |  |  | 14 Candelabra B10 Torpedo 40w |  | 14 | No | [14 empty] | 0 | [12 empty] | 579.95 | 1159.9 | 1739.85 | D:33'' H:33'' O:77 1/2'' | 10.78 | 33 |  |  | 33 | Center Lock-Up |  |  | 77.5 | 35.5 - 77.5 | [25 empty] | D:5'' H:1 1/2'' Round |  |  |  |  | 180 |  |  |  | Hardwired | 0 | 0 | 0 | 0 | 0 | 0 | 0 | 0 | 0 | 0 | 0 | 014817570021 | 24.75 | 18.25 | 17.25 | 15.8 | 4.509 | 250 | Yes | [9 empty] | cETL Damp | QUORRA 14L CHAND BRNSH BRSS | 14 - Light Chandelier |  | F318114BBS.jpg | F318114BBS.jpg
F3182/16BBS | 16 - Light Chandelier | The Quorra contemporary light fixture by Feiss delivers a burst of energy as a completely modern interpretation of a traditional crystal chandelier, with a bit of Mid-Century modern inspiration. Sure to become the focal point of any room, the sculptural, asymmetric starburst silhouette of the Quorra chandelier boasts striated Clear Fluted glass pipes extending in all directions, with lengthy metal rods randomly interspersed between the glass piping, all of which are anchored to a hearty steel hub featuring a new Burnished Brass finish. The scale of this Feiss light fixture is as dramatic as its silhouette. Quorra is available in four sizes: a twelve-light chandelier, a fourteen-light chandelier, a sixteen-light chandelier, and an amazing forty-one-light chandelier with a 48’ diameter! Installed as a single statement fixture or in a grouping as a stunning art installation, the Quorra chandelier is ideal as dramatic foyer lighting, contemporary dining room lighting, modern bedroom lighting, as well as a wide array of cool commercial lighting like in upscale restaurants and boutique hotels. Damp Rated, the Quorra could also be used as bathroom lighting or as the crowning touch on a covered patio. | CHANDELIERS | Quorra | Chandeliers | Burnished Brass | BBS | Steel | Clear Fluted Glass | D:1.625"L:13.75" |  |  | 16 Candelabra B10 Torpedo 40w |  | 16 | No | [14 empty] | 0 | [12 empty] | 753.95 | 1507.9 | 2261.85 | D:32 1/2'' H:32 1/2'' O:77'' | 16.5 | 32.5 |  |  | 32.5 | Center Lock-Up |  |  | 77 | 35 - 77 | [25 empty] | D:5'' H:1 1/2'' Round |  |  |  |  | 180 |  |  |  | Hardwired | 0 | 0 | 0 | 0 | 0 | 0 | 0 | 0 | 0 | 0 | 0 | 014817570038 | 37.5 | 18 | 18 | 23.4 | 7.031 | 250 | Yes | [9 empty] | cETL Damp | QUORRA 16L CHAND BRNSH BRSS | 16 - Light Chandelier |  | F318216BBS.jpg | F318216BBS.jpg
F3183/41BBS | 41 - Light Chandelier | The Quorra contemporary light fixture by Feiss delivers a burst of energy as a completely modern interpretation of a traditional crystal chandelier, with a bit of Mid-Century modern inspiration. Sure to become the focal point of any room, the sculptural, asymmetric starburst silhouette of the Quorra chandelier boasts striated Clear Fluted glass pipes extending in all directions, with lengthy metal rods randomly interspersed between the glass piping, all of which are anchored to a hearty steel hub featuring a new Burnished Brass finish. The scale of this Feiss light fixture is as dramatic as its silhouette. Quorra is available in four sizes: a twelve-light chandelier, a fourteen-light chandelier, a sixteen-light chandelier, and an amazing forty-one-light chandelier with a 48’ diameter! Installed as a single statement fixture or in a grouping as a stunning art installation, the Quorra chandelier is ideal as dramatic foyer lighting, contemporary dining room lighting, modern bedroom lighting, as well as a wide array of cool commercial lighting like in upscale restaurants and boutique hotels. Damp Rated, the Quorra could also be used as bathroom lighting or as the crowning touch on a covered patio. | CHANDELIERS | Quorra | Chandeliers | Burnished Brass | BBS | Steel | Clear Fluted Glass | D:1.625"L:19" |  |  | 41 Candelabra B10 Torpedo 25w |  | 41 | No | [14 empty] | 0 | [12 empty] | 2320.95 | 4641.9 | 6962.85 | D:48'' H:48'' O:80 1/2'' | 60 | 48 |  |  | 48 | Center Lock-Up |  |  | 80.5 | 50.5 - 80.5 | [25 empty] | D:5'' H:1 1/2'' Round |  |  |  |  | 180 |  |  |  | Hardwired | 0 | 0 | 0 | 0 | 0 | 0 | 0 | 0 | 0 | 0 | 0 | 014817570045 | 52 | 36.25 | 31.25 | 83.8 | 34.089 | 250 | No | [9 empty] | cETL Damp | QUORRA 41L CHAND BRNSH BRSS | 41 - Light Chandelier |  | F318341BBS.jpg | F318341BBS.jpg
F3185/7PN | 7 - Light Cluster Chandelier | The clear, faceted votive glass shades of the Rubin lighting collection by Feiss serve as the central design element and add a romantic elegance and sparkle to these contemporary interpretations of classic lighting fixtures. A clean, sleek look is achieved with the round and rectangular chandeliers which will be perfect as foyer lighting, living room lighting or dining room lighting. Or a more playful, fanciful statement can be made by clustering pendants together to create a look that’s reminiscent of a floral bouquet featured in a bedroom, luxurious walk-in closet or romantic dining room. This contemporary lighting collection includes a four-light chandelier, six-light chandelier, nine-light chandelier, 10-light linear chandelier and a mini-pendant light. | CHANDELIERS | Rubin | Pendants | Polished Nickel | PN | Steel | Clear Glass | D:4.375" H:4.625" |  |  | 7 Candelabra B10 Torpedo 60w |  | 7 | No | [14 empty] | 0 | [12 empty] | 349.5 | 699 | 1048.5 | D:13 1/4'' H:8 1/2'' O:31 1/2'' | 26.57 | 13.25 |  |  | 8.5 | Center Lock-Up |  |  | 31.5 | 12 - 31.5 | [25 empty] | D:6 1/2'' H:2 5/8'' Round |  |  |  |  | 180 | Black |  |  | Hardwired | 0 | 0 | 0 | 0 | 0 | 0 | 0 | 0 | 0 | 0 | 0 | 014817571936 | 20.25 | 18.75 | 14 | 30.2 | 3.076 | 100 | Yes | [9 empty] | cETL Damp | RUBIN 7L CLUSTER CHAN PLSH NKL | 7 - Light Cluster Chandelier |  | F31857PN.jpg | F31857PN.jpg
F3186/6WOW/AF | 6 - Light Pendant Chandelier | The Allier collection makes an elegantly rustic statement by blending warm kiln-dried Weathered Oak Wood with Antique Forged Iron hardware on a modern orb silhouette. We've taken the top product from this best-selling collection and are now offering a damp-rated Outdoor Chandelier that can be used indoors as well as covered outdoor spaces. | CHANDELIERS | Allier | Chandeliers | Weathered Oak Wood / Antique Forged Iron | WOW/AF | Steel |  |  |  |  | 6 Candelabra B10 Torpedo 60w |  | 6 | No | [14 empty] | 0 | [12 empty] | 531.48 | 1062.96 | 1594.44 | D:38'' H:40 7/8'' O:104'' | 17 | 38 |  |  | 40.875 | Center Lock-Up |  |  | 104 | [26 empty] | D:6 1/2'' H:3/4'' Round |  |  |  |  | 180 | Black | 60 |  | Hardwired | 0 | 0 | 0 | 0 | 0 | 0 | 0 | 0 | 0 | 0 | 0 | 014817574142 | 41.5 | 41.5 | 8.5 | 36.1 | 8.472 | 175 | Yes | [8 empty] | ETL Dry |  | ALLIER 6L CHND WTH OAK-AF IR | 6 - Light Pendant Chandelier |  | F31866WOWAF.jpg | F31866WOWAF.jpg
F3187/4DWZ/DWG | 4 - Light Chandelier | The Nori Collection features vintage elements like beautifully cascading Driftwood Grey Wood beads and the rustic flair of a Dark Weathered Zinc finish. On the chandeliers, an optional large Driftwood Grey Wood bead suspends from the center of the frame, adding a touch of elegance to a traditional silhouette. | CHANDELIERS | Nori | Chandeliers | Dark Weathered Zinc / Driftwood Grey | DWZ/DWG | Steel |  |  |  |  | 4 Candelabra B10 Torpedo 60w |  | 4 | No | [14 empty] | 0 | [12 empty] | 161.95 | 323.9 | 485.85 | D:17 1/8'' H:29'' O:89'' | 5.5 | 17.125 |  |  | 29 | Center Lock-Up |  |  | 89 | [26 empty] | D:5 1/2'' H:1'' Round |  |  |  |  | 180 | Black | 60 |  | Hardwired | 0 | 0 | 0 | 0 | 0 | 0 | 0 | 0 | 0 | 0 | 0 | 014817574425 | 20.25 | 20.25 | 11.25 | 11.8 | 2.67 | 175 | Yes | [9 empty] | cETL Damp | NORI 4L CHND D.WTH ZNC | 4 - Light Chandelier |  | F31874DWZDWG.jpg | F31874DWZDWG.jpg
F3188/3DWZ/DWG | 3 - Light Chandelier | The Nori Collection features vintage elements like beautifully cascading Driftwood Grey Wood beads and the rustic flair of a Dark Weathered Zinc finish. On the chandeliers, an optional large Driftwood Grey Wood bead suspends from the center of the frame, adding a touch of elegance to a traditional silhouette. | CHANDELIERS | Nori | Chandeliers | Dark Weathered Zinc / Driftwood Grey | DWZ/DWG | Steel |  |  |  |  | 3 Candelabra B10 Torpedo 60w |  | 3 | No | [14 empty] | 0 | [12 empty] | 114.95 | 229.9 | 344.85 | D:14 3/4'' H:24'' O:87'' | 4.5 | 14.75 |  |  | 24 | Center Lock-Up |  |  | 87 | [26 empty] | D:5 1/2'' H:1 1/2'' Round |  |  |  |  | 180 | Black | 60 |  | Hardwired | 0 | 0 | 0 | 0 | 0 | 0 | 0 | 0 | 0 | 0 | 0 | 014817574432 | 16.5 | 16 | 13.5 | 8.9 | 2.063 | 175 | Yes | [9 empty] | cETL Damp | NORI 3L CHND D.WTH ZNC | 3 - Light Chandelier |  | F31883DWZDWG.jpg | F31883DWZDWG.jpg
F3190/4WOW/AF | 4 - Light Chandelier | The Gannet Collection exudes rustic flair with a two-tone finish of painted, distressed Weathered Oak on an Antique Forged Iron metal frame. Crisp edges and bold lines pair with open, airy frames on the sides and crown that soften this iconic lantern silhouette. | CHANDELIERS | Gannet | Chandeliers | Weathered Oak Wood / Antique Forged Iron | WOW/AF | Steel |  |  |  |  | 4 Candelabra B10 Torpedo 60w |  | 4 | No | [14 empty] | 0 | [12 empty] | 116.98 | 233.96 | 350.94 | L:12'' W:12'' H:17'' O:62 1/2'' | 6.5 |  | 12 | 12 | 17 | Center Lock-Up |  |  | 62.5 | 20.5 - 62.5 | [25 empty] | D:5'' H:1 1/8'' Round |  |  |  |  | 180 | Black |  |  | Hardwired | 0 | 0 | 0 | 0 | 0 | 0 | 0 | 0 | 0 | 0 | 0 | 014817574128 | 20.75 | 15 | 14.75 | 11.2 | 2.657 | 175 | Yes | [9 empty] | cETL Damp | GANNET 4L CHND WTH OAK-AF IR | 4 - Light Chandelier |  | F31904WOWAF.jpg | F31904WOWAF.jpg
F3191/4WOW/AF | 4 - Light Chandelier | The Gannet Collection exudes rustic flair with a two-tone finish of painted, distressed Weathered Oak on an Antique Forged Iron metal frame. Crisp edges and bold lines pair with open, airy frames on the sides and crown that soften this iconic lantern silhouette. | CHANDELIERS | Gannet | Chandeliers | Weathered Oak Wood / Antique Forged Iron | WOW/AF | Steel |  |  |  |  | 4 Candelabra B10 Torpedo 60w |  | 4 | No | [14 empty] | 0 | [12 empty] | 174.98 | 349.96 | 524.94 | L:18'' W:18'' H:26 3/4'' O:84 1/4'' | 9.2 |  | 18 | 18 | 26.75 | Center Lock-Up |  |  | 84.25 | 30.25 - 84.25 | [25 empty] | D:5'' H:1 1/8'' Round |  |  |  |  | 180 | Black |  |  | Hardwired | 0 | 0 | 0 | 0 | 0 | 0 | 0 | 0 | 0 | 0 | 0 | 014817574111 | 24.5 | 19.75 | 19.25 | 19.1 | 5.39 | 250 | Yes | [9 empty] | cETL Damp | GANNET 4L CHND WTH OAK-AF IR | 4 - Light Chandelier |  | F31914WOWAF.jpg | F31914WOWAF.jpg
F3192/6WOW/AF | 6 - Light Chandelier | The Gannet Collection exudes rustic flair with a two-tone finish of painted, distressed Weathered Oak on an Antique Forged Iron metal frame. Crisp edges and bold lines pair with open, airy frames on the sides and crown that soften this iconic lantern silhouette. | CHANDELIERS | Gannet | Chandeliers | Weathered Oak Wood / Antique Forged Iron | WOW/AF | Steel |  |  |  |  | 6 Candelabra B10 Torpedo 60w |  | 6 | No | [14 empty] | 0 | [12 empty] | 299.98 | 599.96 | 899.94 | L:25 1/2'' W:25 1/2'' H:36'' O:93 1/2'' | 14.4 |  | 25.5 | 25.5 | 36 | Center Lock-Up |  |  | 93.5 | 39.5 - 93.5 | [25 empty] | D:5'' H:1 1/8'' Round |  |  |  |  | 180 | Black |  |  | Hardwired | 0 | 0 | 0 | 0 | 0 | 0 | 0 | 0 | 0 | 0 | 0 | 014817574104 | 30.5 | 27.5 | 27.5 | 28.7 | 13.348 | 250 | Yes | [9 empty] | cETL Damp | GANNET 6L CHND WTH OAK-AF IR | 6 - Light Chandelier |  | F31926WOWAF.jpg | F31926WOWAF.jpg
F3193/5WOW/AF | 5 - Light Island Chandelier | The Gannet Collection exudes rustic flair with a two-tone finish of painted, distressed Weathered Oak on an Antique Forged Iron metal frame. Crisp edges and bold lines pair with open, airy frames on the sides and crown that soften this iconic lantern silhouette. | CHANDELIERS | Gannet | Chandeliers | Weathered Oak Wood / Antique Forged Iron | WOW/AF | Steel |  |  |  |  | 5 Medium A19 60w |  | 5 | No | [14 empty] | 0 | [12 empty] | 230.45 | 460.9 | 691.35 | L:50'' W:14'' H:14 5/8'' O:71 1/2'' | 11 |  | 50 | 14 | 14.625 | Center Lock-Up |  |  | 71.5 | 17.5 - 71.5 | [25 empty] | DP:5 1/2'' W:14 5/8'' H:7/8'' Rectangular |  |  |  |  | 180 | Black |  |  | Hardwired | 0 | 0 | 0 | 0 | 0 | 0 | 0 | 0 | 0 | 0 | 0 | 014817574098 | 54.25 | 17.5 | 15.75 | 27 | 8.653 | 250 | Yes | [9 empty] | cETL Damp | GANNET 5L ISLAND WTH OAK-AF IR | 5 - Light Island Chandelier |  | F31935WOWAF.jpg | F31935WOWAF.jpg
F3194/8WOW/AF | 8 - Light Chandelier | The Gannet Collection exudes rustic flair with a two-tone finish of painted, distressed Weathered Oak on an Antique Forged Iron metal frame. Crisp edges and bold lines pair with open, airy frames on the sides and crown that soften this iconic lantern silhouette. | CHANDELIERS | Gannet | Chandeliers | Weathered Oak Wood / Antique Forged Iron | WOW/AF | Steel |  |  |  |  | 8 Candelabra Torpedo 60w |  | 8 | No | [14 empty] | 0 | [12 empty] | 349.98 | 699.96 | 1049.94 | L:26'' W:26'' H:43'' | 15 |  | 26 | 26 | 43 | Center Lock-Up |  |  |  | 52.625 - 100.625 | [25 empty] | D:5'' H:1 1/8'' Round |  |  |  |  | 180 | Black |  |  | Hardwired | 0 | 0 | 0 | 0 | 0 | 0 | 0 | 0 | 0 | 0 | 0 | 014817579871 | 34.5 | 27.5 | 27.5 | 32.5 | 15.099 | 250 | Yes | [9 empty] | cETL Damp | GANNET 8L CHANDELIER WOW/AF | 8 - Light Chandelier |  | F31948WOWAF.jpg | F31948WOWAF.jpg
F3195/4IO | Medium Four Light Hall / Foyer | The overlapping, criss-crossing straps of the Greenbrier lanterns produce an elegant lantern silhouette inspired by tall grasses gently sweeping in the wind across an open prairie field. Greenbrier's Iron Oxide finish embodies the farmhouse look and feel. Greenbrier lanterns feature open panes on the top, bottom and sides for an organic vibe, and the gently curved straps add visual interest as they subtly contrast with the frame's crisp edges and clean lines. Exposed candelabra lamping sits atop bobeches that are supported by classically curved arms. Greenbrier features a 29"H x 17"W 6-light foyer chandelier, a 22"H x 17"W rectangular 4-light chandelier and a 15"H x 12"W 3-light pendant. | CHANDELIERS | Greenbrier | Pendants | Iron Oxide | IO | Steel |  |  |  |  | 4 Candelabra Torpedo 60w |  | 4 | No | [14 empty] | 0 | [12 empty] | 144.98 | 289.96 | 434.94 | L:17'' W:17'' H:22 3/8'' O:80'' | 8.6 |  | 17 | 17 | 22.375 | Screw Collar - Stem |  |  | 80 | 26 - 80 |  |  | No |  | No | [20 empty] | D:5'' H:1 1/8'' Round |  |  |  |  | 180 | Black |  |  | Hardwired | 0 | 0 | 0 | 0 | 1 | 0 | 0 | 1 | 0 | 0 | 0 | 014817574197 | 25 | 19.5 | 19.5 | 17.3 | 5.501 | 250 | Yes | [9 empty] | cETL Damp | GREENBRIER 4L CHAND-IO | Medium Four Light Hall / Foyer |  | F31954IO.jpg | F31954IO.jpg
F3195EN/4IO | Medium Four Light Hall / Foyer | The overlapping, criss-crossing straps of the Greenbrier lanterns produce an elegant lantern silhouette inspired by tall grasses gently sweeping in the wind across an open prairie field. Greenbrier's Iron Oxide finish embodies the farmhouse look and feel. Greenbrier lanterns feature open panes on the top, bottom and sides for an organic vibe, and the gently curved straps add visual interest as they subtly contrast with the frame's crisp edges and clean lines. Exposed candelabra lamping sits atop bobeches that are supported by classically curved arms. Greenbrier features a 29"H x 17"W 6-light foyer chandelier, a 22"H x 17"W rectangular 4-light chandelier and a 15"H x 12"W 3-light pendant. | CHANDELIERS | Greenbrier | Pendants | Iron Oxide | IO | Steel |  |  |  |  | 4 Candelabra Torpedo 3.5w |  | 4 | Yes | [14 empty] | 0 | [12 empty] | 162.95 | 325.9 | 488.85 | L:17'' W:17'' H:22 3/8'' O:80'' | 8.6 |  | 17 | 17 | 22.375 | Screw Collar - Stem |  |  | 80 |  |  |  | No |  | No | [20 empty] | D:5'' H:1 1/8'' Round |  |  |  |  | 180 | Black |  |  | Hardwired | 0 | 0 | 0 | 1 | 1 | 0 | 0 | 0 | 0 | 0 | 0 | 785652084232 | 25 | 19.5 | 19.5 | 17.3 | 5.501 | 250 | Yes | [9 empty] | cETL Damp | GREENBRIER 4L CHAND-IO | Medium Four Light Hall / Foyer |  | F3195EN/4IO.jpg | F3195EN.jpg
F3196/3IO | Small Three Light Hall / Foyer | The overlapping, criss-crossing straps of the Greenbrier lanterns produce an elegant lantern silhouette inspired by tall grasses gently sweeping in the wind across an open prairie field. Greenbrier's Iron Oxide finish embodies the farmhouse look and feel. Greenbrier lanterns feature open panes on the top, bottom and sides for an organic vibe, and the gently curved straps add visual interest as they subtly contrast with the frame's crisp edges and clean lines. Exposed candelabra lamping sits atop bobeches that are supported by classically curved arms. Greenbrier features a 29"H x 17"W 6-light foyer chandelier, a 22"H x 17"W rectangular 4-light chandelier and a 15"H x 12"W 3-light pendant. | CHANDELIERS | Greenbrier | Pendants | Iron Oxide | IO | Steel |  |  |  |  | 3 Candelabra Torpedo 60w |  | 3 | No | [14 empty] | 0 | [12 empty] | 97.48 | 194.96 | 292.44 | L:12'' W:12'' H:15 1/4'' O:60 3/4'' | 5.5 |  | 12 | 12 | 15.25 | Screw Collar - Stem |  |  | 60.75 | 18.75 - 60.75 |  |  | No |  | No | [20 empty] | D:5'' H:1 1/8'' Round |  |  |  |  | 180 | Black |  |  | Hardwired | 0 | 0 | 0 | 0 | 1 | 0 | 0 | 1 | 0 | 0 | 0 | 014817574203 | 18 | 14 | 13.75 | 10.9 | 2.005 | 175 | Yes | [9 empty] | cETL Damp | GREENBRIER 3L CHAND-IO | Small Three Light Hall / Foyer |  | F31963IO.jpg | F31963IO.jpg
F3196EN/3IO | Small Three Light Hall / Foyer | The overlapping, criss-crossing straps of the Greenbrier lanterns produce an elegant lantern silhouette inspired by tall grasses gently sweeping in the wind across an open prairie field. Greenbrier's Iron Oxide finish embodies the farmhouse look and feel. Greenbrier lanterns feature open panes on the top, bottom and sides for an organic vibe, and the gently curved straps add visual interest as they subtly contrast with the frame's crisp edges and clean lines. Exposed candelabra lamping sits atop bobeches that are supported by classically curved arms. Greenbrier features a 29"H x 17"W 6-light foyer chandelier, a 22"H x 17"W rectangular 4-light chandelier and a 15"H x 12"W 3-light pendant. | CHANDELIERS | Greenbrier | Pendants | Iron Oxide | IO | Steel |  |  |  |  | 3 Candelabra Torpedo 3.5w |  | 3 | Yes | [14 empty] | 0 | [12 empty] | 110.45 | 220.9 | 331.35 | L:12'' W:12'' H:15 1/4'' O:60 3/4'' | 5.5 |  | 12 | 12 | 15.25 | Screw Collar - Stem |  |  | 60.75 |  |  |  | No |  | No | [20 empty] | D:5'' H:1 1/8'' Round |  |  |  |  | 180 | Black |  |  | Hardwired | 0 | 0 | 0 | 1 | 1 | 0 | 0 | 0 | 0 | 0 | 0 | 785652084249 | 18 | 14 | 13.75 | 10.9 | 2.005 | 175 | Yes | [9 empty] | cETL Damp | GREENBRIER 3L CHAND-IO | Small Three Light Hall / Foyer |  | F3196EN/3IO.jpg | F3196EN.jpg
F3197/6IO | Large Six Light Hall / Foyer | The overlapping, criss-crossing straps of the Greenbrier lanterns produce an elegant lantern silhouette inspired by tall grasses gently sweeping in the wind across an open prairie field. Greenbrier's Iron Oxide finish embodies the farmhouse look and feel. Greenbrier lanterns feature open panes on the top, bottom and sides for an organic vibe, and the gently curved straps add visual interest as they subtly contrast with the frame's crisp edges and clean lines. Exposed candelabra lamping sits atop bobeches that are supported by classically curved arms. Greenbrier features a 29"H x 17"W 6-light foyer chandelier, a 22"H x 17"W rectangular 4-light chandelier and a 15"H x 12"W 3-light pendant. | CHANDELIERS | Greenbrier | Pendants | Iron Oxide | IO | Steel |  |  |  |  | 6 Candelabra Torpedo 60w |  | 6 | No | [14 empty] | 0 | [12 empty] | 174.98 | 349.96 | 524.94 | L:17'' W:17'' H:29 3/8'' O:87'' | 9.5 |  | 17 | 17 | 29.375 | Screw Collar - Stem |  |  | 87 | 33 - 87 |  |  | No |  | No | [20 empty] | D:5'' H:1 1/8'' Round |  |  |  |  | 180 | Black |  |  | Hardwired | 0 | 0 | 0 | 0 | 1 | 0 | 0 | 1 | 0 | 0 | 0 | 014817574210 | 32 | 19.5 | 19.25 | 20.1 | 6.951 | 250 | Yes | [9 empty] | cETL Damp | GREENBRIER 6L CHAND-IO | Large Six Light Hall / Foyer |  | F31976IO.jpg | F31976IO.jpg
F3197EN/6IO | Large Six Light Hall / Foyer | The overlapping, criss-crossing straps of the Greenbrier lanterns produce an elegant lantern silhouette inspired by tall grasses gently sweeping in the wind across an open prairie field. Greenbrier's Iron Oxide finish embodies the farmhouse look and feel. Greenbrier lanterns feature open panes on the top, bottom and sides for an organic vibe, and the gently curved straps add visual interest as they subtly contrast with the frame's crisp edges and clean lines. Exposed candelabra lamping sits atop bobeches that are supported by classically curved arms. Greenbrier features a 29"H x 17"W 6-light foyer chandelier, a 22"H x 17"W rectangular 4-light chandelier and a 15"H x 12"W 3-light pendant. | CHANDELIERS | Greenbrier | Pendants | Iron Oxide | IO | Steel |  |  |  |  | 6 Candelabra Torpedo 3.5w |  | 6 | Yes | [14 empty] | 0 | [12 empty] | 209.45 | 418.9 | 628.35 | L:17'' W:17'' H:29 3/8'' O:87'' | 9.5 |  | 17 | 17 | 29.375 | Screw Collar - Stem |  |  | 87 |  |  |  | No |  | No | [20 empty] | D:5'' H:1 1/8'' Round |  |  |  |  | 180 | Black |  |  | Hardwired | 0 | 0 | 0 | 1 | 1 | 0 | 0 | 0 | 0 | 0 | 0 | 785652084256 | 32 | 19.5 | 19.25 | 20.1 | 6.951 | 250 | Yes | [9 empty] | cETL Damp | GREENBRIER 6L CHAND-IO | Large Six Light Hall / Foyer |  | F3197EN/6IO.jpg | F3197EN.jpg
F3199/4ORB | 4 - Light Pendant | Combining the traditional profile of a tapered shade with on-trend Clear Seeded glass, the sleek frame and the square-linked chain give the Harrow pendant light collection by Feiss an elevated, contemporary transitional look. The wall sconce is delivered with two glass options, Clear Seeded and Opal Etched, for the customer’s choice to customize. Burnished Brass, Oil Rubbed Bronze and Polished Nickel finishes are available to create completely different looks. The assortment includes a 1-light mini-pendant, 1-light and 3-light pendants, a 2-light flushmount ceiling fixture, as well as a 1-light wall sconce. | CHANDELIERS | Harrow | Pendants | Oil Rubbed Bronze | ORB | Steel | Clear Seeded Glass | L:14" H:8.75" |  |  | 4 Medium A19 60w |  | 4 | No | [14 empty] | 0 | [12 empty] | 289.45 | 578.9 | 868.35 | D:19 5/8'' H:9 7/8'' O:67 5/8'' | 8.9 | 19.625 |  |  | 9.875 | Center Lock-Up |  |  | 67.625 | 13.625 - 67.625 | [25 empty] | D:5 1/2'' H:1 1/8'' Round |  |  |  |  | 180 | Brown |  |  | Hardwired | 0 | 0 | 0 | 0 | 0 | 0 | 0 | 0 | 0 | 0 | 0 | 014817574395 | 22.75 | 22.5 | 13.5 | 20.2 | 3.999 | 175 | Yes | [9 empty] | cETL Damp | HARROW 4L PEND O.RUB BZ | 4 - Light Pendant |  | F31994ORB.jpg | F31994ORB.jpg
F3199/4PN | 4 - Light Pendant | Combining the traditional profile of a tapered shade with on-trend Clear Seeded glass, the sleek frame and the square-linked chain give the Harrow pendant light collection by Feiss an elevated, contemporary transitional look. The wall sconce is delivered with two glass options, Clear Seeded and Opal Etched, for the customer’s choice to customize. Burnished Brass, Oil Rubbed Bronze and Polished Nickel finishes are available to create completely different looks. The assortment includes a 1-light mini-pendant, 1-light and 3-light pendants, a 2-light flushmount ceiling fixture, as well as a 1-light wall sconce. | CHANDELIERS | Harrow | Pendants | Polished Nickel | PN | Steel | Clear Seeded Glass | L:14" H:8.75" |  |  | 4 Medium A19 60w |  | 4 | No | [14 empty] | 0 | [12 empty] | 289.45 | 578.9 | 868.35 | D:19 5/8'' H:9 7/8'' O:67 5/8'' | 8.9 | 19.625 |  |  | 9.875 | Center Lock-Up |  |  | 67.625 | 13.625 - 67.625 | [25 empty] | D:5 1/2'' H:1 1/8'' Round |  |  |  |  | 180 | Clear Silver |  |  | Hardwired | 0 | 0 | 0 | 0 | 0 | 0 | 0 | 0 | 0 | 0 | 0 | 014817574388 | 23 | 22.25 | 13.75 | 20.8 | 4.072 | 175 | Yes | [9 empty] | cETL Damp | HARROW 4L PEND PLSH NKL | 4 - Light Pendant |  | F31994PN.jpg | F31994PN.jpg
F3205/6AF | Six Light Chandelier | Boughton is graceful with curved lines that serve as the focal point for a wide range of décor, from urban to farmhouse. The Antique Forged Iron finish gives Boughton an artisanal, hand-crafted feel. Boughton's largest piece, a stately 60" high, 64" wide four-tier chandelier is well proportioned for grand foyers and great rooms. | CHANDELIERS | Boughton | Chandeliers | Antique Forged Iron | AF | Steel |  |  |  |  | 6 Candelabra Torpedo 60w |  | 6 | No | [14 empty] | 0 | [12 empty] | 119.98 | 239.96 | 359.94 | D:27 1/2'' H:26 5/8'' O:93 3/8'' | 5 | 27.5 |  |  | 26.625 | Screw Collar - Chain |  |  | 93.375 |  |  |  | No |  | No | [20 empty] | D:5 1/2'' H:1'' Round |  |  |  |  | 180 | Black | 60 |  | Hardwired | 0 | 0 | 0 | 0 | 1 | 0 | 0 | 1 | 0 | 0 | 0 | 014817579130 | 30 | 25.5 | 13.75 | 13.2 | 6.087 | 250 | Yes | [9 empty] | cETL Damp | BOUGHTON 6L CHAND-AF | Six Light Chandelier |  | F32056AF.jpg | F32056AF.jpg
F3205EN/6AF | Six Light Chandelier | Boughton is graceful with curved lines that serve as the focal point for a wide range of décor, from urban to farmhouse. The Antique Forged Iron finish gives Boughton an artisanal, hand-crafted feel. Boughton's largest piece, a stately 60" high, 64" wide four-tier chandelier is well proportioned for grand foyers and great rooms. | CHANDELIERS | Boughton | Chandeliers | Antique Forged Iron | AF | Steel |  |  |  |  | 6 Candelabra Torpedo 3.5w |  | 6 | Yes | [14 empty] | 0 | [12 empty] | 150.95 | 301.9 | 452.85 | D:27 1/2'' H:26 5/8'' O:93 3/8'' | 5 | 27.5 |  |  | 26.625 | Screw Collar - Chain |  |  | 93.375 |  |  |  | No |  | No | [20 empty] | D:5 1/2'' H:1'' Round |  |  |  |  | 180 | Black | 60 |  | Hardwired | 0 | 0 | 0 | 1 | 1 | 0 | 0 | 0 | 0 | 0 | 0 | 785652084119 | 30 | 25.5 | 13.75 | 13.2 | 6.087 | 250 | Yes | [9 empty] | cETL Damp | BOUGHTON 6L CHAND-AF | Six Light Chandelier |  | F3205EN/6AF.jpg | F3205EN.jpg
F3206/10AF | Ten Light Chandelier | Boughton is graceful with curved lines that serve as the focal point for a wide range of décor, from urban to farmhouse. The Antique Forged Iron finish gives Boughton an artisanal, hand-crafted feel. Boughton's largest piece, a stately 60" high, 64" wide four-tier chandelier is well proportioned for grand foyers and great rooms. | CHANDELIERS | Boughton | Chandeliers | Antique Forged Iron | AF | Steel |  |  |  |  | 10 Candelabra Torpedo 60w |  | 10 | No | [14 empty] | 0 | [12 empty] | 174.98 | 349.96 | 524.94 | D:30 1/2'' H:30 1/2'' O:121 1/4'' | 10 | 30.5 |  |  | 30.5 | Screw Collar - Chain |  |  | 121.25 |  |  |  | No |  | No | [20 empty] | D:5 1/2'' H:1'' Round |  |  |  |  | 240 | Black | 84 |  | Hardwired | 0 | 0 | 0 | 0 | 1 | 0 | 0 | 1 | 0 | 0 | 0 | 014817579147 | 33.25 | 13.5 | 28.5 | 17.2 | 7.403 | 250 | Yes | [9 empty] | cETL Damp | BOUGHTON 10L CHAND-AF | Ten Light Chandelier |  | F320610AF.jpg | F320610AF.jpg
F3206EN/10AF | Ten Light Chandelier | Boughton is graceful with curved lines that serve as the focal point for a wide range of décor, from urban to farmhouse. The Antique Forged Iron finish gives Boughton an artisanal, hand-crafted feel. Boughton's largest piece, a stately 60" high, 64" wide four-tier chandelier is well proportioned for grand foyers and great rooms. | CHANDELIERS | Boughton | Chandeliers | Antique Forged Iron | AF | Steel |  |  |  |  | 10 Candelabra Torpedo 3.5w |  | 10 | Yes | [14 empty] | 0 | [12 empty] | 232.95 | 465.9 | 698.85 | D:30 1/2'' H:30 1/2'' O:121 1/4'' | 10 | 30.5 |  |  | 30.5 | Screw Collar - Chain |  |  | 121.25 |  |  |  | No |  | No | [20 empty] | D:5 1/2'' H:1'' Round |  |  |  |  | 240 | Black | 84 |  | Hardwired | 0 | 0 | 0 | 1 | 1 | 0 | 0 | 0 | 0 | 0 | 0 | 785652084126 | 33.25 | 13.5 | 28.5 | 17.2 | 7.403 | 250 | Yes | [9 empty] | cETL Damp | BOUGHTON 10L CHAND-AF | Ten Light Chandelier |  | F3206EN/10AF.jpg | F3206EN.jpg
F3207/18AF | Eighteen Light Chandelier | Boughton is graceful with curved lines that serve as the focal point for a wide range of décor, from urban to farmhouse. The Antique Forged Iron finish gives Boughton an artisanal, hand-crafted feel. Boughton's largest piece, a stately 60" high, 64" wide four-tier chandelier is well proportioned for grand foyers and great rooms. | CHANDELIERS | Boughton | Chandeliers | Antique Forged Iron | AF | Steel |  |  |  |  | 18 Candelabra Torpedo 60w |  | 18 | No | [14 empty] | 0 | [12 empty] | 399.98 | 799.96 | 1199.94 | D:45 1/2'' H:44'' O:134 3/4'' | 12 | 45.5 |  |  | 44 | Screw Collar - Chain |  |  | 134.75 |  |  |  | No |  | No | [20 empty] | D:5 1/2'' H:1'' Round |  |  |  |  | 240 | Black | 84 |  | Hardwired | 0 | 0 | 0 | 0 | 1 | 0 | 0 | 1 | 0 | 0 | 0 | 014817579154 | 49 | 42 | 21.5 | 40.2 | 25.606 | 300 | No | [9 empty] | cETL Damp | BOUGHTON 18L CHAND-AF | Eighteen Light Chandelier |  | F320718AF.jpg | F320718AF.jpg
F3207EN/18AF | Eighteen Light Chandelier | Boughton is graceful with curved lines that serve as the focal point for a wide range of décor, from urban to farmhouse. The Antique Forged Iron finish gives Boughton an artisanal, hand-crafted feel. Boughton's largest piece, a stately 60" high, 64" wide four-tier chandelier is well proportioned for grand foyers and great rooms. | CHANDELIERS | Boughton | Chandeliers | Antique Forged Iron | AF | Steel |  |  |  |  | 18 Candelabra Torpedo 3.5w |  | 18 | Yes | [14 empty] | 0 | [12 empty] | 488.95 | 977.9 | 1466.85 | D:45 1/2'' H:44'' O:134 3/4'' | 12 | 45.5 |  |  | 44 | Screw Collar - Chain |  |  | 134.75 |  |  |  | No |  | No | [20 empty] | D:5 1/2'' H:1'' Round |  |  |  |  | 240 | Black | 84 |  | Hardwired | 0 | 0 | 0 | 1 | 1 | 0 | 0 | 0 | 0 | 0 | 0 | 785652084133 | 49 | 42 | 21.5 | 40.2 | 25.606 | 300 | No | [9 empty] | cETL Damp | BOUGHTON 18L CHAND-AF | Eighteen Light Chandelier |  | F3207EN/18AF.jpg | F3207EN.jpg
F3208/24AF | Twenty-Four Light Chandelier | Boughton is graceful with curved lines that serve as the focal point for a wide range of décor, from urban to farmhouse. The Antique Forged Iron finish gives Boughton an artisanal, hand-crafted feel. Boughton's largest piece, a stately 60" high, 64" wide four-tier chandelier is well proportioned for grand foyers and great rooms. | CHANDELIERS | Boughton | Chandeliers | Antique Forged Iron | AF | Steel |  |  |  |  | 24 Candelabra Torpedo 60w |  | 24 | No | [14 empty] | 0 | [12 empty] | 574.98 | 1149.96 | 1724.94 | D:64'' H:59 1/2'' O:150 1/4'' | 15 | 64 |  |  | 59.5 | Screw Collar - Chain |  |  | 150.25 |  |  |  | No |  | No | [20 empty] | D:5 1/2'' H:1'' Round |  |  |  |  | 240 | Black | 84 |  | Hardwired | 0 | 0 | 0 | 0 | 1 | 0 | 0 | 1 | 0 | 0 | 0 | 014817579161 | 64 | 57.5 | 21.75 | 61.9 | 46.319 | 300 | No | [9 empty] | cETL Damp | BOUGHTON 24L CHAND-AF | Twenty-Four Light Chandelier |  | F320824AF.jpg | F320824AF.jpg
F3208EN/24AF | Twenty-Four Light Chandelier | Boughton is graceful with curved lines that serve as the focal point for a wide range of décor, from urban to farmhouse. The Antique Forged Iron finish gives Boughton an artisanal, hand-crafted feel. Boughton's largest piece, a stately 60" high, 64" wide four-tier chandelier is well proportioned for grand foyers and great rooms. | CHANDELIERS | Boughton | Chandeliers | Antique Forged Iron | AF | Steel |  |  |  |  | 24 Candelabra Torpedo 3.5w |  | 24 | Yes | [14 empty] | 0 | [12 empty] | 698.45 | 1396.9 | 2095.35 | D:64'' H:59 1/2'' O:150 1/4'' | 15 | 64 |  |  | 59.5 | Screw Collar - Chain |  |  | 150.25 |  |  |  | No |  | No | [20 empty] | D:5 1/2'' H:1'' Round |  |  |  |  | 240 | Black | 84 |  | Hardwired | 0 | 0 | 0 | 1 | 1 | 0 | 0 | 0 | 0 | 0 | 0 | 785652084140 | 64 | 57.5 | 21.75 | 61.9 | 46.319 | 300 | No | [9 empty] | cETL Damp | BOUGHTON 24L CHAND-AF | Twenty-Four Light Chandelier |  | F3208EN/24AF.jpg | F3208EN.jpg
F3213/6SMS | 6 - Light Chandelier | The transitional Landen features chandeliers with either our NEW industrial Smith Steel finish or a delightful two-tone mix of Antique Forged Iron with Painted Aged Brass details. This modern farmhouse collection is versatile enough to fit within a wide range of décor from farmhouse to urban loft. A grand 53" high two-tier chandelier makes a dramatic statement. All fixtures in the Landen collection are damp-rated, however, the chandeliers with the Antique Forged Iron/Painted Aged Brass finish include optional glass candle covers to protect the lamping from moisture. | CHANDELIERS | Landen | Chandeliers | Smith Steel | SMS | Steel |  |  |  |  | 6 Candelabra Torpedo 60w |  | 6 | No | [14 empty] | 0 | [12 empty] | 231.45 | 462.9 | 694.35 | D:26'' H:18 5/8'' O:85 3/8'' | 10.7 | 26 |  |  | 18.625 | Center Lock-Up |  |  | 85.375 | [26 empty] | D:5'' H:1 1/8'' Round |  |  |  |  | 180 | Black | 60 |  | Hardwired | 0 | 0 | 0 | 0 | 0 | 0 | 0 | 0 | 0 | 0 | 0 | 014817579178 | 30 | 28.5 | 8.25 | 13.9 | 4.082 | 250 | Yes | [9 empty] | cETL Damp | LANDEN 6L CHANDELIER SMS | 6 - Light Chandelier |  | F32136SMS.jpg | F32136SMS.jpg
F3214/8SMS | 8 - Light Chandelier | The transitional Landen features chandeliers with either our NEW industrial Smith Steel finish or a delightful two-tone mix of Antique Forged Iron with Painted Aged Brass details. This modern farmhouse collection is versatile enough to fit within a wide range of décor from farmhouse to urban loft. A grand 53" high two-tier chandelier makes a dramatic statement. All fixtures in the Landen collection are damp-rated, however, the chandeliers with the Antique Forged Iron/Painted Aged Brass finish include optional glass candle covers to protect the lamping from moisture. | CHANDELIERS | Landen | Chandeliers | Smith Steel | SMS | Steel |  |  |  |  | 8 Candelabra Torpedo 60w |  | 8 | No | [14 empty] | 0 | [12 empty] | 277.95 | 555.9 | 833.85 | D:33 7/8'' H:23 1/4'' O:85 3/8'' | 12 | 33.875 |  |  | 23.25 | Center Lock-Up |  |  | 85.375 | [26 empty] | D:5'' H:1 1/8'' Round |  |  |  |  | 180 | Black | 60 |  | Hardwired | 0 | 0 | 0 | 0 | 0 | 0 | 0 | 0 | 0 | 0 | 0 | 014817579185 | 35.75 | 35.5 | 9.75 | 18.5 | 7.161 | 250 | Yes | [9 empty] | cETL Damp | LANDEN 8L CHANDELIER SMS | 8 - Light Chandelier |  | F32148SMS.jpg | F32148SMS.jpg
F3215/12SMS | 12 - Light Chandelier | The transitional Landen features chandeliers with either our NEW industrial Smith Steel finish or a delightful two-tone mix of Antique Forged Iron with Painted Aged Brass details. This modern farmhouse collection is versatile enough to fit within a wide range of décor from farmhouse to urban loft. A grand 53" high two-tier chandelier makes a dramatic statement. All fixtures in the Landen collection are damp-rated, however, the chandeliers with the Antique Forged Iron/Painted Aged Brass finish include optional glass candle covers to protect the lamping from moisture. | CHANDELIERS | Landen | Chandeliers | Smith Steel | SMS | Steel |  |  |  |  | 12 Candelabra Torpedo 60w |  | 12 | No | [14 empty] | 0 | [12 empty] | 463.95 | 927.9 | 1391.85 | D:33 7/8'' H:40 3/8'' O:127 1/8'' | 19.5 | 33.875 |  |  | 40.375 | Center Lock-Up |  |  | 127.125 | [26 empty] | D:5'' H:1 1/8'' Round |  |  |  |  | 240 | Black | 84 |  | Hardwired | 0 | 0 | 0 | 0 | 0 | 0 | 0 | 0 | 0 | 0 | 0 | 014817579192 | 35.75 | 35.6 | 12 | 27.8 | 8.838 | 250 | Yes | [9 empty] | cETL Damp | LANDEN 12L CHANDELIER SMS | 12 - Light Chandelier |  | F321512SMS.jpg | F321512SMS.jpg
F3216/12SMS | 12 - Light Chandelier | The transitional Landen features chandeliers with either our NEW industrial Smith Steel finish or a delightful two-tone mix of Antique Forged Iron with Painted Aged Brass details. This modern farmhouse collection is versatile enough to fit within a wide range of décor from farmhouse to urban loft. A grand 53" high two-tier chandelier makes a dramatic statement. All fixtures in the Landen collection are damp-rated, however, the chandeliers with the Antique Forged Iron/Painted Aged Brass finish include optional glass candle covers to protect the lamping from moisture. | CHANDELIERS | Landen | Chandeliers | Smith Steel | SMS | Steel |  |  |  |  | 12 Candelabra Torpedo 60w |  | 12 | No | [14 empty] | 0 | [12 empty] | 405.45 | 810.9 | 1216.35 | D:48'' H:32 7/8'' O:85 3/8'' | 25 | 48 |  |  | 32.875 | Center Lock-Up |  |  | 85.375 | [26 empty] | D:5'' H:1 1/8'' Round |  |  |  |  | 180 | Black | 60 |  | Hardwired | 0 | 0 | 0 | 0 | 0 | 0 | 0 | 0 | 0 | 0 | 0 | 014817579208 | 51.25 | 51.25 | 9.5 | 28.7 | 14.44 | 250 | No | [9 empty] | cETL Damp | LANDEN 12L CHANDELIER SMS | 12 - Light Chandelier |  | F321612SMS.jpg | F321612SMS.jpg
F3217/20SMS | 20 - Light Chandelier | The transitional Landen features chandeliers with either our NEW industrial Smith Steel finish or a delightful two-tone mix of Antique Forged Iron with Painted Aged Brass details. This modern farmhouse collection is versatile enough to fit within a wide range of décor from farmhouse to urban loft. A grand 53" high two-tier chandelier makes a dramatic statement. All fixtures in the Landen collection are damp-rated, however, the chandeliers with the Antique Forged Iron/Painted Aged Brass finish include optional glass candle covers to protect the lamping from moisture. | CHANDELIERS | Landen | Chandeliers | Smith Steel | SMS | Steel |  |  |  |  | 20 Candelabra Torpedo 60w |  | 20 | No | [14 empty] | 0 | [12 empty] | 579.95 | 1159.9 | 1739.85 | D:48'' H:52 5/8'' O:143 5/8'' | 40 | 48 |  |  | 52.625 | Center Lock-Up |  |  | 143.625 | [26 empty] | D:5'' H:1 1/8'' Round |  |  |  |  | 240 | Black | 84 |  | Hardwired | 0 | 0 | 0 | 0 | 0 | 0 | 0 | 0 | 0 | 0 | 0 | 014817579215 | 51.5 | 51.5 | 12 | 42.2 | 18.418 | 250 | No | [9 empty] | cETL Damp | LANDEN 20L CHANDELIER SMS | 20 - Light Chandelier |  | F321720SMS.jpg | F321720SMS.jpg
F3218/10SMS | 10 - Light Linear Chandelier | The transitional Landen features chandeliers with either our NEW industrial Smith Steel finish or a delightful two-tone mix of Antique Forged Iron with Painted Aged Brass details. This modern farmhouse collection is versatile enough to fit within a wide range of décor from farmhouse to urban loft. A grand 53" high two-tier chandelier makes a dramatic statement. All fixtures in the Landen collection are damp-rated, however, the chandeliers with the Antique Forged Iron/Painted Aged Brass finish include optional glass candle covers to protect the lamping from moisture. | CHANDELIERS | Landen | Chandeliers | Smith Steel | SMS | Steel |  |  |  |  | 10 Candelabra Torpedo 60w |  | 10 | No | [14 empty] | 0 | [12 empty] | 347.45 | 694.9 | 1042.35 | L:48'' W:17'' H:26 1/2'' | 16.8 |  | 48 | 17 | 26.5 | Double Cap Nuts |  |  |  | 35 - 83 | [25 empty] | DP:5'' W:10 7/8'' H:3/4'' Rectangular |  |  |  |  | 180 | Black |  |  | Hardwired | 0 | 0 | 0 | 0 | 0 | 0 | 0 | 0 | 0 | 0 | 0 | 014817579222 | 52 | 21.25 | 9.75 | 22.8 | 6.235 | 250 | Yes | [9 empty] | cETL Damp | LANDEN 10L LINEAR CHANDELIER SMS | 10 - Light Linear Chandelier |  | F321810SMS.jpg | F321810SMS.jpg
F3219/6WZC/WOW | 6 - Light Chandelier | With light and shadow emanating from an ornately-decorated orb silhouette, the Avila Collection channels the beauty of wrought-iron garden gates from 18th century Europe. Avila's rustic Weathered Zinc ironwork is softened by the delicate curves of the lines and the warm Weathered Oak center ring. The elaborate housing creates beautiful sight lines as it frames the light within. Add historical ambiance and intricate décor to a wide range of rooms. This collection is not currently sold online. Products are available in retail showrooms only. | CHANDELIERS | Avila | Chandeliers | Weathered Zinc/Weathered Oak | WZC/WOW | Steel |  |  |  |  | 6 Candelabra Torpedo 60w |  | 6 | No | [14 empty] | 0 | [12 empty] | 591.95 | 1183.9 | 1775.85 | D:26'' H:28'' O:94 3/4'' | 20 | 26 |  |  | 28 | Center Lock-Up |  |  | 94.75 | [26 empty] | D:5'' H:1 1/8'' Round |  |  |  |  | 180 | Black | 60 |  | Hardwired | 0 | 0 | 0 | 0 | 0 | 0 | 0 | 0 | 0 | 0 | 0 | 014817579239 | 27.25 | 27 | 18.25 | 32.4 | 7.771 | 175 | Yes | [9 empty] | cETL Damp | AVILA 6L CHANDELIER DWZ/WO | 6 - Light Chandelier |  | F32196WZCWOW.jpg | F32196WZCWOW.jpg
F3220/5WZC/WOW | 5 - Light Chandelier | With light and shadow emanating from an ornately-decorated orb silhouette, the Avila Collection channels the beauty of wrought-iron garden gates from 18th century Europe. Avila's rustic Weathered Zinc ironwork is softened by the delicate curves of the lines and the warm Weathered Oak center ring. The elaborate housing creates beautiful sight lines as it frames the light within. Add historical ambiance and intricate décor to a wide range of rooms. This collection is not currently sold online. Products are available in retail showrooms only. | CHANDELIERS | Avila | Chandeliers | Weathered Zinc/Weathered Oak | WZC/WOW | Steel |  |  |  |  | 5 Candelabra Torpedo 60w |  | 5 | No | [14 empty] | 0 | [12 empty] | 429.45 | 858.9 | 1288.35 | D:20 1/2'' H:22 1/2'' O:94 3/4'' | 15 | 20.5 |  |  | 22.5 | Center Lock-Up |  |  | 94.75 | [26 empty] | D:5'' H:1 1/8'' Round |  |  |  |  | 180 | Black | 60 |  | Hardwired | 0 | 0 | 0 | 0 | 0 | 0 | 0 | 0 | 0 | 0 | 0 | 014817579246 | 21.75 | 21.5 | 14.5 | 22.4 | 3.924 | 175 | Yes | [9 empty] | cETL Damp | AVILA 5L CHANDELIER DWZ/WO | 5 - Light Chandelier |  | F32205WZCWOW.jpg | F32205WZCWOW.jpg
F3222/5DA | 5 - Light Chandelier | Patrice showcases Feiss' Collection's unwavering commitment to robust construction and craftsmanship. Using our NEW Deep Abyss finish, Patrice is heavily textured and tactile, appearing as though it was pulled from a shipwreck. This humble design with its oval motifs is fitting for a wide range of decor. Patrice also features three outdoor fixtures with a rustic Dark Weathered Zinc finish. The outdoor chandeliers include glass candle covers to protect the lamping. All Patrice chandeliers are damp-rated for use in indoor and covered outdoor spaces. | CHANDELIERS | Patrice | Chandeliers | Deep Abyss | DA | Steel |  |  |  |  | 5 Candelabra Torpedo 60w |  | 5 | No | [14 empty] | 0 | [12 empty] | 231.45 | 462.9 | 694.35 | D:21'' H:10 3/4'' | 14 | 21 |  |  | 10.75 | Center Lock-Up |  |  |  | 20.25 - 68.25 | [30 empty] | 180 | Brown |  |  | Hardwired | 0 | 0 | 0 | 0 | 0 | 0 | 0 | 0 | 0 | 0 | 0 | 014817579260 | 24.5 | 24 | 15 | 17.3 | 5.104 | 250 | Yes | [9 empty] | cETL Damp | PATRICE 5L CHANDELIER DEEP ABYSS | 5 - Light Chandelier |  | F32225DA.jpg | F32225DA.jpg
F3223/6DA | 6 - Light Chandelier | Patrice showcases Feiss' Collection's unwavering commitment to robust construction and craftsmanship. Using our NEW Deep Abyss finish, Patrice is heavily textured and tactile, appearing as though it was pulled from a shipwreck. This humble design with its oval motifs is fitting for a wide range of decor. Patrice also features three outdoor fixtures with a rustic Dark Weathered Zinc finish. The outdoor chandeliers include glass candle covers to protect the lamping. All Patrice chandeliers are damp-rated for use in indoor and covered outdoor spaces. | CHANDELIERS | Patrice | Chandeliers | Deep Abyss | DA | Steel |  |  |  |  | 6 Candelabra Torpedo 60w |  | 6 | No | [14 empty] | 0 | [12 empty] | 347.45 | 694.9 | 1042.35 | D:16'' H:25 1/4'' | 18 | 16 |  |  | 25.25 | Center Lock-Up |  |  |  | 34.75 - 82.75 | [25 empty] | D:5'' H:1 1/8'' Round |  |  |  |  | 180 | Brown |  |  | Hardwired | 0 | 0 | 0 | 0 | 0 | 0 | 0 | 0 | 0 | 0 | 0 | 014817579277 | 29.5 | 19.5 | 19.25 | 19.4 | 6.408 | 250 | Yes | [9 empty] | cETL Damp | PATRICE 6L CHANDELIER DEEP ABYSS | 6 - Light Chandelier |  | F32236DA.jpg | F32236DA.jpg
F3224/6DA | 6 - Light Linear Chandelier | Patrice showcases Feiss' Collection's unwavering commitment to robust construction and craftsmanship. Using our NEW Deep Abyss finish, Patrice is heavily textured and tactile, appearing as though it was pulled from a shipwreck. This humble design with its oval motifs is fitting for a wide range of decor. Patrice also features three outdoor fixtures with a rustic Dark Weathered Zinc finish. The outdoor chandeliers include glass candle covers to protect the lamping. All Patrice chandeliers are damp-rated for use in indoor and covered outdoor spaces. | CHANDELIERS | Patrice | Chandeliers | Deep Abyss | DA | Steel |  |  |  |  | 6 Candelabra Torpedo 60w |  | 6 | No | [14 empty] | 0 | [12 empty] | 449.98 | 899.96 | 1349.94 | L:47 1/2'' W:10 3/8'' H:15 1/2'' | 23 |  | 47.5 | 10.375 | 15.5 | Single Cap Nut |  |  |  | 23.875 - 71.875 | [25 empty] | DP:5'' W:10 7/8'' H:3/4'' Rectangular |  |  |  |  | 180 | Brown |  |  | Hardwired | 0 | 0 | 0 | 0 | 0 | 0 | 0 | 0 | 0 | 0 | 0 | 014817579307 | 52.25 | 19.75 | 14.25 | 33.6 | 8.51 | 250 | Yes | [9 empty] | cETL Damp | PATRICE 6L LINEAR CHANDELIER DEEP ABYSS | 6 - Light Linear Chandelier |  | F32246DA.jpg | F32246DA.jpg
F3225/6TXB/CH | 6 - Light Chandelier | The Art-Deco-inspired Broderick features bold, angular lines in a rich, two-toned finish of shiny Chrome with Textured Black. Each of Broderick's clear glass shades rest atop a cylindrical bobeche, adding dimension to a smooth, structured silhouette. | CHANDELIERS | Broderick | Chandeliers | Textured Black / Chrome | TXB / CH | Steel | Clear Glass | D:2.75" H:8" |  |  | 6 Candelabra Torpedo 60w |  | 6 | No | [14 empty] | 0 | [12 empty] | 289.45 | 578.9 | 868.35 | D:27'' H:25'' | 8 | 27 |  |  | 25 | Center Lock-Up |  |  |  | 34.5 - 82.5 | [25 empty] | D:5'' H:1 3/16'' Round |  |  |  |  | 180 | Black |  |  | Hardwired | 0 | 0 | 0 | 0 | 0 | 0 | 0 | 0 | 0 | 0 | 0 | 014817579314 | 31 | 28.5 | 10.25 | 21.1 | 5.241 | 175 | Yes | [9 empty] | cETL Damp | BRODERICK 6L CHANDELIER TXB/CH | 6 - Light Chandelier |  | F32256TXBCH.jpg | F32256TXBCH.jpg
F3226/9TXB/CH | 9 - Light Chandelier | The Art-Deco-inspired Broderick features bold, angular lines in a rich, two-toned finish of shiny Chrome with Textured Black. Each of Broderick's clear glass shades rest atop a cylindrical bobeche, adding dimension to a smooth, structured silhouette. | CHANDELIERS | Broderick | Chandeliers | Textured Black / Chrome | TXB / CH | Steel | Clear Glass | D:2.75" H:8" |  |  | 9 Candelabra Torpedo 60w |  | 9 | No | [14 empty] | 0 | [12 empty] | 440.95 | 881.9 | 1322.85 | D:33'' H:32'' | 15 | 33 |  |  | 32 | Center Lock-Up |  |  |  | 41.5 - 89.5 | [25 empty] | D:5'' H:1 3/16'' Round |  |  |  |  | 180 | Black |  |  | Hardwired | 0 | 0 | 0 | 0 | 0 | 0 | 0 | 0 | 0 | 0 | 0 | 014817579321 | 36.25 | 32.25 | 19 | 32.7 | 12.854 | 250 | Yes | [9 empty] | cETL Damp | BRODERICK 9L 2 TIER CHANDELIER TXB/CH | 9 - Light Chandelier |  | F32269TXBCH.jpg | F32269TXBCH.jpg
F3227/10TXB/CH | 10 - Light Linear Chandelier | The Art-Deco-inspired Broderick features bold, angular lines in a rich, two-toned finish of shiny Chrome with Textured Black. Each of Broderick's clear glass shades rest atop a cylindrical bobeche, adding dimension to a smooth, structured silhouette. | CHANDELIERS | Broderick | Chandeliers | Textured Black / Chrome | TXB / CH | Steel |  |  |  |  | 10 Candelabra Torpedo 60w |  | 10 | No | [14 empty] | 0 | [12 empty] | 399.98 | 799.96 | 1199.94 | L:48'' W:15'' H:18 7/8'' | 18 |  | 48 | 15 | 18.875 | Double Cap Nuts |  |  |  | 27.5 - 75.5 | [25 empty] | DP:5 1/8'' W:13 1/2'' H:3/4'' Rectangular |  |  |  |  | 180 | Black |  |  | Hardwired | 0 | 0 | 0 | 0 | 0 | 0 | 0 | 0 | 0 | 0 | 0 | 014817579338 | 54.5 | 18.75 | 11.5 | 28.5 | 6.801 | 175 | Yes | [9 empty] | cETL Damp | BRODERICK 10L LINEAR CHANDELIER TXB/CH | 10 - Light Linear Chandelier |  | F322710TXBCH.jpg | F322710TXBCH.jpg
F3228/15TXB/CH | 15 - Light Chandelier | The Art-Deco-inspired Broderick features bold, angular lines in a rich, two-toned finish of shiny Chrome with Textured Black. Each of Broderick's clear glass shades rest atop a cylindrical bobeche, adding dimension to a smooth, structured silhouette. | CHANDELIERS | Broderick | Chandeliers | Textured Black / Chrome | TXB / CH | Steel | Clear Glass | D:2.75" H:8" |  |  | 15 Candelabra Torpedo 60w |  | 15 | No | [14 empty] | 0 | [12 empty] | 811.95 | 1623.9 | 2435.85 | D:46'' H:40 5/8'' | 25 | 46 |  |  | 40.625 | Center Lock-Up |  |  |  | 50.25 - 98.25 | [25 empty] | D:5'' H:1 3/16'' Round |  |  |  |  | 240 | Black |  |  | Hardwired | 0 | 0 | 0 | 0 | 0 | 0 | 0 | 0 | 0 | 0 | 0 | 014817579352 | 50.5 | 45.25 | 28.34 | 70.7 | 37.477 | 300 | No | [9 empty] | cETL Damp | BRODERICK 15L 2 TIER CHANDELIER TXB/CH | 15 - Light Chandelier |  | F322815TXBCH.jpg | F322815TXBCH.jpg
F3231/12ORB/BBS | 12 - Light Chandelier | The elongated Burnished Brass candle stems of Palmyra shine in gilded contrast to the Oil Rubbed Bronze finish. Palmyra provides an air of refined masculinity and streamlined sophistication as light gently diffuses through cylindrical metal mesh shades. | CHANDELIERS | Palmyra | Chandeliers | Oiled Rubbed Bronze / Burnished Brass | ORB/BBS | Steel | Oil Rubbed Bronze Steel | D:2.75" H:8" |  |  | 12 Candelabra Torpedo 60w |  | 12 | No | [14 empty] | 0 | [12 empty] | 499.5 | 999 | 1498.5 | D:32 1/2'' H:32 1/2'' | 22 | 32.5 |  |  | 32.5 | Center Lock-Up |  |  |  | 42.25 - 90.25 | [25 empty] | D:5'' H:1 1/8'' Round |  |  |  |  | 240 | Brown |  |  | Hardwired | 0 | 0 | 0 | 0 | 0 | 0 | 0 | 0 | 0 | 0 | 0 | 014817579390 | 33.25 | 33.25 | 25.25 | 36.6 | 16.155 | 250 | Yes | [9 empty] | cETL Damp | PALMYRA 12L 2 TIER CHANDELIER ORB/BBS | 12 - Light Chandelier |  | F323112ORBBBS.jpg | F323112ORBBBS.jpg
F3233/10ORB/BBS | 10 - Light Linear Chandelier | The elongated Burnished Brass candle stems of Palmyra shine in gilded contrast to the Oil Rubbed Bronze finish. Palmyra provides an air of refined masculinity and streamlined sophistication as light gently diffuses through cylindrical metal mesh shades. | CHANDELIERS | Palmyra | Chandeliers | Oiled Rubbed Bronze / Burnished Brass | ORB/BBS | Steel | Oil Rubbed Bronze Steel | D:2.75" H:8" |  |  | 10 Candelabra Torpedo 60w |  | 10 | No | [14 empty] | 0 | [12 empty] | 449.5 | 899 | 1348.5 | L:48'' W:14'' H:12'' | 18.8 |  | 48 | 14 | 12 | Double Cap Nuts |  |  |  | 17 - 65 | [25 empty] | DP:5 1/8'' W:14 1/8'' H:3/4'' Rectangular |  |  |  |  | 180 | Brown |  |  | Hardwired | 0 | 0 | 0 | 0 | 0 | 0 | 0 | 0 | 0 | 0 | 0 | 014817579406 | 53.5 | 17.75 | 13.5 | 27.5 | 7.419 | 250 | Yes | [9 empty] | cETL Damp | PALMYRA 10L LINEAR CHANDELIER ORB/BBS | 10 - Light Linear Chandelier |  | F323310ORBBBS.jpg | F323310ORBBBS.jpg
F3234/3ORB/BBS | 3 - Light Pendant Chandelier | The elongated Burnished Brass candle stems of Palmyra shine in gilded contrast to the Oil Rubbed Bronze finish. Palmyra provides an air of refined masculinity and streamlined sophistication as light gently diffuses through cylindrical metal mesh shades. | LINE VOLTAGE PENDANT | Palmyra | Chandeliers | Oiled Rubbed Bronze / Burnished Brass | ORB/BBS | Steel | Oil Rubbed Bronze Steel | D:2.75" H:8" |  |  | 3 Candelabra Torpedo 60w |  | 3 | No | [14 empty] | 0 | [12 empty] | 129.5 | 259 | 388.5 | D:10 1/2'' H:16 3/8'' | 5.9 | 10.5 |  |  | 16.375 | Center Lock-Up |  |  |  | 25.875 - 61.875 | [25 empty] | D:5'' H:1 1/8'' Round |  |  |  |  | 180 | Brown |  |  | Hardwired | 0 | 0 | 0 | 0 | 0 | 0 | 0 | 0 | 0 | 0 | 0 | 014817579413 | 13.75 | 13.75 | 12.5 | 7.9 | 1.368 | 175 | Yes | [9 empty] | cETL Damp | PALMYRA 3L PENDANT ORB/BBS | 3 - Light Pendant Chandelier |  | F32343ORBBBS.jpg | F32343ORBBBS.jpg
F3240/6WGR | 6 - Light Chandelier | Traditional with soft feminine features, the Maryville chandelier and wall sconce exude time-worn French Country style. Maryville's defining features include floral-inspired bobeches, turning details on the center column, delicate wood bead strands and our NEW weathered Washed Grey finish. | CHANDELIERS | Maryville | Chandeliers | Washed Grey | WGR | Steel |  |  |  |  | 6 Candelabra Torpedo 60w |  | 6 | No | [14 empty] | 0 | [12 empty] | 231.45 | 462.9 | 694.35 | D:28'' H:29 1/4'' O:96'' | 8 | 28 |  |  | 29.25 | Center Lock-Up |  |  | 96 | [26 empty] | D:5'' H:1 1/8'' Round |  |  |  |  | 180 | Brown | 60 |  | Hardwired | 0 | 0 | 0 | 0 | 0 | 0 | 0 | 0 | 0 | 0 | 0 | 014817579543 | 31 | 19.75 | 11.25 | 11.8 | 3.986 | 250 | Yes | [9 empty] | cETL Damp | MARYVILLE 6L CHANDELIER WGR | 6 - Light Chandelier |  | F32406WGR.jpg | F32406WGR.jpg
F3241/9WGR | 9 - Light Chandelier | Traditional with soft feminine features, the Maryville chandelier and wall sconce exude time-worn French Country style. Maryville's defining features include floral-inspired bobeches, turning details on the center column, delicate wood bead strands and our NEW weathered Washed Grey finish. | CHANDELIERS | Maryville | Chandeliers | Washed Grey | WGR | Steel |  |  |  |  | 9 Candelabra Torpedo 60w |  | 9 | No | [14 empty] | 0 | [12 empty] | 347.45 | 694.9 | 1042.35 | D:32'' H:33'' O:123 3/4'' | 12 | 32 |  |  | 33 | Center Lock-Up |  |  | 123.75 | [26 empty] | D:5'' H:1 1/8'' Round |  |  |  |  | 240 | Clear Silver | 84 |  | Hardwired | 0 | 0 | 0 | 0 | 0 | 0 | 0 | 0 | 0 | 0 | 0 | 014817579550 | 36.5 | 23.75 | 12.25 | 16 | 6.145 | 250 | Yes | [9 empty] | cETL Damp | MARYVILLE 9L 2 TIER CHANDELIER WGR | 9 - Light Chandelier |  | F32419WGR.jpg | F32419WGR.jpg
F3242/3WGR | 3 - Light Chandelier | Traditional with soft feminine features, the Maryville chandelier and wall sconce exude time-worn French Country style. Maryville's defining features include floral-inspired bobeches, turning details on the center column, delicate wood bead strands and our NEW weathered Washed Grey finish. | CHANDELIERS | Maryville | Chandeliers | Washed Grey | WGR | Steel |  |  |  |  | 3 Candelabra Torpedo 60w |  | 3 | No | [14 empty] | 0 | [12 empty] | 132.95 | 265.9 | 398.85 | D:19'' H:19'' O:86'' | 5 | 19 |  |  | 19 | Center Lock-Up |  |  | 86 | [26 empty] | D:5'' H:1 1/8'' Round |  |  |  |  | 180 | Clear Silver | 60 |  | Hardwired | 0 | 0 | 0 | 0 | 0 | 0 | 0 | 0 | 0 | 0 | 0 | 014817579567 | 22 | 13 | 8.25 | 6.45 | 1.365 | 175 | Yes | [9 empty] | cETL Damp | MARYVILLE 3L CHANDELIER WGR | 3 - Light Chandelier |  | F32423WGR.jpg | F32423WGR.jpg
F3257/6CH | 6 - Light Chandelier | Thorne is daring and playful with a delightful two-tone mix of luxury materials; modern Chrome with clear acrylic "bursts" or finely lacquered Weathered Oak Wood with Dark Weathered Zinc. Thorne is a fun, modern interpretation of a starburst and will become the focal point of any space. | CHANDELIERS | Thorne | Chandeliers | Chrome | CH | Steel |  |  |  |  | 6 Candelabra Torpedo 60w |  | 6 | No | [14 empty] | 0 | [12 empty] | 277.95 | 555.9 | 833.85 | D:26'' H:18 3/4'' | 4 | 26 |  |  | 18.75 | Center Lock-Up |  |  |  | 21.25 - 69.25 | [25 empty] | D:5 1/2'' H:1 1/8'' Round |  |  |  |  | 180 | Clear Silver |  |  | Hardwired | 0 | 0 | 0 | 0 | 0 | 0 | 0 | 0 | 0 | 0 | 0 | 014817579659 | 14 | 14 | 12 | 11.6 | 1.361 | 100 | Yes | [9 empty] | cETL Damp | THORNE 6L CHANDELIER CH | 6 - Light Chandelier |  | F32576CH.jpg | F32576CH.jpg
F3257/6DWZ/WOW | 6 - Light Chandelier | Thorne is daring and playful with a delightful two-tone mix of luxury materials; modern Chrome with clear acrylic "bursts" or finely lacquered Weathered Oak Wood with Dark Weathered Zinc. Thorne is a fun, modern interpretation of a starburst and will become the focal point of any space. | CHANDELIERS | Thorne | Chandeliers | Dark Weathered Zinc / Weathered Oak | DWZ/WO | Steel |  |  |  |  | 6 Candelabra Torpedo 60w |  | 6 | No | [14 empty] | 0 | [12 empty] | 274.98 | 549.96 | 824.94 | D:26'' H:18 3/4'' | 4 | 26 |  |  | 18.75 | Center Lock-Up |  |  |  | 21.25 - 69.25 | [25 empty] | D:5 1/2'' H:1 1/8'' Round |  |  |  |  | 180 | Black |  |  | Hardwired | 0 | 0 | 0 | 0 | 0 | 0 | 0 | 0 | 0 | 0 | 0 | 014817579642 | 13.75 | 13.75 | 12.5 | 10.4 | 1.368 | 125 | Yes | [9 empty] | cETL Damp | THORNE 6L CHANDELIER DWZ/WOW | 6 - Light Chandelier |  | F32576DWZWOW.jpg | F32576DWZWOW.jpg
F3258/8DWZ/WOW | 8-Light Chandelier | Thorne is daring and playful with a delightful two-tone mix of luxury materials; modern Chrome with clear acrylic "bursts" or finely lacquered Weathered Oak Wood with Dark Weathered Zinc. Thorne is a fun, modern interpretation of a starburst and will become the focal point of any space. | CHANDELIERS | Thorne | Chandeliers | Dark Weathered Zinc / Weathered Oak | DWZ/WO | Steel |  |  |  |  | 8 Candelabra Torpedo 60w |  | 8 | No | [14 empty] | 0 | [12 empty] | 376.45 | 752.9 | 1129.35 | D:36 3/4'' H:26 1/4'' | 12 | 36.75 |  |  | 26.25 | Center Lock-Up |  |  |  | 37.75 - 73.75 | [25 empty] | D:5 1/2'' H:1 1/8'' Round |  |  |  |  | 180 | Black |  |  | Hardwired | 0 | 0 | 0 | 0 | 0 | 0 | 0 | 0 | 0 | 0 | 0 | 014817587807 | 21.5 | 16 | 14 | 14.7 | 2.787 | 175 | Yes | [9 empty] | cETL Damp | 8L THORNE CHAND DWZ/WOW | 8L THORNE CHAND DWZ/WOW |  | F32588DWZWOW.jpg | F32588DWZWOW.jpg
F3259/5PN | 5 - Light Chandelier | Harper is a modern beauty, with light glowing through Plated Smoke Glass globes that float within an angular, Polished Nickel frame. Machinery-inspired hardware holds each globe in place and is crafted using a special technique called knurling, delivering an authentic industrial look and feel. | CHANDELIERS | Harper | Chandeliers | Polished Nickel | PN | Steel | Plated Smoke Glass | D:7" H:7" |  |  | 5 Candelabra Torpedo 60w |  | 5 | No | [14 empty] | 0 | [12 empty] | 463.95 | 927.9 | 1391.85 | D:30 1/2'' H:30'' | 16 | 30.5 |  |  | 30 | Center Lock-Up |  |  |  | 39.5 - 87.5 | [25 empty] | D:5'' H:1 3/16'' Round |  |  |  |  | 180 | Clear Silver |  |  | Hardwired | 0 | 0 | 0 | 0 | 0 | 0 | 0 | 0 | 0 | 0 | 0 | 014817579666 | 33.5 | 32.75 | 14.8 | 26 | 9.397 | 250 | Yes | [9 empty] | cETL Damp | HARPER 5L CHANDELIER PN | 5 - Light Chandelier |  | F32595PN.jpg | F32595PN.jpg
F3260/7PN | 7 - Light Chandelier | Harper is a modern beauty, with light glowing through Plated Smoke Glass globes that float within an angular, Polished Nickel frame. Machinery-inspired hardware holds each globe in place and is crafted using a special technique called knurling, delivering an authentic industrial look and feel. | CHANDELIERS | Harper | Chandeliers | Polished Nickel | PN | Steel | Plated Smoke Glass | D:7" H:7" |  |  | 7 Candelabra Torpedo 60w |  | 7 | No | [14 empty] | 0 | [12 empty] | 579.95 | 1159.9 | 1739.85 | D:32'' H:35 3/4'' | 19.5 | 32 |  |  | 35.75 | Center Lock-Up |  |  |  | 45.25 - 93.25 | [25 empty] | D:5'' H:1 3/16'' Round |  |  |  |  | 180 | Clear Silver |  |  | Hardwired | 0 | 0 | 0 | 0 | 0 | 0 | 0 | 0 | 0 | 0 | 0 | 014817579673 | 34.5 | 34.5 | 15.25 | 34.1 | 10.504 | 250 | Yes | [9 empty] | cETL Damp | HARPER 7L 2 TIER CHANDELIER PN | 7 - Light Chandelier |  | F32607PN.jpg | F32607PN.jpg
F3275/4ANBZ | 4 - Light Chandelier | Woodruff is a modern interpretation of a classic lantern silhouette, complete with an open, airy frame, vented details at the top and floating candle tubes within. Woodruff is inspired by a historical lantern design and is available in two finish options of either Polished Nickel or Antique Bronze. | CHANDELIERS | Woodruff | Chandeliers | Antique Bronze | ANBZ | Steel |  |  |  |  | 4 Candelabra Torpedo 60w |  | 4 | No | [14 empty] | 0 | [12 empty] | 266.45 | 532.9 | 799.35 | L:16'' W:16'' H:23 3/8'' | 9 |  | 16 | 16 | 23.375 | Center Lock-Up |  |  |  | 32.875 - 80.875 | [25 empty] | DP:5'' W:5'' H:1 1/8'' Square |  |  |  |  | 180 | Black |  |  | Hardwired | 0 | 0 | 0 | 0 | 0 | 0 | 0 | 0 | 0 | 0 | 0 | 014817579796 | 22.5 | 19.5 | 19.25 | 17.3 | 4.888 | 250 | Yes | [9 empty] | cETL Damp | WOODRUFF 4 LIGHT CHANDELIER ANBZ | 4 - Light Chandelier |  | F32754ANBZ.jpg | F32754ANBZ.jpg
F3275/4PN | 4 - Light Chandelier | Woodruff is a modern interpretation of a classic lantern silhouette, complete with an open, airy frame, vented details at the top and floating candle tubes within. Woodruff is inspired by a historical lantern design and is available in two finish options of either Polished Nickel or Antique Bronze. | CHANDELIERS | Woodruff | Chandeliers | Polished Nickel | PN | Steel |  |  |  |  | 4 Candelabra Torpedo 60w |  | 4 | No | [14 empty] | 0 | [12 empty] | 299.98 | 599.96 | 899.94 | L:16'' W:16'' H:23 3/8'' | 9 |  | 16 | 16 | 23.375 | Center Lock-Up |  |  |  | 32.875 - 80.875 | [25 empty] | DP:5'' W:5'' H:1 1/8'' Square |  |  |  |  | 180 | Clear Silver |  |  | Hardwired | 0 | 0 | 0 | 0 | 0 | 0 | 0 | 0 | 0 | 0 | 0 | 014817579710 | 22 | 19.5 | 18.8 | 17.3 | 4.667 | 250 | Yes | [9 empty] | cETL Damp | WOODRUFF 4 LIGHT CHANDELIER PN | 4 - Light Chandelier |  | F32754PN.jpg | F32754PN.jpg
F3276/8ANBZ | 8 - Light Chandelier | Woodruff is a modern interpretation of a classic lantern silhouette, complete with an open, airy frame, vented details at the top and floating candle tubes within. Woodruff is inspired by a historical lantern design and is available in two finish options of either Polished Nickel or Antique Bronze. | CHANDELIERS | Woodruff | Chandeliers | Antique Bronze | ANBZ | Steel |  |  |  |  | 8 Candelabra Torpedo 60w |  | 8 | No | [14 empty] | 0 | [12 empty] | 347.45 | 694.9 | 1042.35 | L:17'' W:17'' H:31'' | 10 |  | 17 | 17 | 31 | Center Lock-Up |  |  |  | 40.5 - 88.5 | [25 empty] | DP:5'' W:5'' H:1 1/8'' Square |  |  |  |  | 180 | Black |  |  | Hardwired | 0 | 0 | 0 | 0 | 0 | 0 | 0 | 0 | 0 | 0 | 0 | 014817579802 | 30.25 | 20.75 | 20.75 | 24.1 | 7.537 | 250 | Yes | [9 empty] | cETL Damp | WOODRUFF 8 LIGHT CHANDELIER ANBZ | 8 - Light Chandelier |  | F32768ANBZ.jpg | F32768ANBZ.jpg
F3276/8PN | 8 - Light Chandelier | Woodruff is a modern interpretation of a classic lantern silhouette, complete with an open, airy frame, vented details at the top and floating candle tubes within. Woodruff is inspired by a historical lantern design and is available in two finish options of either Polished Nickel or Antique Bronze. | CHANDELIERS | Woodruff | Chandeliers | Polished Nickel | PN | Steel |  |  |  |  | 8 Candelabra Torpedo 60w |  | 8 | No | [14 empty] | 0 | [12 empty] | 382.95 | 765.9 | 1148.85 | L:17'' W:17'' H:31'' | 10 |  | 17 | 17 | 31 | Center Lock-Up |  |  |  | 40.5 - 88.5 | [25 empty] | DP:5'' W:5'' H:1 1/8'' Square |  |  |  |  | 180 | Clear Silver |  |  | Hardwired | 0 | 0 | 0 | 0 | 0 | 0 | 0 | 0 | 0 | 0 | 0 | 014817579727 | 30.7 | 21 | 21 | 24.7 | 7.835 | 250 | Yes | [9 empty] | cETL Damp | WOODRUFF 8 LIGHT CHANDELIER PN | 8 - Light Chandelier |  | F32768PN.jpg | F32768PN.jpg
F3277/8ANBZ | 8 - Light Chandelier | Woodruff is a modern interpretation of a classic lantern silhouette, complete with an open, airy frame, vented details at the top and floating candle tubes within. Woodruff is inspired by a historical lantern design and is available in two finish options of either Polished Nickel or Antique Bronze. | CHANDELIERS | Woodruff | Chandeliers | Antique Bronze | ANBZ | Steel |  |  |  |  | 8 Candelabra Torpedo 60w |  | 8 | No | [14 empty] | 0 | [12 empty] | 521.95 | 1043.9 | 1565.85 | L:22'' W:22'' H:40'' | 11 |  | 22 | 22 | 40 | Center Lock-Up |  |  |  | 49.5 - 97.5 | [25 empty] | DP:5'' W:5'' H:1 1/8'' Square |  |  |  |  | 180 | Black |  |  | Hardwired | 0 | 0 | 0 | 0 | 0 | 0 | 0 | 0 | 0 | 0 | 0 | 014817579819 | 26 | 34.75 | 26.25 | 30.8 | 13.725 | 250 | Yes | [9 empty] | cETL Damp | WOODRUFF 8L XL CHANDELIER ANBZ | 8 - Light Chandelier |  | F32778ANBZ.jpg | F32778ANBZ.jpg
F3277/8PN | 8 - Light Chandelier | Woodruff is a modern interpretation of a classic lantern silhouette, complete with an open, airy frame, vented details at the top and floating candle tubes within. Woodruff is inspired by a historical lantern design and is available in two finish options of either Polished Nickel or Antique Bronze. | CHANDELIERS | Woodruff | Chandeliers | Polished Nickel | PN | Steel |  |  |  |  | 8 Candelabra Torpedo 60w |  | 8 | No | [14 empty] | 0 | [12 empty] | 556.95 | 1113.9 | 1670.85 | L:22'' W:22'' H:40'' | 11 |  | 22 | 22 | 40 | Center Lock-Up |  |  |  | 49.5 - 97.5 | [25 empty] | DP:5'' W:5'' H:1 1/8'' Square |  |  |  |  | 180 | Clear Silver |  |  | Hardwired | 0 | 0 | 0 | 0 | 0 | 0 | 0 | 0 | 0 | 0 | 0 | 014817579734 | 35 | 26 | 26 | 30.7 | 13.692 | 250 | Yes | [9 empty] | cETL Damp | WOODRUFF 8L XL CHANDELIER PN | 8 - Light Chandelier |  | F32778PN.jpg | F32778PN.jpg
F3278/6ANBZ | 6 - Light Linear Chandelier | Woodruff is a modern interpretation of a classic lantern silhouette, complete with an open, airy frame, vented details at the top and floating candle tubes within. Woodruff is inspired by a historical lantern design and is available in two finish options of either Polished Nickel or Antique Bronze. | CHANDELIERS | Woodruff | Chandeliers | Antique Bronze | ANBZ | Steel |  |  |  |  | 6 Candelabra Torpedo 60w |  | 6 | No | [14 empty] | 0 | [12 empty] | 509.95 | 1019.9 | 1529.85 | L:40'' W:13'' H:14 3/4'' | 12 |  | 40 | 13 | 14.75 | Double Cap Nuts |  |  |  | 23.625 - 71.625 | [25 empty] | DP:5 1/4'' W:16 7/8'' H:1'' Rectangular |  |  |  |  | 180 | Black |  |  | Hardwired | 0 | 0 | 0 | 0 | 0 | 0 | 0 | 0 | 0 | 0 | 0 | 014817579826 | 46.5 | 19.75 | 17.25 | 30.5 | 9.168 | 250 | Yes | [9 empty] | cETL Damp | WOODRUFF 6L LINEAR CHANDELIER ANBZ | 6 - Light Linear Chandelier |  | F32786ANBZ.jpg | F32786ANBZ.jpg
F3278/6PN | 6 - Light Linear Chandelier | Woodruff is a modern interpretation of a classic lantern silhouette, complete with an open, airy frame, vented details at the top and floating candle tubes within. Woodruff is inspired by a historical lantern design and is available in two finish options of either Polished Nickel or Antique Bronze. | CHANDELIERS | Woodruff | Chandeliers | Polished Nickel | PN | Steel |  |  |  |  | 6 Candelabra Torpedo 60w |  | 6 | No | [14 empty] | 0 | [12 empty] | 543.95 | 1087.9 | 1631.85 | L:40'' W:13'' H:14 3/4'' | 12 |  | 40 | 13 | 14.75 | Double Cap Nuts |  |  |  | 23.625 - 71.625 | [25 empty] | DP:5 1/4'' W:16 7/8'' H:1'' Rectangular |  |  |  |  | 180 | Clear Silver |  |  | Hardwired | 0 | 0 | 0 | 0 | 0 | 0 | 0 | 0 | 0 | 0 | 0 | 014817579741 | 46.6 | 19.5 | 17.5 | 30.9 | 9.203 | 250 | Yes | [9 empty] | cETL Damp | WOODRUFF 6L LINEAR CHANDELIER PN | 6 - Light Linear Chandelier |  | F32786PN.jpg | F32786PN.jpg
F3280/8ADB | 8 - Light Chandelier | As one of the new product families expanding Feiss’ French Country category, sweeping lines, solid wood beads—and gold leaf accents with our new Antique Guild finish—give Marielle a chic touch. Assortment includes a 12-light chandelier, eight-light chandelier and a two-light wall sconce. | CHANDELIERS | Marielle | Chandeliers | Antique Gild | ADB | Steel |  |  |  |  | 8 Candelabra Torpedo 60w |  | 8 | No | [14 empty] | 0 | [12 empty] | 449.98 | 899.96 | 1349.94 | D:25 3/8'' H:25 7/8'' O:88 1/4'' | 12.8 | 25.375 |  |  | 25.875 | Screw Collar - Chain |  |  | 88.25 | [26 empty] | D:5 1/2'' H:1 1/8'' Round |  |  |  |  | 180 | Clear Silver | 60 |  | Hardwired | 0 | 0 | 0 | 0 | 0 | 0 | 0 | 0 | 0 | 0 | 0 | 014817592177 | 26.5 | 12.25 | 12 | 17.8 | 2.254 | 125 | Yes | [8 empty] | ETL Damp | cETL Damp | 8L MARIELLE CHANDELIER ADB | 8 - Light Chandelier |  | F32808ADB.jpg | F32808ADB.jpg
F3281/12ADB | 12 - Light Chandelier | As one of the new product families expanding Feiss’ French Country category, sweeping lines, solid wood beads—and gold leaf accents with our new Antique Guild finish—give Marielle a chic touch. Assortment includes a 12-light chandelier, eight-light chandelier and a two-light wall sconce. | CHANDELIERS | Marielle | Chandeliers | Antique Gild | ADB | Steel |  |  |  |  | 12 Candelabra Torpedo 60w |  | 12 | No | [14 empty] | 0 | [12 empty] | 984.95 | 1969.9 | 2954.85 | D:41 1/8'' H:46 1/8'' O:134 1/2'' | 21.5 | 41.125 |  |  | 46.125 | Screw Collar - Chain |  |  | 134.5 | [26 empty] | D:5 1/2'' H:1 1/8'' Round |  |  |  |  | 240 | Clear Silver | 84 |  | Hardwired | 0 | 0 | 0 | 0 | 0 | 0 | 0 | 0 | 0 | 0 | 0 | 014817592184 | 44.5 | 42.5 | 13 | 38.1 | 14.228 | 250 | Yes | [8 empty] | ETL Damp | cETL Damp | 12L MARIELLE CHANDELIER ADB | 12 - Light Chandelier |  | F328112ADB.jpg | F328112ADB.jpg
F3290/12AI | 12 - Light Chandelier | The epitome of Mountain Luxe, Ansley has a historical, raw material look with sturdy framing. Its New Aged Iron finish gives it an artisanal, hard-forged feel. The assortment includes: 12-Light Chandelier, 8-Light Chandelier, 8-Light Linear, one-light sconce and vanity silhouettes. | CHANDELIERS | Ansley | Chandeliers | Aged Iron | AI | Steel |  |  |  |  | 12 Candelabra Torpedo 60w |  | 12 | No | [14 empty] | 0 | [12 empty] | 765.95 | 1531.9 | 2297.85 | L:44'' W:44'' H:35 3/4'' | 15 |  | 44 | 44 | 35.75 | Screw Collar - Stem |  |  |  | 43.125 - 91.125 | [25 empty] | D:5 1/2'' H:7/8'' Round |  |  |  |  | 240 | Black |  |  | Hardwired | 0 | 0 | 0 | 0 | 0 | 0 | 0 | 0 | 0 | 0 | 0 | 014817592245 | 44 | 44 | 27.75 | 41 | 31.09 | 300 | No | [8 empty] | ETL Damp | cETL Damp | 12L ANSLEY 2TIER CHAND AI | 12 - Light Chandelier |  | F329012AI.jpg | F329012AI.jpg
F3291/8AI | 8 - Light Chandelier | The epitome of Mountain Luxe, Ansley has a historical, raw material look with sturdy framing. Its New Aged Iron finish gives it an artisanal, hard-forged feel. The assortment includes: 12-Light Chandelier, 8-Light Chandelier, 8-Light Linear, one-light sconce and vanity silhouettes. | CHANDELIERS | Ansley | Chandeliers | Aged Iron | AI | Steel |  |  |  |  | 8 Candelabra Torpedo 60w |  | 8 | No | [14 empty] | 0 | [12 empty] | 399.98 | 799.96 | 1199.94 | L:32'' W:32'' H:19 1/8'' | 8.6 |  | 32 | 32 | 19.125 | Screw Collar - Stem | [29 empty] | D:5 1/2'' H:7/8'' Round |  |  |  |  | 180 | Black |  |  | Hardwired | 0 | 0 | 0 | 0 | 0 | 0 | 0 | 0 | 0 | 0 | 0 | 014817592252 | 33 | 14.58 | 33 | 20.4 | 9.188 | 250 | Yes | [8 empty] | ETL Damp | cETL Damp | 8L ANSLEY 32IN CHAND AI | 8 - Light Chandelier |  | F32918AI.jpg | F32918AI.jpg
F3292/8AI | 8 - Light Linear Chandelier | The epitome of Mountain Luxe, Ansley has a historical, raw material look with sturdy framing. Its New Aged Iron finish gives it an artisanal, hard-forged feel. The assortment includes: 12-Light Chandelier, 8-Light Chandelier, 8-Light Linear, one-light sconce and vanity silhouettes. | CHANDELIERS | Ansley | Chandeliers | Aged Iron | AI | Steel |  |  |  |  | 8 Candelabra Torpedo 60w |  | 8 | No | [14 empty] | 0 | [12 empty] | 374.98 | 749.96 | 1124.94 | L:48'' W:14 5/8'' H:22'' | 9.3 |  | 48 | 14.625 | 22 | Screw Collar - Stem | [29 empty] | D:5'' H:1'' Round |  |  |  |  | 180 | Black |  |  | Hardwired | 0 | 0 | 0 | 0 | 0 | 0 | 0 | 0 | 0 | 0 | 0 | 014817592269 | 51.25 | 18.75 | 15 | 19 | 8.341 | 250 | Yes | [8 empty] | ETL Damp | cETL Damp | 8L ANSLEY LNR CHAND AI | 8 - Light Linear Chandelier |  | F32928AI.jpg | F32928AI.jpg
F3310/4PN | Four Light Chandelier | The sleek, cast arms of the Hewitt collection have a distinctly slim vertical profile, covered with a delicate, lined White Parchment shade that softly diffuses the light for a warm, elegant glow. Hewitt is available in a Polished Nickel or Satin Nickel finish, while the sconce is available in Polished Nickel or Antique Bronze. | CHANDELIERS | Hewitt | Chandeliers | Polished Nickel | PN | Steel | White Parchment Parchment | D:20" H:9" |  |  | 4 Candelabra Torpedo 60w |  | 4 | No | [14 empty] | 0 | [12 empty] | 149.98 | 299.96 | 449.94 | D:20'' H:18 5/8'' | 4.5 | 20 |  |  | 18.625 | Screw Collar - Chain | [6 empty] | No |  | No | [20 empty] | D:5 1/2'' H:1 1/8'' Round |  |  |  |  | 180 | Clear Silver | 60 |  | Hardwired | 0 | 0 | 0 | 0 | 1 | 0 | 0 | 1 | 0 | 0 | 0 | 014817579475 | 23.5 | 23.25 | 12 | 10.1 | 3.794 | 250 | Yes | [9 empty] | cETL Damp | HEWITT 4L CHAND-PN | Four Light Chandelier |  | F33104PN.jpg | F33104PN.jpg
F3310/4SN | Four Light Chandelier | The sleek, cast arms of the Hewitt collection have a distinctly slim vertical profile, covered with a delicate, lined White Parchment shade that softly diffuses the light for a warm, elegant glow. Hewitt is available in a Polished Nickel or Satin Nickel finish, while the sconce is available in Polished Nickel or Antique Bronze. | CHANDELIERS | Hewitt | Chandeliers | Satin Nickel | SN | Steel | White Parchment Parchment | D:20" H:9" |  |  | 4 Candelabra Torpedo 60w |  | 4 | No | [14 empty] | 0 | [12 empty] | 149.98 | 299.96 | 449.94 | D:20'' H:18 5/8'' | 4.5 | 20 |  |  | 18.625 | Screw Collar - Chain | [6 empty] | No |  | No | [20 empty] | D:5 1/2'' H:1 1/8'' Round |  |  |  |  | 180 | Clear Silver | 60 |  | Hardwired | 0 | 0 | 0 | 0 | 1 | 0 | 0 | 1 | 0 | 0 | 0 | 014817579529 | 23.5 | 23.25 | 12 | 10.1 | 3.794 | 250 | Yes | [9 empty] | cETL Damp | HEWITT 4L CHAND-SN | Four Light Chandelier |  | F33104SN.jpg | F33104SN.jpg
F3310EN/4PN | Four Light Chandelier | The sleek, cast arms of the Hewitt collection have a distinctly slim vertical profile, covered with a delicate, lined White Parchment shade that softly diffuses the light for a warm, elegant glow. Hewitt is available in a Polished Nickel or Satin Nickel finish, while the sconce is available in Polished Nickel or Antique Bronze. | CHANDELIERS | Hewitt | Chandeliers | Polished Nickel | PN | Steel | White Parchment Parchment | D:20" H:9" |  |  | 4 Candelabra Torpedo 3.5w |  | 4 | Yes | [14 empty] | 0 | [12 empty] | 167.95 | 335.9 | 503.85 | D:20'' H:18 5/8'' | 4.5 | 20 |  |  | 18.625 | Screw Collar - Chain | [6 empty] | No |  | No | [20 empty] | D:5 1/2'' H:1 1/8'' Round |  |  |  |  | 180 | Clear Silver | 60 |  | Hardwired | 0 | 0 | 0 | 1 | 1 | 0 | 0 | 0 | 0 | 0 | 0 | 785652084300 | 23.5 | 23.25 | 12 | 10.1 | 3.794 | 250 | Yes | [9 empty] | cETL Damp | HEWITT 4L CHAND-PN | Four Light Chandelier |  | F3310EN/4PN.jpg | F3310EN.jpg
F3310EN/4SN | Four Light Chandelier | The sleek, cast arms of the Hewitt collection have a distinctly slim vertical profile, covered with a delicate, lined White Parchment shade that softly diffuses the light for a warm, elegant glow. Hewitt is available in a Polished Nickel or Satin Nickel finish, while the sconce is available in Polished Nickel or Antique Bronze. | CHANDELIERS | Hewitt | Chandeliers | Satin Nickel | SN | Steel | White Parchment Parchment | D:20" H:9" |  |  | 4 Candelabra Torpedo 3.5w |  | 4 | Yes | [14 empty] | 0 | [12 empty] | 167.95 | 335.9 | 503.85 | D:20'' H:18 5/8'' | 4.5 | 20 |  |  | 18.625 | Screw Collar - Chain | [6 empty] | No |  | No | [20 empty] | D:5 1/2'' H:1 1/8'' Round |  |  |  |  | 180 | Clear Silver | 60 |  | Hardwired | 0 | 0 | 0 | 1 | 1 | 0 | 0 | 0 | 0 | 0 | 0 | 785652084317 | 23.5 | 23.25 | 12 | 10.1 | 3.794 | 250 | Yes | [9 empty] | cETL Damp | HEWITT 4L CHAND-SN | Four Light Chandelier |  | F3310EN/4SN.jpg | F3310EN.jpg
F3311/6PN | Six Light Chandelier | The sleek, cast arms of the Hewitt collection have a distinctly slim vertical profile, covered with a delicate, lined White Parchment shade that softly diffuses the light for a warm, elegant glow. Hewitt is available in a Polished Nickel or Satin Nickel finish, while the sconce is available in Polished Nickel or Antique Bronze. | CHANDELIERS | Hewitt | Chandeliers | Polished Nickel | PN | Steel | White Parchment Parchment | D:4" H:5" |  |  | 6 Candelabra Torpedo 60w |  | 6 | No | [14 empty] | 0 | [12 empty] | 174.98 | 349.96 | 524.94 | D:26'' H:21 3/8'' O:88 1/8'' | 5.5 | 26 |  |  | 21.375 | Screw Collar - Chain |  |  | 88.125 |  |  |  | No |  | No | [20 empty] | D:5 1/2'' H:1 1/8'' Round |  |  |  |  | 180 | Clear Silver | 60 |  | Hardwired | 0 | 0 | 0 | 0 | 1 | 0 | 0 | 1 | 0 | 0 | 0 | 014817579444 | 27.25 | 24.25 | 12 | 6 | 4.589 | 300 | Yes | [9 empty] | cETL Damp | HEWITT 6L CHAND-PN | Six Light Chandelier |  | F33116PN.jpg | F33116PN.jpg
F3311/6SN | Six Light Chandelier | The sleek, cast arms of the Hewitt collection have a distinctly slim vertical profile, covered with a delicate, lined White Parchment shade that softly diffuses the light for a warm, elegant glow. Hewitt is available in a Polished Nickel or Satin Nickel finish, while the sconce is available in Polished Nickel or Antique Bronze. | CHANDELIERS | Hewitt | Chandeliers | Satin Nickel | SN | Steel | White Parchment Parchment | D:4" H:5" |  |  | 6 Candelabra Torpedo 60w |  | 6 | No | [14 empty] | 0 | [12 empty] | 174.98 | 349.96 | 524.94 | D:26'' H:21 3/8'' O:88 1/8'' | 5.5 | 26 |  |  | 21.375 | Screw Collar - Chain |  |  | 88.125 |  |  |  | No |  | No | [20 empty] | D:5 1/2'' H:1 1/8'' Round |  |  |  |  | 180 | Clear Silver | 60 |  | Hardwired | 0 | 0 | 0 | 0 | 1 | 0 | 0 | 1 | 0 | 0 | 0 | 014817579499 | 27.25 | 24.25 | 12 | 6 | 4.589 | 300 | Yes | [9 empty] | cETL Damp | HEWITT 6L CHAND-SN | Six Light Chandelier |  | F33116SN.jpg | F33116SN.jpg
F3311EN/6PN | Six Light Chandelier | The sleek, cast arms of the Hewitt collection have a distinctly slim vertical profile, covered with a delicate, lined White Parchment shade that softly diffuses the light for a warm, elegant glow. Hewitt is available in a Polished Nickel or Satin Nickel finish, while the sconce is available in Polished Nickel or Antique Bronze. | CHANDELIERS | Hewitt | Chandeliers | Polished Nickel | PN | Steel | White Parchment Parchment | D:4" H:5" |  |  | 6 Candelabra Torpedo 3.5w |  | 6 | Yes | [14 empty] | 0 | [12 empty] | 208.95 | 417.9 | 626.85 | D:26'' H:21 3/8'' O:88 1/8'' | 5.5 | 26 |  |  | 21.375 | Screw Collar - Chain |  |  | 88.125 |  |  |  | No |  | No | [20 empty] | D:5 1/2'' H:1 1/8'' Round |  |  |  |  | 180 | Clear Silver | 60 |  | Hardwired | 0 | 0 | 0 | 1 | 1 | 0 | 0 | 0 | 0 | 0 | 0 | 785652084324 | 27.25 | 24.25 | 12 | 6 | 4.589 | 300 | Yes | [9 empty] | cETL Damp | HEWITT 6L CHAND-PN | Six Light Chandelier |  | F3311EN/6PN.jpg | F3311EN.jpg
F3311EN/6SN | Six Light Chandelier | The sleek, cast arms of the Hewitt collection have a distinctly slim vertical profile, covered with a delicate, lined White Parchment shade that softly diffuses the light for a warm, elegant glow. Hewitt is available in a Polished Nickel or Satin Nickel finish, while the sconce is available in Polished Nickel or Antique Bronze. | CHANDELIERS | Hewitt | Chandeliers | Satin Nickel | SN | Steel | White Parchment Parchment | D:4" H:5" |  |  | 6 Candelabra Torpedo 3.5w |  | 6 | Yes | [14 empty] | 0 | [12 empty] | 208.95 | 417.9 | 626.85 | D:26'' H:21 3/8'' O:88 1/8'' | 5.5 | 26 |  |  | 21.375 | Screw Collar - Chain |  |  | 88.125 |  |  |  | No |  | No | [20 empty] | D:5 1/2'' H:1 1/8'' Round |  |  |  |  | 180 | Clear Silver | 60 |  | Hardwired | 0 | 0 | 0 | 1 | 1 | 0 | 0 | 0 | 0 | 0 | 0 | 785652084331 | 27.25 | 24.25 | 12 | 6 | 4.589 | 300 | Yes | [9 empty] | cETL Damp | HEWITT 6L CHAND-SN | Six Light Chandelier |  | F3311EN/6SN.jpg | F3311EN.jpg
F3312/8PN | 8 - Light Linear Chandelier | The sleek, cast arms of Hewitt have a distinctly slim vertical profile, covered with a delicate, lined White Parchment shade that softly diffuses the light for a warm, elegant glow. Hewitt is available in a Polished Nickel or Satin Nickel finish, while the sconce is available in Polished Nickel or Antique Bronze. | CHANDELIERS | Hewitt | Chandeliers | Polished Nickel | PN | Steel | White Parchment Parchment | D:4" H:5" |  |  | 8 Candelabra Torpedo 60w |  | 8 | No | [14 empty] | 0 | [12 empty] | 247.95 | 495.9 | 743.85 | L:46'' W:12 3/8'' H:11 5/8'' | 15 |  | 46 | 12.375 | 11.625 | Double Cap Nuts |  |  |  | 18.875 - 66.875 | [25 empty] | DP:5 1/4'' W:11 3/4'' H:3/4'' Rectangular |  |  |  |  | 180 | Clear Silver |  |  | Hardwired | 0 | 0 | 0 | 0 | 0 | 0 | 0 | 0 | 0 | 0 | 0 | 014817579468 | 50.5 | 14.75 | 10.5 | 18 | 4.526 | 175 | Yes | [9 empty] | cETL Damp | HEWITT 8L LINEAR CHANDELIER PN | 8 - Light Linear Chandelier |  | F33128PN.jpg | F33128PN.jpg
F3312/8SN | 8 - Light Linear Chandelier | The sleek, cast arms of Hewitt have a distinctly slim vertical profile, covered with a delicate, lined White Parchment shade that softly diffuses the light for a warm, elegant glow. Hewitt is available in a Polished Nickel or Satin Nickel finish, while the sconce is available in Polished Nickel or Antique Bronze. | CHANDELIERS | Hewitt | Chandeliers | Satin Nickel | SN | Steel | White Parchment Parchment | D:4" H:5" |  |  | 8 Candelabra Torpedo 60w |  | 8 | No | [14 empty] | 0 | [12 empty] | 247.95 | 495.9 | 743.85 | L:46'' W:12 3/8'' H:11 5/8'' | 15 |  | 46 | 12.375 | 11.625 | Double Cap Nuts | [29 empty] | DP:5 1/4'' W:11 3/4'' H:3/4'' Rectangular |  |  |  |  | 180 | Clear Silver |  |  | Hardwired | 0 | 0 | 0 | 0 | 0 | 0 | 0 | 0 | 0 | 0 | 0 | 014817579512 | 50.25 | 14.75 | 11 | 17.8 | 4.718 | 250 | Yes | [9 empty] | cETL Damp | HEWITT 8L LINEAR CHANDELIER SN | 8 - Light Linear Chandelier |  | F33128SN.jpg | F33128SN.jpg
F3313/9PN | Nine Light Chandelier | The sleek, cast arms of the Hewitt collection have a distinctly slim vertical profile, covered with a delicate, lined White Parchment shade that softly diffuses the light for a warm, elegant glow. Hewitt is available in a Polished Nickel or Satin Nickel finish, while the sconce is available in Polished Nickel or Antique Bronze. | CHANDELIERS | Hewitt | Chandeliers | Polished Nickel | PN | Steel | White Parchment Parchment | D:4" H:5" |  |  | 9 Candelabra Torpedo 60w |  | 9 | No | [14 empty] | 0 | [12 empty] | 260.48 | 520.96 | 781.44 | D:28'' H:27 3/8'' O:118 1/8'' | 16.8 | 28 |  |  | 27.375 | Screw Collar - Chain |  |  | 118.125 |  |  |  | No |  | No | [20 empty] | D:5 1/2'' H:1 1/8'' Round |  |  |  |  | 240 | Clear Silver | 84 |  | Hardwired | 0 | 0 | 0 | 0 | 1 | 0 | 0 | 1 | 0 | 0 | 0 | 014817579451 | 29 | 26.25 | 19.5 | 19.4 | 8.59 | 250 | Yes | [9 empty] | cETL Damp | HEWITT 9L CHAND-PN | Nine Light Chandelier |  | F33139PN.jpg | F33139PN.jpg
F3313/9SN | Nine Light Chandelier | The sleek, cast arms of the Hewitt collection have a distinctly slim vertical profile, covered with a delicate, lined White Parchment shade that softly diffuses the light for a warm, elegant glow. Hewitt is available in a Polished Nickel or Satin Nickel finish, while the sconce is available in Polished Nickel or Antique Bronze. | CHANDELIERS | Hewitt | Chandeliers | Satin Nickel | SN | Steel | White Parchment Parchment | D:4" H:5" |  |  | 9 Candelabra Torpedo 60w |  | 9 | No | [14 empty] | 0 | [12 empty] | 260.48 | 520.96 | 781.44 | D:28'' H:27 3/8'' O:118 1/8'' | 16.8 | 28 |  |  | 27.375 | Screw Collar - Chain |  |  | 118.125 |  |  |  | No |  | No | [20 empty] | D:5 1/2'' H:1 1/8'' Round |  |  |  |  | 240 | Clear Silver | 84 |  | Hardwired | 0 | 0 | 0 | 0 | 1 | 0 | 0 | 1 | 0 | 0 | 0 | 014817579505 | 28.75 | 26.75 | 19.25 | 19.4 | 8.567 | 250 | Yes | [9 empty] | cETL Damp | HEWITT 9L CHAND-SN | Nine Light Chandelier |  | F33139SN.jpg | F33139SN.jpg
F3313EN/9PN | Nine Light Chandelier | The sleek, cast arms of the Hewitt collection have a distinctly slim vertical profile, covered with a delicate, lined White Parchment shade that softly diffuses the light for a warm, elegant glow. Hewitt is available in a Polished Nickel or Satin Nickel finish, while the sconce is available in Polished Nickel or Antique Bronze. | CHANDELIERS | Hewitt | Chandeliers | Polished Nickel | PN | Steel | White Parchment Parchment | D:4" H:5" |  |  | 9 Candelabra Torpedo 3.5w |  | 9 | Yes | [14 empty] | 0 | [12 empty] | 301.95 | 603.9 | 905.85 | D:28'' H:27 3/8'' O:118 1/8'' | 16.8 | 28 |  |  | 27.375 | Screw Collar - Chain |  |  | 118.125 |  |  |  | No |  | No | [20 empty] | D:5 1/2'' H:1 1/8'' Round |  |  |  |  | 240 | Clear Silver | 84 |  | Hardwired | 0 | 0 | 0 | 1 | 1 | 0 | 0 | 0 | 0 | 0 | 0 | 785652084348 | 29 | 26.25 | 19.5 | 19.4 | 8.59 | 250 | Yes | [9 empty] | cETL Damp | HEWITT 9L CHAND-PN | Nine Light Chandelier |  | F3313EN/9PN.jpg | F3313EN.jpg
F3313EN/9SN | Nine Light Chandelier | The sleek, cast arms of the Hewitt collection have a distinctly slim vertical profile, covered with a delicate, lined White Parchment shade that softly diffuses the light for a warm, elegant glow. Hewitt is available in a Polished Nickel or Satin Nickel finish, while the sconce is available in Polished Nickel or Antique Bronze. | CHANDELIERS | Hewitt | Chandeliers | Satin Nickel | SN | Steel | White Parchment Parchment | D:4" H:5" |  |  | 9 Candelabra Torpedo 3.5w |  | 9 | Yes | [14 empty] | 0 | [12 empty] | 301.95 | 603.9 | 905.85 | D:28'' H:27 3/8'' O:118 1/8'' | 16.8 | 28 |  |  | 27.375 | Screw Collar - Chain |  |  | 118.125 |  |  |  | No |  | No | [20 empty] | D:5 1/2'' H:1 1/8'' Round |  |  |  |  | 240 | Clear Silver | 84 |  | Hardwired | 0 | 0 | 0 | 1 | 1 | 0 | 0 | 0 | 0 | 0 | 0 | 785652084355 | 29 | 26.25 | 19.5 | 19.4 | 8.59 | 250 | Yes | [9 empty] | cETL Damp | HEWITT 9L CHAND-SN | Nine Light Chandelier |  | F3313EN/9SN.jpg | F3313EN.jpg
F3321/3ADB | 3-Light Chandelier | Sophisticated and sleek, the Thayer Collection is a refreshing interpretation of a traditional four-sided lantern softened with graceful curved lines. Thayer is available in three stunning finishes: our New Antique Guild finish, industrial-inspired Smith Steel or Polished Nickel . | CHANDELIERS | Thayer | Chandeliers | Antique Gild | ADB | Steel |  |  |  |  | 3 Candelabra B Torpedo 60w |  | 3 | No | [14 empty] | 0 | [12 empty] | 138.95 | 277.9 | 416.85 | L:12'' W:12'' H:20 3/8'' O:87 1/4'' | 7.1 |  | 12 | 12 | 20.375 | Center Lock-Up |  |  | 87.25 | [26 empty] | DP:5'' W:5'' H:1 1/8'' Square |  |  |  |  | 180 | Clear Silver | 60 |  | Hardwired | 0 | 0 | 0 | 0 | 0 | 0 | 0 | 0 | 0 | 0 | 0 | 014817587722 | 21.5 | 13.25 | 13 | 9.9 | 2.143 | 175 | Yes | [9 empty] | cETL Damp | 3L THAYER CHAND ADB | 3L THAYER CHAND ADB |  | F33213ADB.jpg | F33213ADB.jpg
F3321/3PN | 3 - Light Lantern | Sophisticated and sleek, the Thayer Collection is a refreshing interpretation of a traditional four-sided lantern softened with graceful curved lines. Thayer is available in three stunning finishes: our New Antique Guild finish, industrial-inspired Smith Steel or Polished Nickel . | CHANDELIERS | Thayer | Chandeliers | Polished Nickel | PN | Steel |  |  |  |  | 3 Candelabra B Torpedo 60w |  | 3 | No | [14 empty] | 0 | [12 empty] | 147.45 | 294.9 | 442.35 | L:12'' W:12'' H:20 3/8'' O:87 1/4'' | 7.1 |  | 12 | 12 | 20.375 | Center Lock-Up |  |  | 87.25 | [26 empty] | DP:5'' W:5'' H:1 1/8'' Square |  |  |  |  | 180 | Clear Silver | 60 |  | Hardwired | 0 | 0 | 0 | 0 | 0 | 0 | 0 | 0 | 0 | 0 | 0 | 014817592443 | 21.5 | 13.38 | 13.38 | 9.7 | 2.227 | 175 | Yes | [9 empty] | cETL Damp | 3L THAYER CHAND PN | 3 - Light Lantern |  | F33213PN.jpg | F33213PN.jpg
F3321/3SMS | 3-Light Chandelier | Sophisticated and sleek, the Thayer Collection is a refreshing interpretation of a traditional four-sided lantern softened with graceful curved lines. Thayer is available in three stunning finishes: our New Antique Guild finish, industrial-inspired Smith Steel or Polished Nickel . | CHANDELIERS | Thayer | Chandeliers | Smith Steel | SMS | Steel |  |  |  |  | 3 Candelabra B Torpedo 60w |  | 3 | No | [14 empty] | 0 | [12 empty] | 138.95 | 277.9 | 416.85 | L:12'' W:12'' H:20 3/8'' O:87 1/4'' | 7.1 |  | 12 | 12 | 20.375 | Center Lock-Up |  |  | 87.25 | [26 empty] | DP:5'' W:5'' H:1 1/8'' Square |  |  |  |  | 180 | Black | 60 |  | Hardwired | 0 | 0 | 0 | 0 | 0 | 0 | 0 | 0 | 0 | 0 | 0 | 014817587739 | 22 | 13.25 | 13 | 9.9 | 2.193 | 175 | Yes | [9 empty] | cETL Damp | 3L THAYER CHAND SMS | 3L THAYER CHAND SMS |  | F33213SMS.jpg | F33213SMS.jpg
F3322/4ADB | 4-Light Chandelier | Sophisticated and sleek, the Thayer Collection is a refreshing interpretation of a traditional four-sided lantern softened with graceful curved lines. Thayer is available in three stunning finishes: our New Antique Guild finish, industrial-inspired Smith Steel or Polished Nickel . | CHANDELIERS | Thayer | Chandeliers | Antique Gild | ADB | Steel |  |  |  |  | 4 Candelabra B Torpedo 60w |  | 4 | No | [14 empty] | 0 | [12 empty] | 185.45 | 370.9 | 556.35 | L:16'' W:16'' H:26 3/8'' O:93 1/4'' | 8.8 |  | 16 | 16 | 26.375 | Center Lock-Up |  |  | 93.25 | [26 empty] | DP:5'' W:5'' H:1'' Square |  |  |  |  | 180 | Clear Silver | 60 |  | Hardwired | 0 | 0 | 0 | 0 | 0 | 0 | 0 | 0 | 0 | 0 | 0 | 014817587746 | 17.5 | 17.5 | 10.25 | 12.9 | 1.817 | 125 | Yes | [9 empty] | cETL Damp | 4L THAYER CHAND ADB | 4L THAYER CHAND ADB |  | F33224ADB.jpg | F33224ADB.jpg
F3322/4PN | 4 - Light Lantern | Sophisticated and sleek, the Thayer Collection is a refreshing interpretation of a traditional four-sided lantern softened with graceful curved lines. Thayer is available in three stunning finishes: our New Antique Guild finish, industrial-inspired Smith Steel or Polished Nickel . | CHANDELIERS | Thayer | Chandeliers | Polished Nickel | PN | Steel |  |  |  |  | 4 Candelabra B Torpedo 60w |  | 4 | No | [14 empty] | 0 | [12 empty] | 190.95 | 381.9 | 572.85 | L:16'' W:16'' H:26 3/8'' O:93 1/4'' | 8.8 |  | 16 | 16 | 26.375 | Center Lock-Up |  |  | 93.25 | [26 empty] | DP:5'' W:5'' H:1'' Square |  |  |  |  | 180 | Clear Silver | 60 |  | Hardwired | 0 | 0 | 0 | 0 | 0 | 0 | 0 | 0 | 0 | 0 | 0 | 014817592450 | 17.58 | 17.38 | 10.75 | 12.2 | 1.901 | 125 | Yes | [9 empty] | cETL Damp | 4L THAYER CHAND PN | 4 - Light Lantern |  | F33224PN.jpg | F33224PN.jpg
F3322/4SMS | 4-Light Chandelier | Sophisticated and sleek, the Thayer Collection is a refreshing interpretation of a traditional four-sided lantern softened with graceful curved lines. Thayer is available in three stunning finishes: our New Antique Guild finish, industrial-inspired Smith Steel or Polished Nickel . | CHANDELIERS | Thayer | Chandeliers | Smith Steel | SMS | Steel |  |  |  |  | 4 Candelabra B Torpedo 60w |  | 4 | No | [14 empty] | 0 | [12 empty] | 185.45 | 370.9 | 556.35 | L:16'' W:16'' H:26 3/8'' O:93 1/4'' | 8.8 |  | 16 | 16 | 26.375 | Center Lock-Up |  |  | 93.25 | [26 empty] | DP:5'' W:5'' H:1'' Square |  |  |  |  | 180 | Black | 60 |  | Hardwired | 0 | 0 | 0 | 0 | 0 | 0 | 0 | 0 | 0 | 0 | 0 | 014817587753 | 17.75 | 17.25 | 10.25 | 12.8 | 1.816 | 125 | Yes | [9 empty] | cETL Damp | 4L THAYER CHAND SMS | 4L THAYER CHAND SMS |  | F33224SMS.jpg | F33224SMS.jpg
F3323/5ADB | 5-Light Chandelier | Sophisticated and sleek, the Thayer Collection is a refreshing interpretation of a traditional four-sided lantern softened with graceful curved lines. Thayer is available in three stunning finishes: our New Antique Guild finish, industrial-inspired Smith Steel or Polished Nickel . | CHANDELIERS | Thayer | Chandeliers | Antique Gild | ADB | Steel |  |  |  |  | 5 Candelabra B Torpedo 60w |  | 5 | No | [14 empty] | 0 | [12 empty] | 231.45 | 462.9 | 694.35 | L:19 1/4'' W:19 1/4'' H:31 1/4'' O:98 1/4'' | 10.6 |  | 19.25 | 19.25 | 31.25 | Center Lock-Up |  |  | 98.25 | [26 empty] | DP:5'' W:5'' H:1 1/8'' Square |  |  |  |  | 180 | Clear Silver | 60 |  | Hardwired | 0 | 0 | 0 | 0 | 0 | 0 | 0 | 0 | 0 | 0 | 0 | 014817587760 | 21.25 | 20.75 | 12.5 | 15.9 | 3.19 | 175 | Yes | [9 empty] | cETL Damp | 5L THAYER CHAND ADB | 5L THAYER CHAND ADB |  | F33235ADB.jpg | F33235ADB.jpg
F3323/5PN | 5 - Light Lantern | Sophisticated and sleek, the Thayer Collection is a refreshing interpretation of a traditional four-sided lantern softened with graceful curved lines. Thayer is available in three stunning finishes: our New Antique Guild finish, industrial-inspired Smith Steel or Polished Nickel . | CHANDELIERS | Thayer | Chandeliers | Polished Nickel | PN | Steel |  |  |  |  | 5 Candelabra B Torpedo 60w |  | 5 | No | [14 empty] | 0 | [12 empty] | 234.95 | 469.9 | 704.85 | L:19 1/4'' W:19 1/4'' H:31 1/4'' O:98 1/4'' | 10.6 |  | 19.25 | 19.25 | 31.25 | Center Lock-Up |  |  | 98.25 | [26 empty] | DP:5'' W:5'' H:1 1/8'' Square |  |  |  |  | 180 | Clear Silver | 60 |  | Hardwired | 0 | 0 | 0 | 0 | 0 | 0 | 0 | 0 | 0 | 0 | 0 | 014817592467 | 20.78 | 20.58 | 12.18 | 15.3 | 3.014 | 175 | Yes | [9 empty] | cETL Damp | 5L THAYER CHAND PN | 5 - Light Lantern |  | F33235PN.jpg | F33235PN.jpg
F3323/5SMS | 5-Light Chandelier | Sophisticated and sleek, the Thayer Collection is a refreshing interpretation of a traditional four-sided lantern softened with graceful curved lines. Thayer is available in three stunning finishes: our New Antique Guild finish, industrial-inspired Smith Steel or Polished Nickel . | CHANDELIERS | Thayer | Chandeliers | Smith Steel | SMS | Steel |  |  |  |  | 5 Candelabra B Torpedo 60w |  | 5 | No | [14 empty] | 0 | [12 empty] | 231.45 | 462.9 | 694.35 | L:19 1/4'' W:19 1/4'' H:31 1/4'' O:98 1/4'' | 10.6 |  | 19.25 | 19.25 | 31.25 | Center Lock-Up |  |  | 98.25 | [26 empty] | DP:5'' W:5'' H:1 1/8'' Square |  |  |  |  | 180 | Black | 60 |  | Hardwired | 0 | 0 | 0 | 0 | 0 | 0 | 0 | 0 | 0 | 0 | 0 | 014817587777 | 20.75 | 21.25 | 12.5 | 15.8 | 3.19 | 175 | Yes | [9 empty] | cETL Damp | 5L THAYER CHAND SMS | 5L THAYER CHAND SMS |  | F33235SMS.jpg | F33235SMS.jpg
F3324/8ADB | 8-Light Chandelier | Sophisticated and sleek, the Thayer Collection is a refreshing interpretation of a traditional four-sided lantern softened with graceful curved lines. Thayer is available in three stunning finishes: our New Antique Guild finish, industrial-inspired Smith Steel or Polished Nickel . | CHANDELIERS | Thayer | Chandeliers | Antique Gild | ADB | Steel |  |  |  |  | 8 Candelabra B Torpedo 60w |  | 8 | No | [14 empty] | 0 | [12 empty] | 371.45 | 742.9 | 1114.35 | L:24'' W:24'' H:40 7/8'' O:98 1/4'' | 14.3 |  | 24 | 24 | 40.875 | Center Lock-Up |  |  | 98.25 | [26 empty] | DP:5'' W:5'' H:1 1/8'' Square |  |  |  |  | 240 | Clear Silver | 84 |  | Hardwired | 0 | 0 | 0 | 0 | 0 | 0 | 0 | 0 | 0 | 0 | 0 | 014817587784 | 26 | 26 | 14.125 | 21.8 | 5.526 | 250 | Yes | [9 empty] | cETL Damp | 8L THAYER CHAND ADB | 8L THAYER CHAND ADB |  | F33248ADB.jpg | F33248ADB.jpg
F3324/8PN | 8 - Light Lantern | Sophisticated and sleek, the Thayer Collection is a refreshing interpretation of a traditional four-sided lantern softened with graceful curved lines. Thayer is available in three stunning finishes: our New Antique Guild finish, industrial-inspired Smith Steel or Polished Nickel . | CHANDELIERS | Thayer | Chandeliers | Polished Nickel | PN | Steel |  |  |  |  | 8 Candelabra B Torpedo 60w |  | 8 | No | [14 empty] | 0 | [12 empty] | 382.95 | 765.9 | 1148.85 | L:24'' W:24'' H:40 7/8'' O:98 1/4'' | 14.3 |  | 24 | 24 | 40.875 | Center Lock-Up |  |  | 98.25 | [26 empty] | DP:5'' W:5'' H:1 1/8'' Square |  |  |  |  | 240 | Clear Silver | 84 |  | Hardwired | 0 | 0 | 0 | 0 | 0 | 0 | 0 | 0 | 0 | 0 | 0 | 014817592474 | 25.75 | 25.75 | 13.75 | 21 | 5.276 | 175 | Yes | [9 empty] | cETL Damp | 8L THAYER CHAND PN | 8 - Light Lantern |  | F33248PN.jpg | F33248PN.jpg
F3324/8SMS | 8-Light Chandelier | Sophisticated and sleek, the Thayer Collection is a refreshing interpretation of a traditional four-sided lantern softened with graceful curved lines. Thayer is available in three stunning finishes: our New Antique Guild finish, industrial-inspired Smith Steel or Polished Nickel . | CHANDELIERS | Thayer | Chandeliers | Smith Steel | SMS | Steel |  |  |  |  | 8 Candelabra B Torpedo 60w |  | 8 | No | [14 empty] | 0 | [12 empty] | 371.45 | 742.9 | 1114.35 | L:24'' W:24'' H:40 7/8'' O:98 1/4'' | 14.3 |  | 24 | 24 | 40.875 | Center Lock-Up |  |  | 98.25 | [26 empty] | DP:5'' W:5'' H:1 1/8'' Square |  |  |  |  | 240 | Black | 84 |  | Hardwired | 0 | 0 | 0 | 0 | 0 | 0 | 0 | 0 | 0 | 0 | 0 | 014817587791 | 26 | 24.5 | 14.5 | 21.8 | 5.345 | 175 | Yes | [9 empty] | cETL Damp | 8L THAYER CHAND SMS | 8L THAYER CHAND SMS |  | F33248SMS.jpg | F33248SMS.jpg
F3325/5ADB | 5 - Light Lantern | Sophisticated and sleek, the Thayer Collection is a refreshing interpretation of a traditional four-sided lantern softened with graceful curved lines. Thayer is available in three stunning finishes: our New Antique Guild finish, industrial-inspired Smith Steel or Polished Nickel . | CHANDELIERS | Thayer | Chandeliers | Antique Gild | ADB | Steel |  |  |  |  | 5 Candelabra Torpedo 60w |  | 5 | No | [14 empty] | 0 | [12 empty] | 271.95 | 543.9 | 815.85 | L:23 1/8'' W:23 1/8'' H:23 1/8'' O:89'' | 9.2 |  | 23.125 | 23.125 | 23.125 | Screw Collar - Chain |  |  | 89 | [26 empty] | DP:5'' W:5'' H:1 1/8'' Square |  |  |  |  | 180 | Clear Silver | 60 |  | Hardwired | 0 | 0 | 0 | 0 | 0 | 0 | 0 | 0 | 0 | 0 | 0 | 014817592511 | 24.75 | 25 | 10.5 | 15.3 | 3.76 | 175 | Yes | [8 empty] | ETL Damp | cETL Damp | 5L THAYER WIDE LANTERN ADB | 5 - Light Lantern |  | F33255ADB.jpg | F33255ADB.jpg
F3325/5PN | 5 - Light Lantern | Sophisticated and sleek, the Thayer Collection is a refreshing interpretation of a traditional four-sided lantern softened with graceful curved lines. Thayer is available in three stunning finishes: our New Antique Guild finish, industrial-inspired Smith Steel or Polished Nickel . | CHANDELIERS | Thayer | Chandeliers | Polished Nickel | PN | Steel |  |  |  |  | 5 Candelabra Torpedo 60w |  | 5 | No | [14 empty] | 0 | [12 empty] | 293.95 | 587.9 | 881.85 | L:23 1/8'' W:23 1/8'' H:23 1/8'' O:89'' | 9.2 |  | 23.125 | 23.125 | 23.125 | Screw Collar - Chain |  |  | 89 | [26 empty] | DP:5'' W:5'' H:1 1/8'' Square |  |  |  |  | 180 | Clear Silver | 60 |  | Hardwired | 0 | 0 | 0 | 0 | 0 | 0 | 0 | 0 | 0 | 0 | 0 | 014817592535 | 24.75 | 25 | 10.5 | 15.3 | 3.76 | 175 | Yes | [8 empty] | ETL Damp | cETL Damp | 5L THAYER WIDE LANTERN PN | 5 - Light Lantern |  | F33255PN.jpg | F33255PN.jpg
F3325/5SMS | 5 - Light Lantern | Sophisticated and sleek, the Thayer Collection is a refreshing interpretation of a traditional four-sided lantern softened with graceful curved lines. Thayer is available in three stunning finishes: our New Antique Guild finish, industrial-inspired Smith Steel or Polished Nickel . | CHANDELIERS | Thayer | Chandeliers | Smith Steel | SMS | Steel |  |  |  |  | 5 Candelabra Torpedo 60w |  | 5 | No | [14 empty] | 0 | [12 empty] | 271.95 | 543.9 | 815.85 | L:23 1/8'' W:23 1/8'' H:23 1/8'' O:89'' | 9.2 |  | 23.125 | 23.125 | 23.125 | Screw Collar - Chain |  |  | 89 | [26 empty] | DP:5'' W:5'' H:1 1/8'' Square |  |  |  |  | 180 | Black | 60 |  | Hardwired | 0 | 0 | 0 | 0 | 0 | 0 | 0 | 0 | 0 | 0 | 0 | 014817592528 | 24.75 | 25 | 10.5 | 15.3 | 3.76 | 175 | Yes | [8 empty] | ETL Damp | cETL Damp | 5L THAYER WIDE LANTERN SMS | 5 - Light Lantern |  | F33255SMS.jpg | F33255SMS.jpg
F3326/5ADB | 5 - Light Linear Chandelier | Sophisticated and sleek, the Thayer Collection is a refreshing interpretation of a traditional four-sided lantern softened with graceful curved lines. Thayer is available in three stunning finishes: our New Antique Guild finish, industrial-inspired Smith Steel or Polished Nickel . | CHANDELIERS | Thayer | Chandeliers | Antique Gild | ADB | Steel |  |  |  |  | 5 Candelabra Torpedo 60w |  | 5 | No | [14 empty] | 0 | [12 empty] | 424.98 | 849.96 | 1274.94 | L:49'' W:14'' H:20 1/4'' O:84'' | 15 |  | 49 | 14 | 20.25 | Screw Collar - Chain |  |  | 84 | [26 empty] | DP:5 7/8'' W:15 3/4'' H:1'' Rectangular |  |  |  |  | 180 | Clear Silver | 60 |  | Hardwired | 0 | 0 | 0 | 0 | 0 | 0 | 0 | 0 | 0 | 0 | 0 | 014817592573 | 50.25 | 16 | 10 | 23.9 | 4.653 | 175 | Yes | [8 empty] | ETL Damp | cETL Damp | 5L THAYER LINEAR CHAND ADB | 5 - Light Linear Chandelier |  | F33265ADB.jpg | F33265ADB.jpg
F3326/5PN | 5 - Light Linear Chandelier | Sophisticated and sleek, the Thayer Collection is a refreshing interpretation of a traditional four-sided lantern softened with graceful curved lines. Thayer is available in three stunning finishes: our New Antique Guild finish, industrial-inspired Smith Steel or Polished Nickel . | CHANDELIERS | Thayer | Chandeliers | Polished Nickel | PN | Steel |  |  |  |  | 5 Candelabra Torpedo 60w |  | 5 | No | [14 empty] | 0 | [12 empty] | 427.45 | 854.9 | 1282.35 | L:49'' W:14'' H:20 1/4'' O:84'' | 15 |  | 49 | 14 | 20.25 | Screw Collar - Chain |  |  | 84 | [26 empty] | DP:5 7/8'' W:15 3/4'' H:1'' Rectangular |  |  |  |  | 180 | Clear Silver | 60 |  | Hardwired | 0 | 0 | 0 | 0 | 0 | 0 | 0 | 0 | 0 | 0 | 0 | 014817592597 | 50.75 | 16 | 8.75 | 23.8 | 4.112 | 175 | Yes | [8 empty] | ETL Damp | cETL Damp | 5L THAYER LINEAR CHAND PN | 5 - Light Linear Chandelier |  | F33265PN.jpg | F33265PN.jpg
F3326/5SMS | 5 - Light Linear Chandelier | Sophisticated and sleek, the Thayer Collection is a refreshing interpretation of a traditional four-sided lantern softened with graceful curved lines. Thayer is available in three stunning finishes: our New Antique Guild finish, industrial-inspired Smith Steel or Polished Nickel . | CHANDELIERS | Thayer | Chandeliers | Smith Steel | SMS | Steel |  |  |  |  | 5 Candelabra Torpedo 60w |  | 5 | No | [14 empty] | 0 | [12 empty] | 424.98 | 849.96 | 1274.94 | L:49'' W:14'' H:20 1/4'' O:84'' | 15 |  | 49 | 14 | 20.25 | Screw Collar - Chain |  |  | 84 | [26 empty] | DP:5 7/8'' W:15 3/4'' H:1'' Rectangular |  |  |  |  | 180 | Black | 60 |  | Hardwired | 0 | 0 | 0 | 0 | 0 | 0 | 0 | 0 | 0 | 0 | 0 | 014817592580 | 50.25 | 16 | 10 | 23.9 | 4.653 | 175 | Yes | [8 empty] | ETL Damp | cETL Damp | 5L THAYER LINEAR CHAND SMS | 5 - Light Linear Chandelier |  | F33265SMS.jpg | F33265SMS.jpg
F3327/3ADB | 3 - Light Lantern | Sophisticated and sleek, the Thayer Collection is a refreshing interpretation of a traditional four-sided lantern softened with graceful curved lines. Thayer is available in three stunning finishes: our New Antique Guild finish, industrial-inspired Smith Steel or Polished Nickel . | CHANDELIERS | Thayer | Chandeliers | Antique Gild | ADB | Steel |  |  |  |  | 3 Candelabra Torpedo 60w |  | 3 | No | [14 empty] | 0 | [12 empty] | 358.95 | 717.9 | 1076.85 | L:17'' W:17'' H:27 1/2'' O:92'' | 11.5 |  | 17 | 17 | 27.5 | Screw Collar - Chain |  |  | 92 | [26 empty] | DP:5'' W:5'' H:1 1/8'' Square |  |  |  |  | 180 | Clear Silver | 60 |  | Hardwired | 0 | 0 | 0 | 0 | 0 | 0 | 0 | 0 | 0 | 0 | 0 | 014817592603 | 18.5 | 18.75 | 23 | 19 | 4.617 | 175 | Yes | [8 empty] | ETL Damp | cETL Damp | 3L THAYER DBL LANTERN ADB | 3 - Light Lantern |  | F33273ADB.jpg | F33273ADB.jpg
F3327/3PN | 3 - Light Lantern | Sophisticated and sleek, the Thayer Collection is a refreshing interpretation of a traditional four-sided lantern softened with graceful curved lines. Thayer is available in three stunning finishes: our New Antique Guild finish, industrial-inspired Smith Steel or Polished Nickel . | CHANDELIERS | Thayer | Chandeliers | Polished Nickel | PN | Steel |  |  |  |  | 3 Candelabra Torpedo 60w |  | 3 | No | [14 empty] | 0 | [12 empty] | 380.95 | 761.9 | 1142.85 | L:17'' W:17'' H:27 1/2'' O:92'' | 11.5 |  | 17 | 17 | 27.5 | Screw Collar - Chain |  |  | 92 | [26 empty] | DP:5'' W:5'' H:1 1/8'' Square |  |  |  |  | 180 | Clear Silver | 60 |  | Hardwired | 0 | 0 | 0 | 0 | 0 | 0 | 0 | 0 | 0 | 0 | 0 | 014817592627 | 18.5 | 18.75 | 23 | 19 | 4.617 | 175 | Yes | [8 empty] | ETL Damp | cETL Damp | 3L THAYER DBL LANTERN PN | 3 - Light Lantern |  | F33273PN.jpg | F33273PN.jpg
F3327/3SMS | 3 - Light Lantern | Sophisticated and sleek, the Thayer Collection is a refreshing interpretation of a traditional four-sided lantern softened with graceful curved lines. Thayer is available in three stunning finishes: our New Antique Guild finish, industrial-inspired Smith Steel or Polished Nickel . | CHANDELIERS | Thayer | Chandeliers | Smith Steel | SMS | Steel |  |  |  |  | 3 Candelabra Torpedo 60w |  | 3 | No | [14 empty] | 0 | [12 empty] | 358.95 | 717.9 | 1076.85 | L:17'' W:17'' H:27 1/2'' O:92'' | 11.5 |  | 17 | 17 | 27.5 | Screw Collar - Chain |  |  | 92 | [26 empty] | DP:5'' W:5'' H:1 1/8'' Square |  |  |  |  | 180 | Black | 60 |  | Hardwired | 0 | 0 | 0 | 0 | 0 | 0 | 0 | 0 | 0 | 0 | 0 | 014817592610 | 23 | 18.625 | 18.625 | 18.9 | 4.617 | 175 | Yes | [8 empty] | ETL Damp | cETL Damp | 3L THAYER DBL LANTERN SMS | 3 - Light Lantern |  | F33273SMS.jpg | F33273SMS.jpg
F3331/4FWO/DWW | 4-Light Chandelier | The Beverly Collection features a stunning combination of rustic, time-worn finishes like Distressed White Wood on the cascading beads, our vintage-inspired French Washed Oak finish on the frame and candle tubes, and Weathered Iron on the chain. Together these elements create a warm, and elegantly simple update to these traditionally-styled fixtures. | CHANDELIERS | Beverly | Chandeliers | French Washed Oak / Distressed White Wood | FWO/DWW | Steel |  |  |  |  | 4 Candelabra B10 Torpedo 60w |  | 4 | No | [14 empty] | 0 | [12 empty] | 167.95 | 335.9 | 503.85 | D:18'' H:23 7/8'' O:91'' | 5.5 | 18 |  |  | 23.875 | Center Lock-Up |  |  | 91 | [26 empty] | D:6'' H:1 1/2'' Round |  |  |  |  | 180 | Clear Silver | 60 |  | Hardwired | 0 | 0 | 0 | 0 | 0 | 0 | 0 | 0 | 0 | 0 | 0 | 014817587555 | 20.25 | 20.25 | 8 | 8.8 | 1.898 | 175 | Yes | [9 empty] | cETL Damp | 4L BEVERLY CHANDELIER FWO/DWW | 4L BEVERLY CHANDELIER FWO/DWW |  | F33314FWODWW.jpg | F33314FWODWW.jpg
F3332/8FWO/DWW | 8-Light Chandelier | The Beverly Collection features a stunning combination of rustic, time-worn finishes like Distressed White Wood on the cascading beads, our vintage-inspired French Washed Oak finish on the frame and candle tubes, and Weathered Iron on the chain. Together these elements create a warm, and elegantly simple update to these traditionally-styled fixtures. | CHANDELIERS | Beverly | Chandeliers | French Washed Oak / Distressed White Wood | FWO/DWW | Steel |  |  |  |  | 8 Candelabra B10 Torpedo 60w |  | 8 | No | [14 empty] | 0 | [12 empty] | 463.95 | 927.9 | 1391.85 | D:36'' H:44 3/4'' O:136'' | 13.7 | 36 |  |  | 44.75 | Center Lock-Up |  |  | 136 | [26 empty] | D:6'' H:1 1/2'' Round |  |  |  |  | 240 | Clear Silver | 84 |  | Hardwired | 0 | 0 | 0 | 0 | 0 | 0 | 0 | 0 | 0 | 0 | 0 | 014817587562 | 39.5 | 39.5 | 10.5 | 23.8 | 9.481 | 250 | Yes | [9 empty] | cETL Damp | 8L BEVERLY CHANDELIER FWO/DWW | 8L BEVERLY CHANDELIER FWO/DWW |  | F33328FWODWW.jpg | F33328FWODWW.jpg
F3340/5AI/ADB | 5 - Light Chandelier | Celsete offers smooth sculptured rings suspended by chain while the bulbs are affixed on the inner rod offering a modern rustic appeal, with playful movement. Aged iron and gold leaf finish. Available in two sizes. | CHANDELIERS | Celeste | Chandeliers | Aged Iron | AI | Steel |  |  |  |  | 5 Candelabra Torpedo 60w |  | 5 | No | [14 empty] | 0 | [12 empty] | 449.98 | 899.96 | 1349.94 | D:30'' H:25 5/8'' | 17.6 | 30 |  |  | 25.625 | Screw Collar - Stem |  |  |  | 33 - 81 | [25 empty] | D:5 1/2'' H:7/8'' Round |  |  |  |  | 180 | Black |  |  | Hardwired | 0 | 0 | 0 | 0 | 0 | 0 | 0 | 0 | 0 | 0 | 0 | 014817592320 | 32.75 | 32.75 | 10.75 | 28.6 | 6.672 | 175 | Yes | [8 empty] | ETL Damp | cETL Damp | 5L CELESTE 30IN CHAND AI/ADB | 5 - Light Chandelier |  | F33405AIADB.jpg | F33405AIADB.jpg
F3341/8AI/ADB | 8 - Light Chandelier | Celsete offers smooth sculptured rings suspended by chain while the bulbs are affixed on the inner rod offering a modern rustic appeal, with playful movement. Aged iron and gold leaf finish. Available in two sizes. | CHANDELIERS | Celeste | Chandeliers | Aged Iron | AI | Steel |  |  |  |  | 8 Candelabra Torpedo 60w |  | 8 | No | [14 empty] | 0 | [12 empty] | 424.98 | 849.96 | 1274.94 | D:24'' H:28 5/8'' | 14.3 | 24 |  |  | 28.625 | Screw Collar - Stem | [29 empty] | D:5 1/2'' H:7/8'' Round |  |  |  |  | 180 | Black |  |  | Hardwired | 0 | 0 | 0 | 0 | 0 | 0 | 0 | 0 | 0 | 0 | 0 | 014817592313 | 27 | 10.25 | 27 | 23.4 | 4.324 | 175 | Yes | [8 empty] | ETL Damp | cETL Damp | 8L CELESTE 24IN CHAND AI/ADB | 8 - Light Chandelier |  | F33418AIADB.jpg | F33418AIADB.jpg
F3351/8DA | 8 - Light Chandelier | Patrice showcases Feiss' Collection's unwavering commitment to robust construction and craftsmanship. Using our NEW Deep Abyss finish, Patrice is heavily textured and tactile, appearing as though it was pulled from a shipwreck. This humble design with its oval motifs is fitting for a wide range of decor. Patrice also features three outdoor fixtures with a rustic Dark Weathered Zinc finish. The outdoor chandeliers include glass candle covers to protect the lamping. All Patrice chandeliers are damp-rated for use in indoor and covered outdoor spaces. | CHANDELIERS | Patrice | Chandeliers | Deep Abyss | DA | Steel |  |  |  |  | 8 Candelabra Torpedo 60w |  | 8 | No | [14 empty] | 0 | [11 empty] | 45 | 470.95 | 941.9 | 1412.85 | D:31 5/8'' H:13 3/8'' | 24.5 | 31.625 |  |  | 13.375 | Center Lock-Up |  |  |  | 23 - 71 | [25 empty] | D:5'' H:1 1/8'' Round |  |  |  |  | 180 | Brown |  |  | Hardwired | 0 | 0 | 0 | 0 | 0 | 0 | 0 | 0 | 0 | 0 | 0 | 014817597875 | 35 | 35 | 17.25 | 34.36 | 12.229 | 250 | Yes | [9 empty] | cETL Damp | PATRICE 8L CHANDELIER DEEP ABYSS | 8 - Light Chandelier |  | F33518DA.jpg | F33518DA.jpg
F3931/10WOW/AF | 10-Light Linear Chandelier | The industrial-inspired, minimalist silhouettes of the Avenir collection are rustic yet refined, evoking Old World beauty with a two-toned finish of Weathered Oak Wood on a painted frame paired with Antique Forged Iron socket cups and chain. | CHANDELIERS | Avenir | Chandeliers | Weathered Oak Wood / Antique Forged Iron | WOW/AF | Steel |  |  |  |  | 10 Medium A19 75w |  | 10 | No | [14 empty] | 0 | [12 empty] | 405.45 | 810.9 | 1216.35 | L:50'' W:12'' H:4 1/4'' | 21.6 |  | 50 | 12 | 4.25 | U Channel Bar |  |  |  | 19 - 61 | [25 empty] | DP:4 3/4'' W:16'' H:7/8'' Rectangular |  |  |  |  | 180 | Black |  |  | Hardwired | 0 | 0 | 0 | 0 | 0 | 0 | 0 | 0 | 0 | 0 | 0 | 014817587517 | 52.75 | 15.25 | 8 | 26.5 | 3.724 | 125 | Yes | [9 empty] | cETL Damp | 10L AVENIR LNR CHAND WOW/AF | 10L AVENIR LNR CHAND WOW/AF |  | F393110WOWAF.jpg | F393110WOWAF.jpg
F3932/12WOW/AF | 12-Light Chandelier | The industrial-inspired, minimalist silhouettes of the Avenir collection are rustic yet refined, evoking Old World beauty with a two-toned finish of Weathered Oak Wood on a painted frame paired with Antique Forged Iron socket cups and chain. | CHANDELIERS | Avenir | Chandeliers | Weathered Oak Wood / Antique Forged Iron | WOW/AF | Steel |  |  |  |  | 12 Medium A19 75w |  | 12 | No | [14 empty] | 0 | [12 empty] | 463.95 | 927.9 | 1391.85 | D:36'' H:32'' O:96 5/8'' | 18.3 | 36 |  |  | 32 | Screw Collar - Chain |  |  | 96.625 | [26 empty] | D:5 1/2'' H:1 1/8'' Round |  |  |  |  | 180 | Brown | 60 |  | Hardwired | 0 | 0 | 0 | 0 | 0 | 0 | 0 | 0 | 0 | 0 | 0 | 014817587524 | 39.25 | 39 | 7.25 | 28.5 | 6.422 | 175 | Yes | [9 empty] | cETL Damp | 12L AVENIR CHAND WOW/AF | 12L AVENIR CHAND WOW/AF |  | F393212WOWAF.jpg | F393212WOWAF.jpg
F3933/20WOW/AF | 20-Light Chandelier | The industrial-inspired, minimalist silhouettes of the Avenir collection are rustic yet refined, evoking Old World beauty with a two-toned finish of Weathered Oak Wood on a painted frame paired with Antique Forged Iron socket cups and chain. | CHANDELIERS | Avenir | Chandeliers | Weathered Oak Wood / Antique Forged Iron | WOW/AF | Steel |  |  |  |  | 20 Medium A19 75w |  | 20 | No | [14 empty] | 0 | [12 empty] | 788.45 | 1576.9 | 2365.35 | D:60'' H:40 1/2'' | 29.8 | 60 |  |  | 40.5 | Screw Collar - Chain | [29 empty] | D:5 1/2'' H:1 1/8'' Round |  |  |  |  | 240 | Brown | 84 |  | Hardwired | 0 | 0 | 0 | 0 | 0 | 0 | 0 | 0 | 0 | 0 | 0 | 014817587531 | 64.25 | 64 | 7 | 49.4 | 16.657 | 250 | No | [9 empty] | cETL Damp | 20L AVENIR CHAND WOW/AF | 20L AVENIR CHAND WOW/AF |  | F393320WOWAF.jpg | F393320WOWAF.jpg
F3934/21WOW/AF | 21-Light Two-Tier Chandelier | The industrial-inspired, minimalist silhouettes of the Avenir collection are rustic yet refined, evoking Old World beauty with a two-toned finish of Weathered Oak Wood on a painted frame paired with Antique Forged Iron socket cups and chain. | CHANDELIERS | Avenir | Chandeliers | Weathered Oak Wood / Antique Forged Iron | WOW/AF | Steel |  |  |  |  | 21 Medium A19 75w |  | 21 | No | [14 empty] | 0 | [12 empty] | 695.45 | 1390.9 | 2086.35 | D:36'' H:48'' | 30 | 36 |  |  | 48 | Screw Collar - Chain | [29 empty] | D:5 1/2'' H:1 1/8'' Round |  |  |  |  | 240 | Brown | 84 |  | Hardwired | 0 | 0 | 0 | 0 | 0 | 0 | 0 | 0 | 0 | 0 | 0 | 014817587548 | 38.75 | 39.25 | 8.5 | 41.9 | 7.481 | 175 | Yes | [9 empty] | cETL Damp | 21L AVENIR 2-TR CHAND WOW/AF | 21L AVENIR 2-TR CHAND WOW/AF |  | F393421WOWAF.jpg | F393421WOWAF.jpg
FM250BS | 1 - Light Indoor Flush Mount | The Vista bath lighting collection by Feiss features curling arms, decorative backplates with step details and bell-shaped glass shades, offering up traditional, transitional or contemporary design choices. | CEILING | Vista | Ceiling Lights | Brushed Steel | BS | Steel | White Alabaster Alabaster Glass | D:8.25" H:2.75" |  |  | 1 Medium A19 75w |  | 1 | No | [27 empty] | 18.5 | 37 | 55.5 | D:10 1/2'' H:5'' | 2.46 | 10.5 |  |  | 5 | [33 empty] | W:4'' H:1'' Rectangular |  | 8 |  |  |  | Hardwired | 0 | 0 | 0 | 0 | 0 | 0 | 0 | 0 | 0 | 0 | 0 | 014817289992 | 12.5 | 12.25 | 6.75 | 4.491 | 0.598 | 125 | Yes | 6 | 10014817289999 | 25.5 | 12.75 | 21 | 26.95 | 3.951 | Yes | UL Dry | cUL Dry | (HS)FLUSHMOUNT | 1-Light HS Basic Coordinates |  | FM250BS.jpg
FM261WAL | Three Light Flush Mount | The casual iron Drawing Room lighting collection has traditional Edwardian style. The overlapping arch and fluted detailing is found both in the pressed glass bowls and the die cast aluminum fitters. The fretwork elements draw on traditional British architectural themes. | CEILING | Drawing Room | Ceiling Lights | Walnut | WAL | Resin / Steel | Amber Snow Scavo Glass | D:12.25" H:5.5" |  |  | 3 Medium A19 60w |  | 3 | No | [14 empty] | 0 | [12 empty] | 134.35 | 268.7 | 403.05 | D:14'' H:9'' | 10.52 | 14 |  |  | 9 | Center Pipe | [6 empty] | No |  | No | [20 empty] | D:14'' H:1 1/8'' Round |  |  |  |  | 8 | Black/White |  |  | Hardwired | 0 | 0 | 0 | 0 | 1 | 0 | 0 | 1 | 0 | 0 | 0 | 014817299489 | 17 | 12 | 17 | 12.7 | 2.007 | 125 | Yes | [8 empty] | UL Damp | cUL Damp | DRAWING ROOM 3L FLUSH MNT-WAL | Three Light Flush Mount |  | FM261WAL.jpg
FM269WAL | Two Light Flush Mount | The casual iron Drawing Room lighting collection has traditional Edwardian style. The overlapping arch and fluted detailing is found both in the pressed glass bowls and the die cast aluminum fitters. The fretwork elements draw on traditional British architectural themes. | CEILING | Drawing Room | Ceiling Lights | Walnut | WAL | Resin / Steel | Amber Snow Scavo Glass | D:11.25" H:3.5" |  |  | 2 Medium A19 60w |  | 2 | No | [14 empty] | 0 | [12 empty] | 67.45 | 134.9 | 202.35 | D:13'' H:6'' | 4.8 | 13 |  |  | 6 | Center Pipe | [6 empty] | No |  | No | [20 empty] | D:13'' H:7/8'' Round |  |  |  |  | 8 | Black/White |  |  | Hardwired | 0 | 0 | 0 | 0 | 1 | 0 | 0 | 1 | 0 | 0 | 0 | 014817318975 | 17 | 16.75 | 9.375 | 10.45 | 1.545 | 125 | Yes | 2 | 10014817318972 | 17 | 16.75 | 18.75 | 20.9 | 3.09 | Yes | UL Damp | cUL Damp | DRAWING ROOM 2L FLUSH MNT-WAL | Two Light Flush Mount |  | FM269WAL.jpg
FM271BS | One Light Flush Mount | Barrington conveys simple refinement with flair. The Opal Etched glass shades create a warm, soft glow, and the subtle details found in the body construction add visual interest without upstaging the surrounding décor. The Barrington wall sconces are ADA compliant. | CEILING | Barrington | Ceiling Lights | Brushed Steel | BS | Steel | White Opal Etched Glass | D:8.25" H:3.125" |  |  | 1 Medium A19 75w |  | 1 | No | [14 empty] | 0 | [12 empty] | 31.48 | 62.96 | 94.44 | D:10'' H:4'' | 4.6 | 10 |  |  | 4 | Cap Nuts | [6 empty] | No |  | No | [20 empty] | D:10'' H:1 5/8'' Round |  |  |  |  | 8 | Black/White |  |  | Hardwired | 0 | 0 | 0 | 0 | 1 | 0 | 0 | 1 | 0 | 0 | 0 | 014817330809 | 16.5 | 13.5 | 6.75 | 5.555 | 0.87 | 125 | Yes | 2 | 10014817330806 | 16.5 | 13.5 | 13.5 | 11.11 | 1.74 | Yes | UL Damp | cUL Damp | BARRINGTON 1L FLUSH MOUNT-BS | One Light Flush Mount |  | FM271-BS.jpg
FM271EN3/BS | One Light Flush Mount | Barrington conveys simple refinement with flair. The Opal Etched glass shades create a warm, soft glow, and the subtle details found in the body construction add visual interest without upstaging the surrounding décor. The Barrington wall sconces are ADA compliant. | CEILING | Barrington | Ceiling Lights | Brushed Steel | BS | Steel | White Opal Etched Glass | D:8.25" H:3.125" |  |  | 1 Medium A19 9.3w |  | 1 | Yes | [14 empty] | 0 | [12 empty] | 34.95 | 69.9 | 104.85 | D:10'' H:4'' | 4.6 | 10 |  |  | 4 | Cap Nuts | [6 empty] | No |  | No | [20 empty] | D:10'' H:1 5/8'' Round |  |  |  |  | 8 | Black/White |  |  | Hardwired | 0 | 0 | 0 | 1 | 1 | 0 | 0 | 0 | 0 | 0 | 0 | 785652083853 | 16.5 | 13.5 | 6.75 | 5.555 | 0.87 | 125 | Yes | [8 empty] | UL Damp | cUL Damp | BARRINGTON 1L FLUSH MOUNT-BS | One Light Flush Mount |  | FM271-BS.jpg | FM271EN3.jpg
FM271EN3/ORB | One Light Flush Mount | Barrington conveys simple refinement with flair. The Opal Etched glass shades create a warm, soft glow, and the subtle details found in the body construction add visual interest without upstaging the surrounding décor. The Barrington wall sconces are ADA compliant. | CEILING | Barrington | Ceiling Lights | Oil Rubbed Bronze | ORB | Steel | White Opal Etched Glass | D:8.25" H:3.125" |  |  | 1 Medium A19 9.3w |  | 1 | Yes | [14 empty] | 0 | [12 empty] | 33.95 | 67.9 | 101.85 | D:10'' H:4'' | 4.6 | 10 |  |  | 4 | Cap Nuts | [6 empty] | No |  | No | [20 empty] | D:10'' H:1 5/8'' Round |  |  |  |  | 8 | Black/White |  |  | Hardwired | 0 | 0 | 0 | 1 | 1 | 0 | 0 | 0 | 0 | 0 | 0 | 785652083860 | 16.5 | 13.5 | 6.75 | 5.555 | 0.87 | 125 | Yes | [8 empty] | UL Damp | cUL Damp | BARRINGTON 1L FLUSH MOUNT-ORB | One Light Flush Mount |  | FM271-ORB.jpg | FM271EN3.jpg
FM271ORB | One Light Flush Mount | Barrington conveys simple refinement with flair. The Opal Etched glass shades create a warm, soft glow, and the subtle details found in the body construction add visual interest without upstaging the surrounding décor. The Barrington wall sconces are ADA compliant. | CEILING | Barrington | Ceiling Lights | Oil Rubbed Bronze | ORB | Steel | White Opal Etched Glass | D:8.25" H:3.125" |  |  | 1 Medium A19 75w |  | 1 | No | [14 empty] | 0 | [12 empty] | 30.48 | 60.96 | 91.44 | D:10'' H:4'' | 4.6 | 10 |  |  | 4 | Cap Nuts | [6 empty] | No |  | No | [20 empty] | D:10'' H:1 5/8'' Round |  |  |  |  | 8 | Black/White |  |  | Hardwired | 0 | 0 | 0 | 0 | 1 | 0 | 0 | 1 | 0 | 0 | 0 | 014817330816 | 16 | 13.5 | 6.75 | 5.555 | 0.844 | 125 | Yes | 2 | 10014817330813 | 16 | 13.5 | 13.5 | 11.11 | 1.688 | Yes | UL Damp | cUL Damp | BARRINGTON 1L FLUSH MOUNT-ORB | One Light Flush Mount |  | FM271-ORB.jpg
FM272BS | Two Light Flush Mount | Barrington conveys simple refinement with flair. The Opal Etched glass shades create a warm, soft glow, and the subtle details found in the body construction add visual interest without upstaging the surrounding décor. The Barrington wall sconces are ADA compliant. | CEILING | Barrington | Ceiling Lights | Brushed Steel | BS | Steel | White Opal Etched Glass | D:12.25" H:4.25" |  |  | 2 Medium A19 60w |  | 2 | No | [14 empty] | 0 | [12 empty] | 47.48 | 94.96 | 142.44 | D:14'' H:5 1/4'' | 8.5 | 14 |  |  | 5.25 | Cap Nuts | [6 empty] | No |  | No | [20 empty] | D:14'' H:1 5/8'' Round |  |  |  |  | 8 | Black/White |  |  | Hardwired | 0 | 0 | 0 | 0 | 1 | 0 | 0 | 1 | 0 | 0 | 0 | 014817330823 | 17 | 18.5 | 8.75 | 10 | 1.593 | 125 | Yes | 2 | 10014817330820 | 17 | 18.5 | 17.5 | 20 | 3.185 | Yes | UL Damp | cUL Damp | BARRINGTON 2L FLUSH MOUNT-BS | Two Light Flush Mount |  | FM272-BS.jpg
FM272EN3/BS | Two Light Flush Mount | Barrington conveys simple refinement with flair. The Opal Etched glass shades create a warm, soft glow, and the subtle details found in the body construction add visual interest without upstaging the surrounding décor. The Barrington wall sconces are ADA compliant. | CEILING | Barrington | Ceiling Lights | Brushed Steel | BS | Steel | White Opal Etched Glass | D:12.25" H:4.25" |  |  | 2 Medium A19 9.3w |  | 2 | Yes | [14 empty] | 0 | [12 empty] | 55.45 | 110.9 | 166.35 | D:14'' H:5 1/4'' | 8.5 | 14 |  |  | 5.25 | Cap Nuts | [6 empty] | No |  | No | [20 empty] | D:14'' H:1 5/8'' Round |  |  |  |  | 8 | Black/White |  |  | Hardwired | 0 | 0 | 0 | 1 | 1 | 0 | 0 | 0 | 0 | 0 | 0 | 785652083877 | 17 | 18.5 | 8.75 | 10 | 1.593 | 125 | Yes | [8 empty] | UL Damp | cUL Damp | BARRINGTON 2L FLUSH MOUNT-BS | Two Light Flush Mount |  | FM272-BS.jpg | FM272EN3.jpg
FM272EN3/ORB | Two Light Flush Mount | Barrington conveys simple refinement with flair. The Opal Etched glass shades create a warm, soft glow, and the subtle details found in the body construction add visual interest without upstaging the surrounding décor. The Barrington wall sconces are ADA compliant. | CEILING | Barrington | Ceiling Lights | Oil Rubbed Bronze | ORB | Steel | White Opal Etched Glass | D:12.25" H:4.25" |  |  | 2 Medium A19 9.3w |  | 2 | Yes | [14 empty] | 0 | [12 empty] | 54.45 | 108.9 | 163.35 | D:14'' H:5 1/4'' | 8.5 | 14 |  |  | 5.25 | Cap Nuts | [6 empty] | No |  | No | [20 empty] | D:14'' H:1 5/8'' Round |  |  |  |  | 8 | Black/White |  |  | Hardwired | 0 | 0 | 0 | 1 | 1 | 0 | 0 | 0 | 0 | 0 | 0 | 785652083884 | 17 | 18.5 | 8.75 | 10 | 1.593 | 125 | Yes | [8 empty] | UL Damp | cUL Damp | BARRINGTON 2L FLUSH MOUNT-ORB | Two Light Flush Mount |  | FM272-ORB.jpg | FM272EN3.jpg
FM272ORB | Two Light Flush Mount | Barrington conveys simple refinement with flair. The Opal Etched glass shades create a warm, soft glow, and the subtle details found in the body construction add visual interest without upstaging the surrounding décor. The Barrington wall sconces are ADA compliant. | CEILING | Barrington | Ceiling Lights | Oil Rubbed Bronze | ORB | Steel | White Opal Etched Glass | D:12.25" H:4.25" |  |  | 2 Medium A19 60w |  | 2 | No | [14 empty] | 0 | [12 empty] | 46.48 | 92.96 | 139.44 | D:14'' H:5 1/4'' | 8.5 | 14 |  |  | 5.25 | Cap Nuts | [6 empty] | No |  | No | [20 empty] | D:14'' H:1 5/8'' Round |  |  |  |  | 8 | Black/White |  |  | Hardwired | 0 | 0 | 0 | 0 | 1 | 0 | 0 | 1 | 0 | 0 | 0 | 014817330830 | 17 | 16.5 | 8.5 | 9.68 | 1.38 | 125 | Yes | 2 | 10014817330837 | 17.5 | 17.25 | 18 | 19.48 | 3.145 | Yes | UL Damp | cUL Damp | BARRINGTON 2L FLUSH MOUNT-ORB | Two Light Flush Mount |  | FM272-ORB.jpg
FM273BS | Three Light Flush Mount | Barrington conveys simple refinement with flair. The Opal Etched glass shades create a warm, soft glow, and the subtle details found in the body construction add visual interest without upstaging the surrounding décor. The Barrington wall sconces are ADA compliant. | CEILING | Barrington | Ceiling Lights | Brushed Steel | BS | Steel | White Opal Etched Glass | D:14.25" H:4.75" |  |  | 3 Medium A19 60w |  | 3 | No | [14 empty] | 0 | [12 empty] | 63.98 | 127.96 | 191.94 | D:16 1/2'' H:5 3/4'' | 13.5 | 16.5 |  |  | 5.75 | Cap Nuts | [6 empty] | No |  | No | [20 empty] | D:16 1/2'' H:1 5/8'' Round |  |  |  |  | 8 | Black/White |  |  | Hardwired | 0 | 0 | 0 | 0 | 1 | 0 | 0 | 1 | 0 | 0 | 0 | 014817330847 | 18.75 | 18.75 | 9.25 | 13.71 | 1.882 | 125 | Yes | [8 empty] | UL Damp | cUL Damp | BARRINGTON 3L FLUSH MOUNT-BS | Three Light Flush Mount |  | FM273-BS.jpg
FM273EN3/BS | Three Light Flush Mount | Barrington conveys simple refinement with flair. The Opal Etched glass shades create a warm, soft glow, and the subtle details found in the body construction add visual interest without upstaging the surrounding décor. The Barrington wall sconces are ADA compliant. | CEILING | Barrington | Ceiling Lights | Brushed Steel | BS | Steel | White Opal Etched Glass | D:14.25" H:4.75" |  |  | 3 Medium A19 9.3w |  | 3 | Yes | [14 empty] | 0 | [12 empty] | 76.45 | 152.9 | 229.35 | D:16 1/2'' H:5 3/4'' | 13.5 | 16.5 |  |  | 5.75 | Cap Nuts | [6 empty] | No |  | No | [20 empty] | D:16 1/2'' H:1 5/8'' Round |  |  |  |  | 8 | Black/White |  |  | Hardwired | 0 | 0 | 0 | 1 | 1 | 0 | 0 | 0 | 0 | 0 | 0 | 785652083891 | 18.75 | 18.75 | 9.25 | 13.71 | 1.882 | 125 | Yes | [8 empty] | UL Damp | cUL Damp | BARRINGTON 3L FLUSH MOUNT-BS | Three Light Flush Mount |  | FM273-BS.jpg | FM273EN3.jpg
FM273EN3/ORB | Three Light Flush Mount | Barrington conveys simple refinement with flair. The Opal Etched glass shades create a warm, soft glow, and the subtle details found in the body construction add visual interest without upstaging the surrounding décor. The Barrington wall sconces are ADA compliant. | CEILING | Barrington | Ceiling Lights | Oil Rubbed Bronze | ORB | Steel | White Opal Etched Glass | D:14.25" H:4.75" |  |  | 3 Medium A19 9.3w |  | 3 | Yes | [14 empty] | 0 | [12 empty] | 76.45 | 152.9 | 229.35 | D:16 1/2'' H:5 3/4'' | 13.5 | 16.5 |  |  | 5.75 | Cap Nuts | [6 empty] | No |  | No | [20 empty] | D:16 1/2'' H:1 5/8'' Round |  |  |  |  | 8 | Black/White |  |  | Hardwired | 0 | 0 | 0 | 1 | 1 | 0 | 0 | 0 | 0 | 0 | 0 | 785652083907 | 18.75 | 18.75 | 9.25 | 13.71 | 1.882 | 125 | Yes | [8 empty] | UL Damp | cUL Damp | BARRINGTON 3L FLUSH MOUNT-ORB | Three Light Flush Mount |  | FM273-ORB.jpg | FM273EN3.jpg
FM273ORB | Three Light Flush Mount | Barrington conveys simple refinement with flair. The Opal Etched glass shades create a warm, soft glow, and the subtle details found in the body construction add visual interest without upstaging the surrounding décor. The Barrington wall sconces are ADA compliant. | CEILING | Barrington | Ceiling Lights | Oil Rubbed Bronze | ORB | Steel | White Opal Etched Glass | D:14.25" H:4.75" |  |  | 3 Medium A19 60w |  | 3 | No | [14 empty] | 0 | [12 empty] | 63.98 | 127.96 | 191.94 | D:16 1/2'' H:5 3/4'' | 13.5 | 16.5 |  |  | 5.75 | Cap Nuts | [6 empty] | No |  | No | [20 empty] | D:16 1/2'' H:1 5/8'' Round |  |  |  |  | 8 | Black/White |  |  | Hardwired | 0 | 0 | 0 | 0 | 1 | 0 | 0 | 1 | 0 | 0 | 0 | 014817330854 | 18.75 | 18.75 | 9.25 | 13.71 | 1.882 | 125 | Yes | [8 empty] | UL Damp | cUL Damp | BARRINGTON 3L FLUSH MOUNT-ORB | Three Light Flush Mount |  | FM273-ORB.jpg
FM291BS | Two Light Flush Mount | Whether your decorating theme is traditional or contemporary, there is a place for this unique and stunning Casual Luxury chandelier and vanity lights. The organza shades and dark bronze or brushed steel plated finishes demand attention to the fine details of these fixtures. The wall brackets and sconces have a dual back plate for a dimensional design accent, and spun metal trim rings at the top and bottom of the shade lend a finishing touch. All of the shades on these wonderful fixtures are enclosed at the bottom for a lovely casting of light. | CEILING | Casual Luxury | Ceiling Lights | Brushed Steel | BS | Steel | Silver Organza Hardback w/ Fabric | D:12.625" H:4.875" |  |  | 2 Medium A19 60w |  | 2 | No | [14 empty] | 0 | [12 empty] | 115.48 | 230.96 | 346.44 | D:13'' H:5 1/4'' | 3.85 | 13 |  |  | 5.25 | Center Pipe | [6 empty] | No |  | No | [20 empty] | D:13'' H:3/4'' Round |  |  |  |  | 8 | Black/White |  |  | Hardwired | 0 | 0 | 0 | 0 | 1 | 0 | 0 | 1 | 0 | 0 | 0 | 014817393521 | 11 | 16 | 16 | 7.6 | 1.63 | 175 | Yes | [8 empty] | UL Damp | cUL Damp | CASUAL LUXURY 2L FLUSH MOUNT-BS | Two Light Flush Mount |  | FM291BS.jpg | FM291BS.jpg
FM291DBZ | 2 - Light Indoor Flush Mount | Whether your decorating theme is traditional or contemporary, there is a place for this unique and stunning Casual Luxury lighting collection by Feiss. The organza shades and plated dark bronze finish demand attention to the fine details of these fixtures. The wall brackets and sconces have a dual back plate for a dimensional design accent, and spun metal trim rings at the top and bottom of the shade lend a finishing touch. All of the shades on these wonderful fixtures are enclosed at the bottom for a lovely casting of light. | CEILING | Casual Luxury | Ceiling Lights | Dark Bronze | DBZ |  | 0 - Undefined | D:12.5" W:4.75" | D:12.5" |  | 2 Medium A19 60w |  | 2 | No | [27 empty] | 104.45 | 208.9 | 313.35 | D:13'' H:5 1/4'' | 4.4 | 13 |  |  | 5.25 | [35 empty] | 8 |  |  |  | Hardwired | 0 | 0 | 0 | 0 | 0 | 0 | 0 | 0 | 0 | 0 | 0 | 014817343304 | 16 | 16 | 11 | 7.8 | 1.63 | 175 | Yes | [8 empty] | UL Damp | cUL Damp | FLUSHMOUNT | 2-Light Casual Luxury |  | FM291DBZ.jpg
FM291EN3/BS | Two Light Flush Mount | Whether your decorating theme is traditional or contemporary, there is a place for this unique and stunning Casual Luxury chandelier and vanity lights. The organza shades and dark bronze or brushed steel plated finishes demand attention to the fine details of these fixtures. The wall brackets and sconces have a dual back plate for a dimensional design accent, and spun metal trim rings at the top and bottom of the shade lend a finishing touch. All of the shades on these wonderful fixtures are enclosed at the bottom for a lovely casting of light. | CEILING | Casual Luxury | Ceiling Lights | Brushed Steel | BS | Steel | Silver Organza Hardback w/ Fabric | D:12.625" H:4.875" |  |  | 2 Medium A19 9.3w |  | 2 | Yes | [14 empty] | 0 | [12 empty] | 119.95 | 239.9 | 359.85 | D:13'' H:5 1/4'' | 3.85 | 13 |  |  | 5.25 | Center Pipe | [6 empty] | No |  | No | [20 empty] | D:13'' H:3/4'' Round |  |  |  |  | 8 | Black/White |  |  | Hardwired | 0 | 0 | 0 | 1 | 1 | 0 | 0 | 0 | 0 | 0 | 0 | 785652084195 | 11 | 16 | 16 | 7.6 | 1.63 | 175 | Yes | [8 empty] | UL Damp | cUL Damp | CASUAL LUXURY 2L FLUSH MOUNT-BS | Two Light Flush Mount |  | FM291EN3/BS.jpg | FM291EN3.jpg
FM312BS | Large Three Light Flush Mount | Sunset Drive has textures and geometric shapes that harken back to the Hollywood Regency era while maintaining the heart of contemporary design. Cylindrical White Opal Etched glass shades with a hand-applied Striated Pearl finish combine with steel arms for a bold look. | CEILING | Sunset Drive | Ceiling Lights | Brushed Steel | BS | Steel | White Opal Etched Glass | D:15.125" H:5" |  |  | 3 Medium A19 60w |  | 3 | No | [14 empty] | 0 | [12 empty] | 104.48 | 208.96 | 313.44 | D:16'' H:6 1/4'' | 6.5 | 16 |  |  | 6.25 | Center Pipe | [6 empty] | No |  | No | [20 empty] | D:10 7/8'' H:1 1/8'' Round |  |  |  |  | 8 | Black/White |  |  | Hardwired | 0 | 0 | 0 | 0 | 1 | 0 | 0 | 1 | 0 | 0 | 0 | 014817580938 | 19.25 | 19.25 | 11 | 10.4 | 2.359 | 175 | Yes | [9 empty] | cETL Damp | SUNSET DRIVE 3L FLUSH MOUNT-BS | Large Three Light Flush Mount |  | FM312BS.jpg | FM312BS.jpg
FM312CH | Large Three Light Flush Mount | Sunset Drive has textures and geometric shapes that harken back to the Hollywood Regency era while maintaining the heart of contemporary design. Cylindrical White Opal Etched glass shades with a hand-applied Striated Pearl finish combine with steel arms for a bold look. | CEILING | Sunset Drive | Ceiling Lights | Chrome | CH | Steel | White Opal Etched Glass | D:15.125" H:5" |  |  | 3 Medium A19 60w |  | 3 | No | [14 empty] | 0 | [12 empty] | 104.48 | 208.96 | 313.44 | D:16'' H:6 1/4'' | 6.5 | 16 |  |  | 6.25 | Center Pipe | [6 empty] | No |  | No | [20 empty] | D:10 7/8'' H:1 1/8'' Round |  |  |  |  | 8 | Black/White |  |  | Hardwired | 0 | 0 | 0 | 0 | 1 | 0 | 0 | 1 | 0 | 0 | 0 | 014817580921 | 19.5 | 19.5 | 11 | 10.3 | 2.421 | 175 | Yes | [9 empty] | cETL Damp | SUNSET DRIVE 3L FLUSH MOUNT-CH | Large Three Light Flush Mount |  | FM312CH.jpg | FM312CH.jpg
FM312EN3/BS | Large Three Light Flush Mount | Sunset Drive has textures and geometric shapes that harken back to the Hollywood Regency era while maintaining the heart of contemporary design. Cylindrical White Opal Etched glass shades with a hand-applied Striated Pearl finish combine with steel arms for a bold look. | CEILING | Sunset Drive | Ceiling Lights | Brushed Steel | BS | Steel | White Opal Etched Glass | D:15.125" H:5" |  |  | 3 Medium A19 9.3w |  | 3 | Yes | [14 empty] | 0 | [12 empty] | 115.45 | 230.9 | 346.35 | D:16'' H:6 1/4'' | 6.5 | 16 |  |  | 6.25 | Center Pipe | [6 empty] | No |  | No | [20 empty] | D:10 7/8'' H:1 1/8'' Round |  |  |  |  | 8 | Black/White |  |  | Hardwired | 0 | 0 | 0 | 1 | 1 | 0 | 0 | 0 | 0 | 0 | 0 | 785652084737 | 19.25 | 19.25 | 11 | 10.4 | 2.359 | 175 | Yes | [9 empty] | cETL Damp | SUNSET DRIVE 3L FLUSH MOUNT-BS | Large Three Light Flush Mount |  | FM312EN3/BS.jpg | FM312EN3.jpg
FM312EN3/CH | Large Three Light Flush Mount | Sunset Drive has textures and geometric shapes that harken back to the Hollywood Regency era while maintaining the heart of contemporary design. Cylindrical White Opal Etched glass shades with a hand-applied Striated Pearl finish combine with steel arms for a bold look. | CEILING | Sunset Drive | Ceiling Lights | Chrome | CH | Steel | White Opal Etched Glass | D:15.125" H:5" |  |  | 3 Medium A19 9.3w |  | 3 | Yes | [14 empty] | 0 | [12 empty] | 115.45 | 230.9 | 346.35 | D:16'' H:6 1/4'' | 6.5 | 16 |  |  | 6.25 | Center Pipe | [6 empty] | No |  | No | [20 empty] | D:10 7/8'' H:1 1/8'' Round |  |  |  |  | 8 | Black/White |  |  | Hardwired | 0 | 0 | 0 | 1 | 1 | 0 | 0 | 0 | 0 | 0 | 0 | 785652084744 | 19.25 | 19.25 | 11 | 10.4 | 2.359 | 175 | Yes | [9 empty] | cETL Damp | SUNSET DRIVE 3L FLUSH MOUNT-CH | Large Three Light Flush Mount |  | FM312EN3/CH.jpg | FM312EN3.jpg
FM312EN3/ORB | Large Three Light Flush Mount | Sunset Drive has textures and geometric shapes that harken back to the Hollywood Regency era while maintaining the heart of contemporary design. Cylindrical White Opal Etched glass shades with a hand-applied Striated Pearl finish combine with steel arms for a bold look. | CEILING | Sunset Drive | Ceiling Lights | Oil Rubbed Bronze | ORB | Steel | White Opal Etched Glass | D:15.125" H:5" |  |  | 3 Medium A19 9.3w |  | 3 | Yes | [14 empty] | 0 | [12 empty] | 115.45 | 230.9 | 346.35 | D:16'' H:6 1/4'' | 6.5 | 16 |  |  | 6.25 | Center Pipe | [6 empty] | No |  | No | [20 empty] | D:10 7/8'' H:1 1/8'' Round |  |  |  |  | 8 | Black/White |  |  | Hardwired | 0 | 0 | 0 | 1 | 1 | 0 | 0 | 0 | 0 | 0 | 0 | 785652084751 | 19.25 | 19.25 | 11 | 10.4 | 2.359 | 175 | Yes | [9 empty] | cETL Damp | SUNSET DRIVE 3L FLUSH MOUNT-ORB | Large Three Light Flush Mount |  | FM312EN3/ORB.jpg | FM312EN3.jpg
FM312ORB | Large Three Light Flush Mount | Sunset Drive has textures and geometric shapes that harken back to the Hollywood Regency era while maintaining the heart of contemporary design. Cylindrical White Opal Etched glass shades with a hand-applied Striated Pearl finish combine with steel arms for a bold look. | CEILING | Sunset Drive | Ceiling Lights | Oil Rubbed Bronze | ORB | Steel | White Opal Etched Glass | D:15.125" H:5" |  |  | 3 Medium A19 60w |  | 3 | No | [14 empty] | 0 | [12 empty] | 104.48 | 208.96 | 313.44 | D:16'' H:6 1/4'' | 6.5 | 16 |  |  | 6.25 | Center Pipe | [6 empty] | No |  | No | [20 empty] | D:10 7/8'' H:1 1/8'' Round |  |  |  |  | 8 | Black/White |  |  | Hardwired | 0 | 0 | 0 | 0 | 1 | 0 | 0 | 1 | 0 | 0 | 0 | 014817580945 | 19 | 19.5 | 10.75 | 9.5 | 2.305 | 175 | Yes | [9 empty] | cETL Damp | SUNSET DRIVE 3L FLUSH MOUNT-ORB | Large Three Light Flush Mount |  | FM312ORB.jpg | FM312ORB.jpg
FM313BS | Small Two Light Flush Mount | Sunset Drive has textures and geometric shapes that harken back to the Hollywood Regency era while maintaining the heart of contemporary design. Cylindrical White Opal Etched glass shades with a hand-applied Striated Pearl finish combine with steel arms for a bold look. | CEILING | Sunset Drive | Ceiling Lights | Brushed Steel | BS | Steel | White Opal Etched Glass | D:12.75" H:3.5" |  |  | 2 Medium A19 60w |  | 2 | No | [14 empty] | 0 | [12 empty] | 81.98 | 163.96 | 245.94 | D:13 1/2'' H:4 3/4'' | 2.97 | 13.5 |  |  | 4.75 | Center Pipe | [6 empty] | No |  | No | [20 empty] | D:8 3/8'' H:1 1/8'' Round |  |  |  |  | 8 | Black/White |  |  | Hardwired | 0 | 0 | 0 | 0 | 1 | 0 | 0 | 1 | 0 | 0 | 0 | 014817392692 | 7.5 | 16 | 16 | 7.2 | 1.111 | 125 | Yes | [9 empty] | cETL Damp | SUNSET DRIVE 2L FLUSH MOUNT-BS | Small Two Light Flush Mount |  | FM313BS.jpg | FM313BS.jpg
FM313CB | Small Two Light Flush Mount | Sunset Drive has textures and geometric shapes that harken back to the Hollywood Regency era while maintaining the heart of contemporary design. Cylindrical White Opal Etched glass shades with a hand-applied Striated Pearl finish combine with steel arms for a bold look. | CEILING | Sunset Drive | Ceiling Lights | Corinthian Bronze | CB | Steel | Striated Pearl Glass | D:12.75" H:3.5" |  |  | 2 Medium A19 60w |  | 2 | No | [14 empty] | 0 | [12 empty] | 81.98 | 163.96 | 245.94 | D:13 1/2'' H:4 3/4'' | 2.97 | 13.5 |  |  | 4.75 | Center Pipe | [6 empty] | No |  | No | [20 empty] | D:8 3/8'' H:1 1/8'' Round |  |  |  |  | 8 | Black/White |  |  | Hardwired | 0 | 0 | 0 | 0 | 1 | 0 | 0 | 1 | 0 | 0 | 0 | 014817358087 | 16 | 16 | 7.5 | 7.55 | 1.111 | 125 | Yes | [9 empty] | cETL Damp | SUNSET DRIVE 2L FLUSH MOUNT-CB | Small Two Light Flush Mount |  | FM313CB.jpg
FM313CH | Small Two Light Flush Mount | Sunset Drive has textures and geometric shapes that harken back to the Hollywood Regency era while maintaining the heart of contemporary design. Cylindrical White Opal Etched glass shades with a hand-applied Striated Pearl finish combine with steel arms for a bold look. | CEILING | Sunset Drive | Ceiling Lights | Chrome | CH | Steel | White Opal Etched Glass | D:12.75" H:3.5" |  |  | 2 Medium A19 60w |  | 2 | No | [14 empty] | 0 | [12 empty] | 81.98 | 163.96 | 245.94 | D:13 1/2'' H:4 3/4'' | 2.97 | 13.5 |  |  | 4.75 | Center Pipe | [6 empty] | No |  | No | [20 empty] | D:8 3/8'' H:1 1/8'' Round |  |  |  |  | 8 | Black/White |  |  | Hardwired | 0 | 0 | 0 | 0 | 1 | 0 | 0 | 1 | 0 | 0 | 0 | 014817580907 | 16.25 | 16 | 8 | 6.6 | 1.204 | 175 | Yes | [9 empty] | cETL Damp | SUNSET DRIVE 2L FLUSH MOUNT-CH | Small Two Light Flush Mount |  | FM313CH.jpg | FM313CH.jpg
FM313EN3/BS | Small Two Light Flush Mount | Sunset Drive has textures and geometric shapes that harken back to the Hollywood Regency era while maintaining the heart of contemporary design. Cylindrical White Opal Etched glass shades with a hand-applied Striated Pearl finish combine with steel arms for a bold look. | CEILING | Sunset Drive | Ceiling Lights | Brushed Steel | BS | Steel | White Opal Etched Glass | D:12.75" H:3.5" |  |  | 2 Medium A19 9.3w |  | 2 | Yes | [14 empty] | 0 | [12 empty] | 88.45 | 176.9 | 265.35 | D:13 1/2'' H:4 3/4'' | 2.97 | 13.5 |  |  | 4.75 | Center Pipe | [6 empty] | No |  | No | [20 empty] | D:8 3/8'' H:1 1/8'' Round |  |  |  |  | 8 | Black/White |  |  | Hardwired | 0 | 0 | 0 | 1 | 1 | 0 | 0 | 0 | 0 | 0 | 0 | 785652084768 | 7.5 | 16 | 16 | 7.2 | 1.111 | 125 | Yes | [9 empty] | cETL Damp | SUNSET DRIVE 2L FLUSH MOUNT-BS | Small Two Light Flush Mount |  | FM313EN3/BS.jpg | FM313EN3.jpg
FM313EN3/CB | Small Two Light Flush Mount | Sunset Drive has textures and geometric shapes that harken back to the Hollywood Regency era while maintaining the heart of contemporary design. Cylindrical White Opal Etched glass shades with a hand-applied Striated Pearl finish combine with steel arms for a bold look. | CEILING | Sunset Drive | Ceiling Lights | Corinthian Bronze | CB | Steel | Striated Pearl Glass | D:12.75" H:3.5" |  |  | 2 Medium A19 9.3w |  | 2 | Yes | [14 empty] | 0 | [12 empty] | 88.45 | 176.9 | 265.35 | D:13 1/2'' H:4 3/4'' | 2.97 | 13.5 |  |  | 4.75 | Center Pipe | [6 empty] | No |  | No | [20 empty] | D:8 3/8'' H:1 1/8'' Round |  |  |  |  | 8 | Black/White |  |  | Hardwired | 0 | 0 | 0 | 1 | 1 | 0 | 0 | 0 | 0 | 0 | 0 | 785652084775 | 7.5 | 16 | 16 | 7.2 | 1.111 | 125 | Yes | [9 empty] | cETL Damp | SUNSET DRIVE 2L FLUSH MOUNT-CB | Small Two Light Flush Mount |  | FM313EN3/CB.jpg | FM313EN3.jpg
FM313EN3/CH | Small Two Light Flush Mount | Sunset Drive has textures and geometric shapes that harken back to the Hollywood Regency era while maintaining the heart of contemporary design. Cylindrical White Opal Etched glass shades with a hand-applied Striated Pearl finish combine with steel arms for a bold look. | CEILING | Sunset Drive | Ceiling Lights | Chrome | CH | Steel | White Opal Etched Glass | D:12.75" H:3.5" |  |  | 2 Medium A19 9.3w |  | 2 | Yes | [14 empty] | 0 | [12 empty] | 88.45 | 176.9 | 265.35 | D:13 1/2'' H:4 3/4'' | 2.97 | 13.5 |  |  | 4.75 | Center Pipe | [6 empty] | No |  | No | [20 empty] | D:8 3/8'' H:1 1/8'' Round |  |  |  |  | 8 | Black/White |  |  | Hardwired | 0 | 0 | 0 | 1 | 1 | 0 | 0 | 0 | 0 | 0 | 0 | 785652084782 | 7.5 | 16 | 16 | 7.2 | 1.111 | 125 | Yes | [9 empty] | cETL Damp | SUNSET DRIVE 2L FLUSH MOUNT-CH | Small Two Light Flush Mount |  | FM313EN3/CH.jpg | FM313EN3.jpg
FM313EN3/ORB | Small Two Light Flush Mount | Sunset Drive has textures and geometric shapes that harken back to the Hollywood Regency era while maintaining the heart of contemporary design. Cylindrical White Opal Etched glass shades with a hand-applied Striated Pearl finish combine with steel arms for a bold look. | CEILING | Sunset Drive | Ceiling Lights | Oil Rubbed Bronze | ORB | Steel | White Opal Etched Glass | D:12.75" H:3.5" |  |  | 2 Medium A19 9.3w |  | 2 | Yes | [14 empty] | 0 | [12 empty] | 88.45 | 176.9 | 265.35 | D:13 1/2'' H:4 3/4'' | 2.97 | 13.5 |  |  | 4.75 | Center Pipe | [6 empty] | No |  | No | [20 empty] | D:8 3/8'' H:1 1/8'' Round |  |  |  |  | 8 | Black/White |  |  | Hardwired | 0 | 0 | 0 | 1 | 1 | 0 | 0 | 0 | 0 | 0 | 0 | 785652084799 | 7.5 | 16 | 16 | 7.2 | 1.111 | 125 | Yes | [9 empty] | cETL Damp | SUNSET DRIVE 2L FLUSH MOUNT-ORB | Small Two Light Flush Mount |  | FM313EN3/ORB.jpg | FM313EN3.jpg
FM313ORB | Small Two Light Flush Mount | Sunset Drive has textures and geometric shapes that harken back to the Hollywood Regency era while maintaining the heart of contemporary design. Cylindrical White Opal Etched glass shades with a hand-applied Striated Pearl finish combine with steel arms for a bold look. | CEILING | Sunset Drive | Ceiling Lights | Oil Rubbed Bronze | ORB | Steel | White Opal Etched Glass | D:12.75" H:3.5" |  |  | 2 Medium A19 60w |  | 2 | No | [14 empty] | 0 | [12 empty] | 81.98 | 163.96 | 245.94 | D:13 1/2'' H:4 3/4'' | 2.97 | 13.5 |  |  | 4.75 | Center Pipe | [6 empty] | No |  | No | [20 empty] | D:8 3/8'' H:1 1/8'' Round |  |  |  |  | 8 | Black/White |  |  | Hardwired | 0 | 0 | 0 | 0 | 1 | 0 | 0 | 1 | 0 | 0 | 0 | 014817580914 | 16 | 16 | 8 | 6.2 | 1.185 | 175 | Yes | [9 empty] | cETL Damp | SUNSET DRIVE 2L FLUSH MOUNT-ORB | Small Two Light Flush Mount |  | FM313ORB.jpg | FM313ORB.jpg
FM352BS | 2 - Light Indoor Flush Mount | The transitional Perry lighting collection by Feiss is fitting for living, kitchen or bath areas of all style homes. With a gently curved body construction, the fixtures have a fluid movement with a transitional look to complement a wide range of décor. | CEILING | Perry | Ceiling Lights | Brushed Steel | BS | Steel | White Opal Etched Glass | D:12.125" H:3" |  |  | 2 Medium A19 60w |  | 2 | No | [27 empty] | 49.5 | 99 | 148.5 | D:13'' H:4 3/8'' | 6.38 | 13 |  |  | 4.375 | [35 empty] | 8 | Black/White |  |  | Hardwired | 0 | 0 | 0 | 0 | 0 | 0 | 0 | 0 | 0 | 0 | 0 | 014817425093 | 15.25 | 15.25 | 7.78 | 7.5 | 1.047 | 125 | Yes | 2 | 10014817425090 | 17 | 15.75 | 15.5 | 16.5 | 2.402 | Yes | UL Damp | cUL Damp | FLUSHMOUNT | 2 - Light Perry |  | FM352BS.jpg | FM352BS.jpg
FM353HTBZ | 2 - Light Indoor Flush Mount | The transitional Perry lighting collection by Feiss is fitting for living, kitchen or bath areas of all style homes. With a gently curved body construction, the fixtures have a fluid movement with a transitional look to complement a wide range of décor. | CEILING | Perry | Ceiling Lights | Heritage Bronze | HTBZ | Steel | White Opal Etched Glass | D:14.125" H:3" |  |  | 2 Medium A19 60w |  | 2 | No | [27 empty] | 67.5 | 135 | 202.5 | D:15'' H:4 3/8'' | 8.4 | 15 |  |  | 4.375 | Mounting Strap | [34 empty] | 8 |  |  |  | Hardwired | 0 | 0 | 0 | 0 | 0 | 0 | 0 | 0 | 0 | 0 | 0 | 014817409574 | 17.75 | 17.5 | 8 | 9.4 | 1.438 | 125 | Yes | [8 empty] | UL Damp | cUL Damp | FLUSHMOUNT | 2 - Light Perry |  | FM353HTBZ.jpg | FM353HTBZ.jpg
FM354BK | 2 - Light Indoor Flush Mount | The Peyton lighting collection by Feiss is an unexpected contrast between the dramatic Black finish and the soft, romantic curves. The design flourishes and decorative details lend to the overall aesthetic of the dramatic light fixtures in the collection. | CEILING | Peyton | Ceiling Lights | Black | BK | Steel | White Opal Etched Glass | D:13" H:3.75" |  |  | 2 Medium A19 100w |  | 2 | No | [27 empty] | 67.95 | 135.9 | 203.85 | D:13'' H:6 3/4'' | 4.62 | 13 |  |  | 6.75 | U Channel Bar | [29 empty] | D:9 3/4'' DP:7/8'' Round |  |  |  |  | 8 | Black/White |  |  | Hardwired | 0 | 0 | 0 | 0 | 0 | 0 | 0 | 0 | 0 | 0 | 0 | 014817409710 | 8 | 16 | 16 | 6.93 | 1.185 | 175 | Yes | [8 empty] | UL Damp | cUL Damp | FLUSHMOUNT | 2 - Light Peyton |  | FM354BK.jpg | FM354BK.jpg
FM355BUS | 2 - Light Indoor Flush Mount | The Lucia lighting collection by Feiss is a completely fresh, contemporary take on crystal light fixtures. The unique, disk-shaped Sunflower Shape Bauhinia crystals are suspended within the intricate metal work presented in a Burnished Silver finish, which combine to create these sleek profiles surrounding inner Linen drum shade. The Leila lighting collection is a sister style, utilizing the same crystals and metal work in orb and sunburst silhouettes. | CEILING | Lucia | Ceiling Lights | Burnished Silver | BUS | Steel / Aluminum | Beige Fabric | D:10.25" |  |  | 2 Medium A19 60w |  | 2 | No | [27 empty] | 249.45 | 498.9 | 748.35 | D:12 1/4'' H:8'' | 10.45 | 12.25 |  |  | 8 | Cross Bar | [34 empty] | 8 | Black/White |  |  | Hardwired | 0 | 0 | 0 | 0 | 0 | 0 | 0 | 0 | 0 | 0 | 0 | 014817412338 | 12 | 14.5 | 14 | 14 | 1.41 | 93 | Yes | [8 empty] | UL Dry | cUL Dry | FLUSHMOUNT | 2 - Light Lucia |  | FM355BUS.jpg | FM355BUS.jpg
FM372PN | 2 - Light Indoor Flush Mount | With its clean and glistening design, the Malibu lighting collection by Feiss is suitable for interiors classic to modern. It features crisp Opal Etched glass drum shades supported by a steel frame. The frame's shiny Polished Nickel finish accentuates the stepped details on each shade holder and the central column. On the vanity fixtures, the stepped details are duplicated in the oval backplate. The Malibu collection consists of multiple chandeliers, pendants, and bath and ceiling fixtures. | CEILING | Malibu | Ceiling Lights | Polished Nickel | PN | Steel | White Opal Etched Glass | D:11.71875" H:3.96875" |  |  | 2 Medium A19 60w |  | 2 | No | [27 empty] | 39.95 | 79.9 | 119.85 | D:13 3/16'' H:6 1/8'' | 1.82 | 13.1875 |  |  | 6.125 | [30 empty] | D:13 3/16'' DP:1 7/16'' Round |  |  |  |  | 8 | Black/White |  |  | Hardwired | 0 | 0 | 0 | 0 | 0 | 0 | 0 | 0 | 0 | 0 | 0 | 014817483017 | 15.25 | 15.25 | 8.125 | 5.6 | 1.094 | 175 | Yes | [9 empty] | cUL Damp | FLUSHMOUNT | 2 - Light Malibu |  | FM372PN.jpg | FM372PN.jpg
FM373PN | 3 - Light Indoor Flush Mount | With its clean and glistening design, the Malibu lighting collection by Feiss is suitable for interiors classic to modern. It features crisp Opal Etched glass drum shades supported by a steel frame. The frame's shiny Polished Nickel finish accentuates the stepped details on each shade holder and the central column. On the vanity fixtures, the stepped details are duplicated in the oval backplate. The Malibu collection consists of multiple chandeliers, pendants, and bath and ceiling fixtures. | CEILING | Malibu | Ceiling Lights | Polished Nickel | PN | Steel | White Opal Etched Glass | D:13.4375" H:5.1875" |  |  | 3 Medium A19 60w |  | 3 | No | [27 empty] | 50.95 | 101.9 | 152.85 | D:15 1/16'' H:7 7/16'' | 2.5 | 15.0625 |  |  | 7.4375 | [30 empty] | D:15 1/16'' DP:1 7/8'' Round |  |  |  |  | 8 | Black/White |  |  | Hardwired | 0 | 0 | 0 | 0 | 0 | 0 | 0 | 0 | 0 | 0 | 0 | 014817483024 | 17.125 | 17.125 | 8.75 | 7.3 | 1.485 | 175 | Yes | [9 empty] | cUL Damp | FLUSH MOUNT | 3 - Light Malibu |  | FM373PN.jpg | FM373PN.jpg
FM374BUS | 2 - Light Indoor Flush Mount | The Leila lighting collection by Feiss is a completely fresh take on crystal light fixtures. The unique, disk-shaped Sunflower Shape Bauhinia Crystals are suspended within intricate metal work featuring a Burnished Silver finish, which combine to create these contemporary and sparkling silhouettes, finished with a faceted crystal ball accent. The open, airy feeling of the metal work allows for installation in smaller spaces without overpowering the room. The Lucia lighting collection is a sister style, utilizing the same crystals and metal work but in a drum shade profile. | CEILING | Leila | Ceiling Lights | Burnished Silver | BUS | Metal | Clear Clear Glass |  |  |  | 2 Medium A19 60w |  | 2 | No | [27 empty] | 192.45 | 384.9 | 577.35 | W:14 1/8'' H:8 1/8'' | 4.67 |  |  | 14.125 | 8.125 | [30 empty] | D:1'' H:9'' Round |  |  |  |  | 8 | Black/White |  |  | Hardwired | 0 | 0 | 0 | 0 | 0 | 0 | 0 | 0 | 0 | 0 | 0 | 014817569070 | 19 | 8.75 | 17 | 7 | 1.636 | 175 | Yes | [9 empty] | cUL Damp | FLUSHMOUNT | 2 - Light Leila |  | FM374BUS.jpg | FM374BUS.jpg
FM378DAB | 3 - Light Urban Renewal Flushmount | The Urban Renewal lighting collection by Feiss is a diverse selection of pendants, chandeliers and sconces all inspired by the 20th century Industrial Revolution. Featuring reproduction pieces from the nation’s vintage factories and warehouses, Urban Renewal adds an industrial-inspired aesthetic to any home – adding flair and fun to classic, traditional decor or to the most sleek, contemporary urban spaces. | CEILING | Urban Renewal | Ceiling Lights | Dark Antique Brass | DAB | Steel | Dark Antique Brass Die Cast Zinc |  |  |  | 3 Medium A19 100w |  | 3 | No | [14 empty] | 0 | [12 empty] | 169.45 | 338.9 | 508.35 | D:15'' H:11 3/8'' | 6.82 | 15 |  |  | 11.375 | [35 empty] | 8 | Black/White |  |  | Hardwired | 0 | 0 | 0 | 0 | 0 | 0 | 0 | 0 | 0 | 0 | 0 | 014817509700 | 17.75 | 18.25 | 8 | 9.7 | 1.5 | 125 | Yes | [9 empty] | cUL Damp | FLUSHMOUNT | 3 - Light Flushmount |  | FM378DAB.jpg | FM378DAB.jpg
FM389BS | 3 - Light Woodward Flushmount | The Woodward lighting collection of flushmounts by Feiss features a drum-inspired, deep and straight-sided shade with metal cross-bar and rim detail. Available in three sizes and three finishes. | CEILING | Woodward | Ceiling Lights | Brushed Steel | BS |  | Opal Etched Glass | D:13.375" H:5.375" |  |  | 3 Medium A19 75w |  | 3 | No | [14 empty] | 0 | [12 empty] | 149.5 | 299 | 448.5 | D:16 1/2'' H:6 3/4'' | 11 | 16.5 |  |  | 6.75 | Cross Bar | [34 empty] | 8 | Black/White |  |  | Hardwired | 0 | 0 | 0 | 0 | 0 | 0 | 0 | 0 | 0 | 0 | 0 | 014817521832 | 18.4 | 18 | 9 | 12.2 | 1.725 | 125 | Yes | [8 empty] | ETL Damp |  | FLUSHMOUNT | 3 - Light Woodward Flushmount |  | FM389BS.jpg | FM389BS.jpg
FM389PN | 3 - Light Woodward Flushmount | The Woodward lighting collection of flushmounts by Feiss features a drum-inspired, deep and straight-sided shade with metal cross-bar and rim detail. Available in three sizes and three finishes. | CEILING | Woodward | Ceiling Lights | Polished Nickel | PN |  | Opal Etched Glass | D:13.375" H:5.375" |  |  | 3 Medium A19 75w |  | 3 | No | [14 empty] | 0 | [12 empty] | 149.5 | 299 | 448.5 | D:16 1/2'' H:6 3/4'' | 11 | 16.5 |  |  | 6.75 | Cross Bar | [34 empty] | 8 | Black/White |  |  | Hardwired | 0 | 0 | 0 | 0 | 0 | 0 | 0 | 0 | 0 | 0 | 0 | 014817521849 | 18 | 18 | 9.5 | 13.7 | 1.781 | 125 | Yes | [8 empty] | ETL Damp |  | FLUSHMOUNT | 3 - Light Woodward Flushmount |  | FM389PN.jpg | FM389PN.jpg
FM390BS | 2 - Light Indoor Flushmount | Harking back to period-inspired, warehouse lighting, the Cadence lighting collection by Feiss is a contemporary update to historic industrial fixtures. The riveted center band, as well as the vented top and square-linked chain on the pendants add rich, visual interest yet don’t distract from the clean lines of the overall silhouette. | CEILING | Cadence | Ceiling Lights | Brushed Steel | BS |  | White Opal Etched Glass | D:12.375" H:4.5" |  |  | 2 Medium A19 75w |  | 2 | No | [14 empty] | 0 | [12 empty] | 105.45 | 210.9 | 316.35 | D:13'' H:4 5/8'' | 5.39 | 13 |  |  | 4.625 | Cross Bar | [29 empty] | D:13'' DP:2 3/8'' Round |  |  |  |  | 8 | Black/White |  |  | Hardwired | 0 | 0 | 0 | 0 | 0 | 0 | 0 | 0 | 0 | 0 | 0 | 014817522006 | 16.5 | 9.5 | 16.5 | 6.15 | 1.497 | 175 | Yes | [8 empty] | ETL Damp |  | FLUSHMOUNT | 2 - Light Cadence |  | FM390BS.jpg | FM390BS.jpg
FM390DAB | 2 - Light Indoor Flushmount | Harking back to period-inspired, warehouse lighting, the Cadence lighting collection by Feiss is a contemporary update to historic industrial fixtures. The riveted center band, as well as the vented top and square-linked chain on the pendants add rich, visual interest yet don’t distract from the clean lines of the overall silhouette. | CEILING | Cadence | Ceiling Lights | Dark Antique Brass | DAB |  | White Opal Etched Glass | D:12.375" H:4.5" |  |  | 2 Medium A19 75w |  | 2 | No | [14 empty] | 0 | [12 empty] | 105.45 | 210.9 | 316.35 | D:13'' H:4 5/8'' | 5.39 | 13 |  |  | 4.625 | Cross Bar | [29 empty] | D:13'' DP:2 3/8'' Round |  |  |  |  | 8 | Black/White |  |  | Hardwired | 0 | 0 | 0 | 0 | 0 | 0 | 0 | 0 | 0 | 0 | 0 | 014817521986 | 16.5 | 16.5 | 9.75 | 7.3 | 1.536 | 175 | Yes | [8 empty] | ETL Damp |  | FLUSHMOUNT | 2 - Light Cadence |  | FM390DAB.jpg | FM390DAB.jpg
FM391BS | 3 - Light Indoor Flushmount | Harking back to period-inspired, warehouse lighting, the Cadence lighting collection by Feiss is a contemporary update to historic industrial fixtures. The riveted center band, as well as the vented top and square-linked chain on the pendants add rich, visual interest yet don’t distract from the clean lines of the overall silhouette. | CEILING | Cadence | Ceiling Lights | Brushed Steel | BS |  | White Opal Etched Glass | D:15.375" H:4.875" |  |  | 3 Medium A19 75w |  | 3 | No | [14 empty] | 0 | [12 empty] | 156.45 | 312.9 | 469.35 | D:16'' H:5 3/8'' | 8.03 | 16 |  |  | 5.375 | Cross Bar | [29 empty] | D:16'' DP:2 5/8'' Round |  |  |  |  | 8 | Black/White |  |  | Hardwired | 0 | 0 | 0 | 0 | 0 | 0 | 0 | 0 | 0 | 0 | 0 | 014817522020 | 20 | 10 | 20 | 9.6 | 2.315 | 175 | Yes | [8 empty] | ETL Damp |  | FLUSHMOUNT | 3 - Light Cadence |  | FM391BS.jpg | FM391BS.jpg
FM391DAB | 3 - Light Indoor Flushmount | Harking back to period-inspired, warehouse lighting, the Cadence lighting collection by Feiss is a contemporary update to historic industrial fixtures. The riveted center band, as well as the vented top and square-linked chain on the pendants add rich, visual interest yet don’t distract from the clean lines of the overall silhouette. | CEILING | Cadence | Ceiling Lights | Dark Antique Brass | DAB |  | White Opal Etched Glass | D:15.375" H:4.875" |  |  | 3 Medium A19 75w |  | 3 | No | [14 empty] | 0 | [12 empty] | 156.45 | 312.9 | 469.35 | D:16'' H:5 3/8'' | 8.03 | 16 |  |  | 5.375 | Cross Bar | [29 empty] | D:16'' DP:2 5/8'' Round |  |  |  |  | 8 | Black/White |  |  | Hardwired | 0 | 0 | 0 | 0 | 0 | 0 | 0 | 0 | 0 | 0 | 0 | 014817522013 | 20.375 | 20.125 | 10 | 10.3 | 2.373 | 175 | Yes | [8 empty] | ETL Damp |  | FLUSHMOUNT | 3 - Light Cadence |  | FM391DAB.jpg | FM391DAB.jpg
FM393ORB | 2 - Light Flushmount | Combining the traditional profile of a tapered shade with on-trend Clear Seeded glass, the sleek frame and the square-linked chain give the Harrow pendant light collection by Feiss an elevated, contemporary transitional look. The wall sconce is delivered with two glass options, Clear Seeded and Opal Etched, for the customer’s choice to customize. Burnished Brass, Oil Rubbed Bronze and Polished Nickel finishes are available to create completely different looks. The assortment includes a 1-light mini-pendant, 1-light and 3-light pendants, a 2-light flushmount ceiling fixture, as well as a 1-light wall sconce. | CEILING | Harrow | Ceiling Lights | Oil Rubbed Bronze | ORB | Steel | Clear Seeded Glass | D:2.25" |  |  | 2 Medium A19 60w |  | 2 | No | [14 empty] | 0 | [12 empty] | 141.45 | 282.9 | 424.35 | D:13 3/4'' H:6 1/2'' | 7.04 | 13.75 |  |  | 6.5 | Cross Bar | [34 empty] | 8 | Black/White |  |  | Hardwired | 0 | 0 | 0 | 0 | 0 | 0 | 0 | 0 | 0 | 0 | 0 | 014817534801 | 18.5 | 17.75 | 11.75 | 9.3 | 2.233 | 175 | Yes | [8 empty] | ETL Damp |  | 2L HARROW FLUSH ORB | 2 - Light Flushmount |  | FM393ORB.jpg | FM393PN.jpg
FM393PN | 2 - Light Flushmount | Combining the traditional profile of a tapered shade with on-trend Clear Seeded glass, the sleek frame and the square-linked chain give the Harrow pendant light collection by Feiss an elevated, contemporary transitional look. The wall sconce is delivered with two glass options, Clear Seeded and Opal Etched, for the customer’s choice to customize. Burnished Brass, Oil Rubbed Bronze and Polished Nickel finishes are available to create completely different looks. The assortment includes a 1-light mini-pendant, 1-light and 3-light pendants, a 2-light flushmount ceiling fixture, as well as a 1-light wall sconce. | CEILING | Harrow | Ceiling Lights | Polished Nickel | PN |  | Clear Seeded Glass | D:2.25" |  |  | 2 Medium A19 60w |  | 2 | No | [14 empty] | 0 | [12 empty] | 141.45 | 282.9 | 424.35 | D:13 3/4'' H:6 1/2'' | 7.04 | 13.75 |  |  | 6.5 | Cross Bar | [34 empty] | 8 | Black/White |  |  | Hardwired | 0 | 0 | 0 | 0 | 0 | 0 | 0 | 0 | 0 | 0 | 0 | 014817522631 | 17.5 | 11.75 | 17.58 | 9.25 | 2.092 | 175 | Yes | [8 empty] | ETL Damp |  | FLUSHMOUNT | 2 - Light Flushmount |  | FM393PN.jpg | FM393PN.jpg
FM396ORB | 2 - Light Bluffton Flushmount | Inspired by mountain luxe trends, the transitional Bluffton lighting collection by Feiss has a perforated screen shade much like that of a cozy fireplace—with decorative hooks and rods adding to the unique, rustic details. Using antique-style bulbs furthers the warm and inviting look. | CEILING | Bluffton | Ceiling Lights | Oil Rubbed Bronze | ORB | Steel / Aluminum / Glass | Clear Glass |  |  | Sandblast Glass | 2 Medium A19 60w |  | 2 | No | [14 empty] | 0 | [12 empty] | 135.95 | 271.9 | 407.85 | D:13 1/4'' H:5 3/4'' | 8.69 | 13.25 |  |  | 5.75 | [30 empty] | D:13 1/4'' H:1'' Round |  |  |  |  | 8 | Black/White |  |  | Hardwired | 0 | 0 | 0 | 0 | 0 | 0 | 0 | 0 | 0 | 0 | 0 | 014817523461 | 16.75 | 10.38 | 16.75 | 10.25 | 1.685 | 125 | Yes | [8 empty] | ETL Damp |  | FLUSHMOUNT | 2 - Light Bluffton Flushmount |  | FM396ORB.jpg | FM396ORB.jpg
FM399BS | 2 - Light Payne Flushmount | Steeped in the revived English Tudor design trend, the Payne lighting collection by Feiss still has an elegantly simple and modern profile. The clean, white, opal etched glass complements the simple spun metal ring detail. | CEILING | Payne | Ceiling Lights | Brushed Steel | BS |  | White Opal Etched Glass | D:10.625" H:4.25" |  |  | 2 Medium A19 60w |  | 2 | No | [14 empty] | 0 | [12 empty] | 134.5 | 269 | 403.5 | D:12 1/2'' H:5 5/8'' | 4.4 | 12.5 |  |  | 5.625 | Cross Bar | [29 empty] | D:12 1/2'' H:1 1/4'' Round |  |  |  |  | 8 | Black/White |  |  | Hardwired | 0 | 0 | 0 | 0 | 0 | 0 | 0 | 0 | 0 | 0 | 0 | 014817524215 | 15.75 | 10.75 | 15.75 | 5.9 | 1.543 | 250 | Yes | [8 empty] | ETL Damp |  | FLUSHMOUNT | 2 - Light Payne Flushmount |  | FM399BS.jpg | FM399BS.jpg
FM399PN | 2 - Light Payne Flushmount | Steeped in the revived English Tudor design trend, the Payne lighting collection by Feiss still has an elegantly simple and modern profile. The clean, white, opal etched glass complements the simple spun metal ring detail. | CEILING | Payne | Ceiling Lights | Polished Nickel | PN |  | White Opal Etched Glass | D:10.625" H:4.25" |  |  | 2 Medium A19 60w |  | 2 | No | [14 empty] | 0 | [12 empty] | 129.5 | 259 | 388.5 | D:12 1/2'' H:5 5/8'' | 4.4 | 12.5 |  |  | 5.625 | Cross Bar | [29 empty] | D:12 1/2'' H:1 1/4'' Round |  |  |  |  | 8 | Black/White |  |  | Hardwired | 0 | 0 | 0 | 0 | 0 | 0 | 0 | 0 | 0 | 0 | 0 | 014817524222 | 15.5 | 10.25 | 15.5 | 6.6 | 1.425 | 175 | Yes | [8 empty] | ETL Damp |  | FLUSHMOUNT | 2 - Light Payne Flushmount |  | FM399PN.jpg | FM399PN.jpg
FM400WOW/AF | 2 - Light Flushmount | The Allier collection makes an elegantly rustic statement by blending warm kiln-dried Weathered Oak Wood with Antique Forged Iron hardware on a modern orb silhouette. We've taken the top product from this best-selling collection and are now offering a damp-rated Outdoor Chandelier that can be used indoors as well as covered outdoor spaces. | CEILING | Allier | Ceiling Lights | Weathered Oak Wood / Antique Forged Iron | WOW/AF | [5 empty] | 2 Medium A19 60w |  | 2 | No | [14 empty] | 0 | [12 empty] | 135.95 | 271.9 | 407.85 | D:13'' H:7'' | 3.08 | 13 |  |  | 7 | Cross Bar | [29 empty] | D:11 5/8'' H:3/4'' Round |  |  |  |  | 8 | Black/White |  |  | Hardwired | 0 | 0 | 0 | 0 | 0 | 0 | 0 | 0 | 0 | 0 | 0 | 014817524260 | 15.75 | 9.25 | 15.58 | 5 | 1.314 | 250 | Yes | [8 empty] | ETL Damp |  | FLUSHMOUNT | 2 - Light Flushmount |  | FM400WOWAF.jpg | FM400WOWAF.jpg
FM401BBS | 2L HARROW FLUSHMOUNT | Modernizing the traditional wagon-wheel profile, the Lismore lighting collection by Feiss puts a contemporary twist on a classic. An unexpected pressed crystal detail on each stem adds a bit of updated glamour to the clean lines of the tapered fabric shades. | CEILING | Lismore | Ceiling Lights | Burnished Brass | BBS | Steel | White Opal Etched Glass | D:12.625" H:4.375" |  |  | 2 Medium A19 60w |  | 2 | No | [14 empty] | 0 | [12 empty] | 112.95 | 225.9 | 338.85 | D:13 1/8'' H:6 5/8'' | 5.61 | 13.125 |  |  | 6.625 | U Channel Bar | [29 empty] | D:13 1/8'' H:1 3/8'' Round |  |  |  |  | 8 | Black/White |  |  | Hardwired | 0 | 0 | 0 | 0 | 0 | 0 | 0 | 0 | 0 | 0 | 0 | 014817597684 | 16.25 | 16.25 | 9.75 | 8.5 | 1.49 | 175 | Yes | [8 empty] | ETL Damp |  | 2L HARROW FLUSHMOUNT | 2 - Light Lismore Flushmount |  | FM401BBS.jpg | FM401BBS.jpg
FM401ORB | 2 - Light Lismore Flushmount | Modernizing the traditional wagon-wheel profile, the Lismore lighting collection by Feiss puts a contemporary twist on a classic. An unexpected pressed crystal detail on each stem adds a bit of updated glamour to the clean lines of the tapered fabric shades. | CEILING | Lismore | Ceiling Lights | Oil Rubbed Bronze | ORB |  | Opal Etched Glass | D:12.625" H:4.375" |  |  | 2 Medium A19 60w |  | 2 | No | [14 empty] | 0 | [12 empty] | 112.95 | 225.9 | 338.85 | D:13 1/8'' H:6 5/8'' | 5.61 | 13.125 |  |  | 6.625 | [30 empty] | D:13 1/8'' H:1 3/8'' Round |  |  |  |  | 8 | Black/White |  |  | Hardwired | 0 | 0 | 0 | 0 | 0 | 0 | 0 | 0 | 0 | 0 | 0 | 014817524345 | 16 | 9.25 | 16.18 | 8 | 1.386 | 175 | Yes | [8 empty] | ETL Damp |  | FLUSHMOUNT | 2 - Light Lismore Flushmount |  | FM401ORB.jpg | FM401ORB.jpg
FM401PN | 2 - Light Lismore Flushmount | Modernizing the traditional wagon-wheel profile, the Lismore lighting collection by Feiss puts a contemporary twist on a classic. An unexpected pressed crystal detail on each stem adds a bit of updated glamour to the clean lines of the tapered fabric shades. | CEILING | Lismore | Ceiling Lights | Polished Nickel | PN |  | Opal Etched Glass | D:12.625" H:4.375" |  |  | 2 Medium A19 60w |  | 2 | No | [14 empty] | 0 | [12 empty] | 112.95 | 225.9 | 338.85 | D:13 1/8'' H:6 5/8'' | 5.61 | 13.125 |  |  | 6.625 | [30 empty] | D:13 1/8'' H:1 3/8'' Round |  |  |  |  | 8 | Black/White |  |  | Hardwired | 0 | 0 | 0 | 0 | 0 | 0 | 0 | 0 | 0 | 0 | 0 | 014817524338 | 16.25 | 16 | 9.75 | 7.9 | 1.467 | 175 | Yes | [8 empty] | ETL Damp |  | FLUSHMOUNT | 2 - Light Lismore Flushmount |  | FM401PN.jpg | FM401PN.jpg
FM403BS | 1 - Light Tabby Flushmount | Marrying an elegant spherical silhouette with the on-trend look of exposed lamping, the Tabby lighting collection by Feiss is an all-together modern update to a classic pendant. Two different silver leaf techniques are used to produce either a dark brown or true silver Mercury glass effect. The spun socket cup adds an extra special detail in the transition from the glass shade to the bulb. | CEILING | Tabby | Ceiling Lights | Brushed Steel | BS |  | Clear Glass | D:8.5" H:7.75" |  |  | 1 Medium A19 60w |  | 1 | No | [14 empty] | 0 | [12 empty] | 67.95 | 135.9 | 203.85 | D:8 1/2'' H:9 1/4'' | 2.33 | 8.5 |  |  | 9.25 | Universal Mounting Plate | [29 empty] | D:4 3/4'' H:2'' Round |  |  |  |  | 8 | Black/White |  |  | Hardwired | 0 | 0 | 0 | 0 | 0 | 0 | 0 | 0 | 0 | 0 | 0 | 014817524727 | 11.5 | 11.5 | 11.5 | 3.3 | 0.88 | 250 | Yes | [8 empty] | ETL Damp |  | FLUSHMOUNT | 1 - Light Tabby Flushmount |  | FM403BS.jpg | FM403BS.jpg
FM403ORB | 1 - Light Tabby Flushmount | Marrying an elegant spherical silhouette with the on-trend look of exposed lamping, the Tabby lighting collection by Feiss is an all-together modern update to a classic pendant. Two different silver leaf techniques are used to produce either a dark brown or true silver Mercury glass effect. The spun socket cup adds an extra special detail in the transition from the glass shade to the bulb. | CEILING | Tabby | Ceiling Lights | Oil Rubbed Bronze | ORB |  | Clear Glass | D:8.5" H:7.75" |  |  | 1 Medium A19 60w |  | 1 | No | [14 empty] | 0 | [12 empty] | 67.95 | 135.9 | 203.85 | D:8 1/2'' H:9 1/4'' | 2.33 | 8.5 |  |  | 9.25 | Universal Mounting Plate | [29 empty] | D:4 3/4'' H:2'' Round |  |  |  |  | 8 | Black/White |  |  | Hardwired | 0 | 0 | 0 | 0 | 0 | 0 | 0 | 0 | 0 | 0 | 0 | 014817524734 | 11.75 | 11.25 | 11.75 | 3.6 | 0.899 | 175 | Yes | [8 empty] | ETL Damp |  | FLUSHMOUNT | 1 - Light Tabby Flushmount |  | FM403ORB.jpg | FM403ORB.jpg
FM403PN | 1 - Light Tabby Flushmount | Marrying an elegant spherical silhouette with the on-trend look of exposed lamping, the Tabby lighting collection by Feiss is an all-together modern update to a classic pendant. Two different silver leaf techniques are used to produce either a dark brown or true silver Mercury glass effect. The spun socket cup adds an extra special detail in the transition from the glass shade to the bulb. | CEILING | Tabby | Ceiling Lights | Polished Nickel | PN |  | Clear Glass | D:8.5" H:7.75" |  |  | 1 Medium A19 60w |  | 1 | No | [14 empty] | 0 | [12 empty] | 67.95 | 135.9 | 203.85 | D:8 1/2'' H:9 1/4'' | 2.33 | 8.5 |  |  | 9.25 | Universal Mounting Plate | [29 empty] | D:4 3/4'' H:2'' Round |  |  |  |  | 8 | Black/White |  |  | Hardwired | 0 | 0 | 0 | 0 | 0 | 0 | 0 | 0 | 0 | 0 | 0 | 014817524710 | 11.5 | 11.38 | 11.75 | 3.7 | 0.89 | 175 | Yes | [8 empty] | ETL Damp |  | FLUSHMOUNT | 1 - Light Tabby Flushmount |  | FM403PN.jpg | FM403PN.jpg
FM404BS | 1 - Light Hounslow Flushmount | The unique, elongated dome shade is just the beginning of the design details featured in pendants and flush mounts of the Hounslow lighting collection by Feiss. To complement a wide range of décor, offered are three glass options: Clear glass to showcase a unique bulb, as well as two variations on Mercury glass, created by two different silver leaf techniques are used to produce either a dark brown or true silver Mercury glass. | CEILING | Hounslow | Ceiling Lights | Brushed Steel | BS |  | Clear Glass | D:9" H:7.5" |  |  | 1 Medium A19 60w |  | 1 | No | [14 empty] | 0 | [12 empty] | 73.45 | 146.9 | 220.35 | D:9'' H:8 7/8'' | 2.86 | 9 |  |  | 8.875 | Universal Mounting Plate | [29 empty] | D:5'' H:2'' Round |  |  |  |  | 8 | Black/White |  |  | Hardwired | 0 | 0 | 0 | 0 | 0 | 0 | 0 | 0 | 0 | 0 | 0 | 014817524758 | 12 | 12 | 10.75 | 4.7 | 0.896 | 175 | Yes | [8 empty] | ETL Damp |  | FLUSHMOUNT | 1 - Light Hounslow Flushmount |  | FM404BS.jpg | FM404BS.jpg
FM404ORB | 1 - Light Hounslow Flushmount | The unique, elongated dome shade is just the beginning of the design details featured in pendants and flush mounts of the Hounslow lighting collection by Feiss. To complement a wide range of décor, offered are three glass options: Clear glass to showcase a unique bulb, as well as two variations on Mercury glass, created by two different silver leaf techniques are used to produce either a dark brown or true silver Mercury glass. | CEILING | Hounslow | Ceiling Lights | Oil Rubbed Bronze | ORB |  | Clear Glass | D:9" H:7.5" |  |  | 1 Medium A19 60w |  | 1 | No | [14 empty] | 0 | [12 empty] | 74.98 | 149.96 | 224.94 | D:9'' H:8 7/8'' | 2.86 | 9 |  |  | 8.875 | Universal Mounting Plate | [29 empty] | D:5'' H:2'' Round |  |  |  |  | 8 | Black/White |  |  | Hardwired | 0 | 0 | 0 | 0 | 0 | 0 | 0 | 0 | 0 | 0 | 0 | 014817524765 | 12 | 10 | 10.5 | 4.2 | 0.729 | 175 | Yes | [8 empty] | ETL Damp |  | FLUSHMOUNT | 1 - Light Hounslow Flushmount |  | FM404ORB.jpg | FM404ORB.jpg
FM404PN | 1 - Light Hounslow Flushmount | The unique, elongated dome shade is just the beginning of the design details featured in pendants and flush mounts of the Hounslow lighting collection by Feiss. To complement a wide range of décor, offered are three glass options: Clear glass to showcase a unique bulb, as well as two variations on Mercury glass, created by two different silver leaf techniques are used to produce either a dark brown or true silver Mercury glass. | CEILING | Hounslow | Ceiling Lights | Polished Nickel | PN |  | Clear Glass | D:9" H:7.5" |  |  | 1 Medium A19 60w |  | 1 | No | [14 empty] | 0 | [12 empty] | 73.45 | 146.9 | 220.35 | D:9'' H:8 7/8'' | 2.86 | 9 |  |  | 8.875 | Universal Mounting Plate | [29 empty] | D:5'' H:2'' Round |  |  |  |  | 8 | Black/White |  |  | Hardwired | 0 | 0 | 0 | 0 | 0 | 0 | 0 | 0 | 0 | 0 | 0 | 014817524741 | 12 | 12 | 10.75 | 4.7 | 0.896 | 175 | Yes | [8 empty] | ETL Damp |  | FLUSHMOUNT | 1 - Light Hounslow Flushmount |  | FM404PN.jpg | FM404PN.jpg
FM407BS | 1 - Light Flushmount | Marrying an elegant spherical silhouette with the on-trend look of exposed lamping, the Tabby lighting collection by Feiss is an all-together modern update to a classic pendant. Two different silver leaf techniques are used to produce either a dark brown or true silver Mercury glass effect. The spun socket cup adds an extra special detail in the transition from the glass shade to the bulb. | CEILING | Tabby | Ceiling Lights | Brushed Steel | BS |  | Silver Mercury Plating Glass | D:8.5" H:7.75" |  |  | 1 Medium A19 60w |  | 1 | No | [14 empty] | 0 | [12 empty] | 69.5 | 139 | 208.5 | D:8 1/2'' H:9 1/4'' | 2.33 | 8.5 |  |  | 9.25 | Universal Mounting Plate | [29 empty] | D:4 3/4'' H:2'' Round |  |  |  |  | 8 | Black/White |  |  | Hardwired | 0 | 0 | 0 | 0 | 0 | 0 | 0 | 0 | 0 | 0 | 0 | 014817526943 | 11.75 | 11.5 | 12 | 3.8 | 0.938 | 175 | Yes | [8 empty] | ETL Damp |  | FLUSHMOUNT | 1 - Light Tabby Flushmount |  | FM407BS.jpg | FM407BS.jpg
FM411HTBZ | Two Light Flush Mount | Wine glass-shaped, Opal Etched glass shades inspired the name of the transitional Vintner lighting collection and are finished with a beautiful ripple accent at the base. The sweeping body design is achieved by using smaller arms at the top and slightly larger arms below. At the transition point, a decorative sphere detail acts as a perch for each glass shade for an overall elegantly simple silhouette. Offered in Heritage Bronze or Satin Nickel finishes, the large assortment includes 5-Light, 9-Light and 18-Light Chandeliers, 3-Light Semi-Flushmount, 3-Light Uplight Chandelier, 3-Light Downlight Chandelier, 3-Light Island, 1-Light Mini-Pendant, 3-Light Uplight Pendant, 1-Light Wall Sconce, 11” and 13” 2-Light Flushmounts, 3-Light Flushmount, 2-Light Vanity, 3-Light Vanity and a 4-Light Vanity. | CEILING | Vintner | Ceiling Lights | Heritage Bronze | HTBZ | Steel | White Opal Etched Glass | D:10.375" H:5.125" |  |  | 2 Medium A19 40w |  | 2 | No | [14 empty] | 0 | [12 empty] | 59.45 | 118.9 | 178.35 | D:11'' H:5 3/4'' | 5 | 11 |  |  | 5.75 | Center Lock-Up | [6 empty] | No |  | No | [20 empty] | D:11'' H:1 3/8'' Round |  |  |  |  | 8 | Black/White |  |  | Hardwired | 0 | 0 | 0 | 0 | 1 | 0 | 0 | 1 | 0 | 0 | 0 | 014817536065 | 14.25 | 14.25 | 11.75 | 5.6 | 1.381 | 175 | Yes | [9 empty] | cETL Damp | VINTNER 2L FLUSH MOUNT-HTBZ | Two Light Flush Mount |  | FM411HTBZ.jpg | FM411HTBZ.jpg
FM411SN | Two Light Flush Mount | Wine glass-shaped, Opal Etched glass shades inspired the name of the transitional Vintner lighting collection and are finished with a beautiful ripple accent at the base. The sweeping body design is achieved by using smaller arms at the top and slightly larger arms below. At the transition point, a decorative sphere detail acts as a perch for each glass shade for an overall elegantly simple silhouette. Offered in Heritage Bronze or Satin Nickel finishes, the large assortment includes 5-Light, 9-Light and 18-Light Chandeliers, 3-Light Semi-Flushmount, 3-Light Uplight Chandelier, 3-Light Downlight Chandelier, 3-Light Island, 1-Light Mini-Pendant, 3-Light Uplight Pendant, 1-Light Wall Sconce, 11” and 13” 2-Light Flushmounts, 3-Light Flushmount, 2-Light Vanity, 3-Light Vanity and a 4-Light Vanity. | CEILING | Vintner | Ceiling Lights | Satin Nickel | SN | Steel | White Opal Etched Glass | D:10.375" H:5.125" |  |  | 2 Medium A19 40w |  | 2 | No | [14 empty] | 0 | [12 empty] | 59.45 | 118.9 | 178.35 | D:11'' H:5 3/4'' | 5 | 11 |  |  | 5.75 | Center Lock-Up | [6 empty] | No |  | No | [20 empty] | D:11'' H:1 3/8'' Round |  |  |  |  | 8 | Black/White |  |  | Hardwired | 0 | 0 | 0 | 0 | 1 | 0 | 0 | 1 | 0 | 0 | 0 | 014817541625 | 14.25 | 14.25 | 11.75 | 5.6 | 1.381 | 175 | Yes | [9 empty] | cETL Damp | VINTNER 2L FLUSH MOUNT-SN | Two Light Flush Mount |  | FM411SN.jpg | FM411SN.jpg
FM412HTBZ | Two Light Flush Mount | Wine glass-shaped, Opal Etched glass shades inspired the name of the transitional Vintner lighting collection and are finished with a beautiful ripple accent at the base. The sweeping body design is achieved by using smaller arms at the top and slightly larger arms below. At the transition point, a decorative sphere detail acts as a perch for each glass shade for an overall elegantly simple silhouette. Offered in Heritage Bronze or Satin Nickel finishes, the large assortment includes 5-Light, 9-Light and 18-Light Chandeliers, 3-Light Semi-Flushmount, 3-Light Uplight Chandelier, 3-Light Downlight Chandelier, 3-Light Island, 1-Light Mini-Pendant, 3-Light Uplight Pendant, 1-Light Wall Sconce, 11” and 13” 2-Light Flushmounts, 3-Light Flushmount, 2-Light Vanity, 3-Light Vanity and a 4-Light Vanity. | CEILING | Vintner | Ceiling Lights | Heritage Bronze | HTBZ | Steel | White Opal Etched Glass | D:12.375" H:5.25" |  |  | 2 Medium A19 60w |  | 2 | No | [14 empty] | 0 | [12 empty] | 78.45 | 156.9 | 235.35 | D:13'' H:5 7/8'' | 6.1 | 13 |  |  | 5.875 | Center Lock-Up | [6 empty] | No |  | No | [20 empty] | D:13'' H:1 3/8'' Round |  |  |  |  | 8 | Black/White |  |  | Hardwired | 0 | 0 | 0 | 0 | 1 | 0 | 0 | 1 | 0 | 0 | 0 | 014817536072 | 16 | 16 | 12.5 | 8.2 | 1.852 | 175 | Yes | [9 empty] | cETL Damp | VINTNER 2L FLUSH MOUNT-HTBZ | Two Light Flush Mount |  | FM412HTBZ.jpg | FM412HTBZ.jpg
FM412SN | Two Light Flush Mount | Wine glass-shaped, Opal Etched glass shades inspired the name of the transitional Vintner lighting collection and are finished with a beautiful ripple accent at the base. The sweeping body design is achieved by using smaller arms at the top and slightly larger arms below. At the transition point, a decorative sphere detail acts as a perch for each glass shade for an overall elegantly simple silhouette. Offered in Heritage Bronze or Satin Nickel finishes, the large assortment includes 5-Light, 9-Light and 18-Light Chandeliers, 3-Light Semi-Flushmount, 3-Light Uplight Chandelier, 3-Light Downlight Chandelier, 3-Light Island, 1-Light Mini-Pendant, 3-Light Uplight Pendant, 1-Light Wall Sconce, 11” and 13” 2-Light Flushmounts, 3-Light Flushmount, 2-Light Vanity, 3-Light Vanity and a 4-Light Vanity. | CEILING | Vintner | Ceiling Lights | Satin Nickel | SN | Steel | White Opal Etched Glass | D:12.375" H:5.25" |  |  | 2 Medium A19 60w |  | 2 | No | [14 empty] | 0 | [12 empty] | 78.45 | 156.9 | 235.35 | D:13'' H:5 7/8'' | 6.1 | 13 |  |  | 5.875 | Center Lock-Up | [6 empty] | No |  | No | [20 empty] | D:13'' H:1 3/8'' Round |  |  |  |  | 8 | Black/White |  |  | Hardwired | 0 | 0 | 0 | 0 | 1 | 0 | 0 | 1 | 0 | 0 | 0 | 014817541632 | 16 | 16 | 12.5 | 8.2 | 1.852 | 175 | Yes | [9 empty] | cETL Damp | VINTNER 2L FLUSH MOUNT-SN | Two Light Flush Mount |  | FM412SN.jpg | FM412SN.jpg
FM413HTBZ | Three Light Flush Mount | Wine glass-shaped, Opal Etched glass shades inspired the name of the transitional Vintner lighting collection and are finished with a beautiful ripple accent at the base. The sweeping body design is achieved by using smaller arms at the top and slightly larger arms below. At the transition point, a decorative sphere detail acts as a perch for each glass shade for an overall elegantly simple silhouette. Offered in Heritage Bronze or Satin Nickel finishes, the large assortment includes 5-Light, 9-Light and 18-Light Chandeliers, 3-Light Semi-Flushmount, 3-Light Uplight Chandelier, 3-Light Downlight Chandelier, 3-Light Island, 1-Light Mini-Pendant, 3-Light Uplight Pendant, 1-Light Wall Sconce, 11” and 13” 2-Light Flushmounts, 3-Light Flushmount, 2-Light Vanity, 3-Light Vanity and a 4-Light Vanity. | CEILING | Vintner | Ceiling Lights | Heritage Bronze | HTBZ | Steel | White Opal Etched Glass | D:14.5" H:5.625" |  |  | 3 Medium A19 60w |  | 3 | No | [14 empty] | 0 | [12 empty] | 89.45 | 178.9 | 268.35 | D:14 5/8'' H:6 3/8'' | 7 | 14.625 |  |  | 6.375 | Center Lock-Up | [6 empty] | No |  | No | [20 empty] | D:14 5/8'' H:1 3/8'' Round |  |  |  |  | 8 | Black/White |  |  | Hardwired | 0 | 0 | 0 | 0 | 1 | 0 | 0 | 1 | 0 | 0 | 0 | 014817536089 | 18.5 | 18.25 | 13.5 | 9.3 | 2.638 | 250 | Yes | [9 empty] | cETL Damp | VINTNER 3L FLUSH MOUNT-HTBZ | Three Light Flush Mount |  | FM413HTBZ.jpg | FM413HTBZ.jpg
FM413SN | Three Light Flush Mount | Wine glass-shaped, Opal Etched glass shades inspired the name of the transitional Vintner lighting collection and are finished with a beautiful ripple accent at the base. The sweeping body design is achieved by using smaller arms at the top and slightly larger arms below. At the transition point, a decorative sphere detail acts as a perch for each glass shade for an overall elegantly simple silhouette. Offered in Heritage Bronze or Satin Nickel finishes, the large assortment includes 5-Light, 9-Light and 18-Light Chandeliers, 3-Light Semi-Flushmount, 3-Light Uplight Chandelier, 3-Light Downlight Chandelier, 3-Light Island, 1-Light Mini-Pendant, 3-Light Uplight Pendant, 1-Light Wall Sconce, 11” and 13” 2-Light Flushmounts, 3-Light Flushmount, 2-Light Vanity, 3-Light Vanity and a 4-Light Vanity. | CEILING | Vintner | Ceiling Lights | Satin Nickel | SN | Steel | White Opal Etched Glass | D:14.5" H:5.625" |  |  | 3 Medium A19 60w |  | 3 | No | [14 empty] | 0 | [12 empty] | 89.45 | 178.9 | 268.35 | D:14 5/8'' H:6 3/8'' | 7 | 14.625 |  |  | 6.375 | Center Lock-Up | [6 empty] | No |  | No | [20 empty] | D:14 5/8'' H:1 3/8'' Round |  |  |  |  | 8 | Black/White |  |  | Hardwired | 0 | 0 | 0 | 0 | 1 | 0 | 0 | 1 | 0 | 0 | 0 | 014817541649 | 18.25 | 18.25 | 13.5 | 9.3 | 2.602 | 250 | Yes | [9 empty] | cETL Damp | VINTNER 3L FLUSH MOUNT-SN | Three Light Flush Mount |  | FM413SN.jpg | FM413SN.jpg
FM442PN | 2 - Light Crystal Inlay Flush Polished Nickel | Inspired by the craftsmanship of fine jewelry, a Crystal inlay is coupled with the Polished Nickel finish and White Shantung Silk shades in each fixture of the Pavé lighting collection by Feiss to add sparkle in an unexpected and cleanly tailored way. This transitional design delivers vibrant elegance to any room’s design without overpowering the rest of the beautiful décor. The lighting collection includes a 5-Light Chandelier, 3-Light Chandelier, 3-Light Drum, 1-Light Mini-Pendant, 2-Light Flushmount, 1-Light Wall Sconce, as well as 2-Light, 3-Light and 4-Light Vanity fixtures which all have Opal Etched glass shades. | CEILING | Pave | Ceiling Lights | Polished Nickel | PN | Steel |  |  |  |  | 2 Medium A19 60w |  | 2 | No | [14 empty] | 0 | [12 empty] | 118.95 | 237.9 | 356.85 | D:13'' H:6 1/2'' | 5 | 13 |  |  | 6.5 | Key Slots | [34 empty] | 8 |  |  |  | Hardwired | 0 | 0 | 0 | 0 | 0 | 0 | 0 | 0 | 0 | 0 | 0 | 014817536454 | 16 | 16 | 11.5 | 7.8 | 1.704 | 175 | Yes | [10 empty] | 2L Crystal Inlay Flush Polished Nickel | 2 - Light Flushmount |  | FM442PN.jpg | FM442PN.jpg
FM448DWZ | 3 - Light Flush | Inspired by Prairie School architecture, the geometric motifs, linear silhouettes and Dark Weathered Zinc finish of the Prairielands lighting collection by Feiss have all been combined to create a transitional design perfect for sleek sophisticated or more rustic decor. Dense bubbles in the Clear Seeded glass create a soft contrast to the dark frame and subtly obscure the light source. The collection offers a 4-Light Pendant, 5-Light Island Chandelier, 3-Light Flushmount, 1-Light Mini-Pendant and a 1-Light Wall Sconce. | CEILING | Prairielands | Ceiling Lights | Dark Weathered Zinc | DWZ | Steel / Glass |  |  |  |  | 3 Medium A19 60w |  | 3 | No | [14 empty] | 0 | [12 empty] | 124.98 | 249.96 | 374.94 | W:12'' H:6'' | 9 |  |  | 12 | 6 | Key Slots | [34 empty] | 8 |  |  |  | Hardwired | 0 | 0 | 0 | 0 | 0 | 0 | 0 | 0 | 0 | 0 | 0 | 014817542219 | 16.75 | 16.5 | 14 | 11.2 | 2.239 | 175 | Yes | [9 empty] | cETL Damp | 3L Flush Dark Weathered Zinc | 3 - Light Flush |  | FM448DWZ.jpg | FM448DWZ.jpg
FM499SRS | 2 - Light Indoor Flush Mount | The transitional Kenney collection is an updated take on a classic, mid-century modern design in our refined Sunrise Silver finish. A decorative, dual-layered, geometric motif is stamped out of the steel frame which floats over a white linen shade to create depth and visual interest. The dramatically tall sconces feature integrated LEDs behind the fabric, emitting gentle light, perfect for a media room requiring soft accent lighting. Other pieces in the Kenney collection include a 1-light mini-pendant, a 3-light pendant, a 5-light island chandelier, a 2-light flush mount, a 1-light wall sconce, and large 2-, 4- and 6-light wall sconces which are all ADA Compliant. | CEILING | Kenney | Ceiling Lights | Sunrise Silver | SRS | Steel | White Linen Fabric | W:11.25" H:8" |  |  | 2 Medium A19 60w |  | 2 | No | [14 empty] | 0 | [12 empty] | 199.5 | 399 | 598.5 | L:14 1/2'' W:14 1/2'' H:8 1/4'' | 10 |  | 14.5 | 14.5 | 8.25 | Cap Nuts | [29 empty] | D:11 1/2'' H:1 1/4'' Round |  |  |  |  | 8 |  |  |  | Hardwired | 0 | 0 | 0 | 0 | 0 | 0 | 0 | 0 | 0 | 0 | 0 | 014817564556 | 18.25 | 18.25 | 12.5 | 12.5 | 2.409 | 175 | Yes | [9 empty] | cETL Damp | KENNEY 2L FLSH SRISE SLVR | 2 - Light Indoor Flush Mount |  | FM499SRS.jpg | FM499SRS.jpg
FM502ORB | 2 - Light Indoor Flush Mount | The transitional Marteau Collection takes a flowing silhouette and transforms it with rustic, mountain luxe design elements. With an Oil Rubbed Bronze finish, a hammered metal inlay along the sloping arms and canopy adds rich texture and catches the light. The Clear Seeded glass shades expose candelabra bulbs and add to its relaxed charm. A Ivory Shantung linen shade with hammered metal band accents adorns the 2-light flush mount and the oversized 3- and 5-light semi-flush mounts designed especially for making a statement even where ceiling clearance is limited. Other lighting fixtures include 3- and 5-light chandeliers, a 1-light mini-pendant and a 1-light wall sconce. | CEILING | Marteau | Ceiling Lights | Oil Rubbed Bronze | ORB | Steel | White Shantung Shantung | D:12.5" H:5.5" |  | Sandblasted Outside / Silk Print Inside Glass | 2 Medium A19 60w |  | 2 | No | [14 empty] | 0 | [12 empty] | 124.98 | 249.96 | 374.94 | D:13'' H:6 1/2'' | 5 | 13 |  |  | 6.5 | Universal Mounting Plate | [29 empty] | D:10 5/8'' H:3/4'' Round |  |  |  |  | 8 | Brown |  |  | Hardwired | 0 | 0 | 0 | 0 | 0 | 0 | 0 | 0 | 0 | 0 | 0 | 014817561609 | 16.5 | 16 | 11.75 | 7.1 | 1.795 | 175 | Yes | [9 empty] | cETL Damp | 2L MARTEAU FLUSH O.RBBD BRZ | 2 - Light Indoor Flush Mount |  | FM502ORB.jpg | FM442PN.jpg
FM504CH | 2 - Light Flushmount | The Issen flushmount lighting collection by Feiss uses a delicate, pressed, White Opal Etched glass diffuser, which is presented in a beautiful pattern representative of an emerald cut diamond and softly diffuses the light. Issen is available in three universally-appealing finishes – Chrome, Satin Nickel or Oil Rubbed Bronze - and adds a touch of elegance to surrounding décor. Issen fixtures are round with a 13.5” diameter, and are damp-rated, making them suitable for bathrooms or anywhere beautiful ceiling lighting is desired. | CEILING | Issen | Ceiling Lights | Chrome | CH | Steel | White Opal Etched Glass | D:12.75" H:4" |  |  | 2 Medium A19 60w |  | 2 | No | [14 empty] | 0 | [12 empty] | 44.95 | 89.9 | 134.85 | D:13 1/2'' H:4 1/4'' | 8.58 | 13.5 |  |  | 4.25 | Key Slots | [29 empty] | D:13 1/2'' H:1 1/4'' Round |  |  |  |  | 8 |  |  |  | Hardwired | 0 | 0 | 0 | 0 | 0 | 0 | 0 | 0 | 0 | 0 | 0 | 014817570830 | 16.5 | 16 | 8.5 | 7.4 | 1.299 | 175 | Yes | [9 empty] | cETL Damp | ISSEN 2L FLUSH CHROME | 2 - Light Flushmount |  | FM504CH.jpg | FM504CH.jpg
FM504ORB | 2 - Light Flushmount | The Issen flushmount lighting collection by Feiss uses a delicate, pressed, White Opal Etched glass diffuser, which is presented in a beautiful pattern representative of an emerald cut diamond and softly diffuses the light. Issen is available in three universally-appealing finishes – Chrome, Satin Nickel or Oil Rubbed Bronze - and adds a touch of elegance to surrounding décor. Issen fixtures are round with a 13.5” diameter, and are damp-rated, making them suitable for bathrooms or anywhere beautiful ceiling lighting is desired. | CEILING | Issen | Ceiling Lights | Oil Rubbed Bronze | ORB | Steel | White Opal Etched Glass | D:12.75" H:4" |  |  | 2 Medium A19 60w |  | 2 | No | [14 empty] | 0 | [12 empty] | 45.98 | 91.96 | 137.94 | D:13 1/2'' H:4 1/4'' | 8.58 | 13.5 |  |  | 4.25 | Key Slots | [29 empty] | D:13 1/2'' H:1 1/4'' Round |  |  |  |  | 8 |  |  |  | Hardwired | 0 | 0 | 0 | 0 | 0 | 0 | 0 | 0 | 0 | 0 | 0 | 014817570847 | 16.5 | 16 | 8.5 | 7.4 | 1.299 | 175 | Yes | [9 empty] | cETL Damp | ISSEN 2L FLUSH O.RUB BRZ | 2 - Light Flushmount |  | FM504ORB.jpg | FM504ORB.jpg
FM504SN | 2 - Light Flushmount | The Issen flushmount lighting collection by Feiss uses a delicate, pressed, White Opal Etched glass diffuser, which is presented in a beautiful pattern representative of an emerald cut diamond and softly diffuses the light. Issen is available in three universally-appealing finishes – Chrome, Satin Nickel or Oil Rubbed Bronze - and adds a touch of elegance to surrounding décor. Issen fixtures are round with a 13.5” diameter, and are damp-rated, making them suitable for bathrooms or anywhere beautiful ceiling lighting is desired. | CEILING | Issen | Ceiling Lights | Satin Nickel | SN | Steel | White Opal Etched Glass | D:12.75" H:4" |  |  | 2 Medium A19 60w |  | 2 | No | [14 empty] | 0 | [12 empty] | 45.98 | 91.96 | 137.94 | D:13 1/2'' H:4 1/4'' | 8.58 | 13.5 |  |  | 4.25 | Key Slots | [29 empty] | D:13 1/2'' H:1 1/4'' Round |  |  |  |  | 8 |  |  |  | Hardwired | 0 | 0 | 0 | 0 | 0 | 0 | 0 | 0 | 0 | 0 | 0 | 014817570823 | 16.5 | 16 | 8.5 | 7.4 | 1.299 | 175 | Yes | [9 empty] | cETL Damp | ISSEN 2L FLUSH STN NKL | 2 - Light Flushmount |  | FM504SN.jpg | FM504SN.jpg
FM512CH | 3 - Light Flushmount | The Paulson collection from Feiss features vintage-inspired silhouettes with an updated, contemporary twist. Industrial-inspired, brightly Chrome-finished hardware secures glass tube shades, which are created using rows of individual clear glass rods that softly diffuse the light. The extensive Paulson collection offers fixtures for every room in the house, should a coordinated design aesthetic be desired throughout your space. The full offering includes a one-light pendant, three-light drum pendant with a White Opal Etched glass diffuser, four-light foyer chandelier, two-light flushmount with a White Opal Etched glass diffuser, three-light flushmount with a White Opal Etched glass diffuser, one-light mini-pendant, two-light vanity, four-light vanity, and one-light wall sconce. Flushmounts, vanity fixtures and wall sconce are all Damp Rated. | CEILING | Paulson | Ceiling Lights | Chrome | CH | Steel | Clear Glass | D:0.375" |  | White Opal Etched Glass | 3 Medium A19 60w |  | 3 | No | [14 empty] | 0 | [12 empty] | 112.95 | 225.9 | 338.85 | D:15'' H:6 1/4'' | 10.23 | 15 |  |  | 6.25 | U Channel Bar | [29 empty] | D:15'' H:1 1/2'' Round |  |  |  |  | 8 |  |  |  | Hardwired | 0 | 0 | 0 | 0 | 0 | 0 | 0 | 0 | 0 | 0 | 0 | 014817571615 | 20.25 | 20.25 | 12 | 16.3 | 2.848 | 175 | Yes | [9 empty] | cETL Damp | PAULSON 3L FLUSH CH | 3 - Light Flushmount |  | FM512CH.jpg | FM512CH.jpg
FM514CH | 2 - Light Flushmount | Beautiful crown molding detail paired with an Antique Mirror inlay bring the Mandie ceiling lighting collection by Feiss to a whole new level of flushmount design. Mandie takes inspiration from the era of classic Hollywood Regency, as demonstrated by the sparkly mirror element and vintage feel. Mandie’s frame are 12”x12” square with a lovely rounded White Opal Etched glass diffuser that tastefully drops from the antique mirror inlay, adding depth and character to any space. Mandie ceiling flushmounts are available in either a Chrome or Satin Nickel finish, and are damp-rated, so they’re suitable for bathrooms or any space where beautiful ceiling lighting is desired. | CEILING | Mandie | Ceiling Lights | Chrome | CH | Steel | White Opal Etched Glass | D:10.25" H:3.75" |  |  | 2 Medium A19 60w |  | 2 | No | [14 empty] | 0 | [12 empty] | 89.5 | 179 | 268.5 | L:12'' W:12'' H:5 1/2'' | 6.31 |  | 12 | 12 | 5.5 | Key Slots | [29 empty] | DP:12'' W:12'' H:2 1/2'' Round |  |  |  |  | 8 |  |  |  | Hardwired | 0 | 0 | 0 | 0 | 0 | 0 | 0 | 0 | 0 | 0 | 0 | 014817570908 | 14.5 | 14.25 | 11.25 | 8.2 | 1.345 | 125 | Yes | [9 empty] | cETL Damp | MANDIE 2L FLUSH CHROME | 2 - Light Flushmount |  | FM514CH.jpg | FM514CH.jpg
FM516CH | 2 - Light Flushmount | The Paulson collection from Feiss features vintage-inspired silhouettes with an updated, contemporary twist. Industrial-inspired, brightly Chrome-finished hardware secures glass tube shades, which are created using rows of individual clear glass rods that softly diffuse the light. The extensive Paulson collection offers fixtures for every room in the house, should a coordinated design aesthetic be desired throughout your space. The full offering includes a one-light pendant, three-light drum pendant with a White Opal Etched glass diffuser, four-light foyer chandelier, two-light flushmount with a White Opal Etched glass diffuser, three-light flushmount with a White Opal Etched glass diffuser, one-light mini-pendant, two-light vanity, four-light vanity, and one-light wall sconce. Flushmounts, vanity fixtures and wall sconce are all Damp Rated. | CEILING | Paulson | Ceiling Lights | Chrome | CH | Steel | Clear Glass | D:0.375" |  | White Opal Etched Glass | 2 Medium A19 60w |  | 2 | No | [14 empty] | 0 | [12 empty] | 96.45 | 192.9 | 289.35 | D:11'' H:6 1/4'' | 7.92 | 11 |  |  | 6.25 | U Channel Bar | [29 empty] | D:11'' H:1 1/2'' Round |  |  |  |  | 8 |  |  |  | Hardwired | 0 | 0 | 0 | 0 | 0 | 0 | 0 | 0 | 0 | 0 | 0 | 014817571622 | 15.75 | 15.75 | 12.25 | 10.8 | 1.759 | 125 | Yes | [9 empty] | cETL Damp | PAULSON 2L FLUSH CH | 2 - Light Flushmount |  | FM516CH.jpg | FM516CH.jpg
FM521ANBZ | 3 - Light Flush Mount | Woodruff is a modern interpretation of a classic lantern silhouette, complete with an open, airy frame, vented details at the top and floating candle tubes within. Woodruff is inspired by a historical lantern design and is available in two finish options of either Polished Nickel or Antique Bronze. | CEILING | Woodruff | Ceiling Lights | Antique Bronze | ANBZ | Steel |  |  |  |  | 3 Candelabra Torpedo 60w |  | 3 | No | [14 empty] | 0 | [12 empty] | 146.95 | 293.9 | 440.85 | L:13'' W:13'' H:9 3/4'' | 5 |  | 13 | 13 | 9.75 | Cap Nuts | [29 empty] | DP:13'' W:13'' H:2 1/4'' Square |  |  |  |  | 8 | Black/White |  |  | Hardwired | 0 | 0 | 0 | 0 | 0 | 0 | 0 | 0 | 0 | 0 | 0 | 014817579864 | 16.75 | 16.5 | 13.5 | 10.6 | 2.159 | 175 | Yes | [9 empty] | cETL Damp | WOODRUFF 3L FLUSH MOUNT ANBZ | 3 - Light Flush Mount |  | FM521ANBZ.jpg | FM521ANBZ.jpg
FM521PN | 3 - Light Flush Mount | Woodruff is a modern interpretation of a classic lantern silhouette, complete with an open, airy frame, vented details at the top and floating candle tubes within. Woodruff is inspired by a historical lantern design and is available in two finish options of either Polished Nickel or Antique Bronze. | CEILING | Woodruff | Ceiling Lights | Polished Nickel | PN | Steel |  |  |  |  | 3 Candelabra Torpedo 60w |  | 3 | No | [14 empty] | 0 | [12 empty] | 158.45 | 316.9 | 475.35 | L:13'' W:13'' H:9 3/4'' | 5 |  | 13 | 13 | 9.75 | Cap Nuts | [29 empty] | DP:13'' W:13'' H:2 1/4'' Square |  |  |  |  | 8 | Black/White |  |  | Hardwired | 0 | 0 | 0 | 0 | 0 | 0 | 0 | 0 | 0 | 0 | 0 | 014817579789 | 16.75 | 16.75 | 13.75 | 11 | 2.232 | 175 | Yes | [9 empty] | cETL Damp | WOODRUFF 3L FLUSH MOUNT PN | 3 - Light Flush Mount |  | FM521PN.jpg | FM521PN.jpg
FM525ANBZ | 1-Light Flushmount | The Hooper lighting collection by Feiss features exposed lamping and metal shades, pulling inspiration from vintage lighting fixtures from the Industrial Revolution. Two distinct aesthetics can be achieved by choosing either a more modern Chrome or more rustic Antique Bronze finish. A raised “X” detail on the backplate adds character and visual appeal. Selecting Edison-style filament bulbs (sold separately) will ensure a truly authentic look. Hooper is available in multiple sizes to fit any bathroom space, including a 1-light wall sconce, a 2-light vanity and a 3-light vanity, as well as a 1-light flushmount option in both finishes. In addition to bathrooms, Hooper would be an awesome lighting option to bring an old-school pharmacy feel and schoolhouse electric vibe to any space. | CEILING | Hooper | Ceiling Lights | Antique Bronze | ANBZ | Steel |  |  |  |  | 1 Medium A19 75w |  | 1 | No | [14 empty] | 0 | [12 empty] | 55.95 | 111.9 | 167.85 | D:8 7/8'' H:8'' | 1.65 | 8.875 |  |  | 8 | Double Cap Nuts | [29 empty] | D:5 7/16'' H:7/8'' Round |  |  |  |  | 8 |  |  |  | Hardwired | 0 | 0 | 0 | 0 | 0 | 0 | 0 | 0 | 0 | 0 | 0 | 014817587630 | 10.25 | 10.25 | 10.25 | 3.1 | 0.623 | 175 | Yes | [9 empty] | cETL Damp | 1L HOOPER FLUSHMOUNT ANBZ | 1L HOOPER FLUSHMOUNT ANBZ |  | FM525ANBZ.jpg | FM525ANBZ.jpg
FM525CH | 1-Light Flushmount | The Hooper lighting collection by Feiss features exposed lamping and metal shades, pulling inspiration from vintage lighting fixtures from the Industrial Revolution. Two distinct aesthetics can be achieved by choosing either a more modern Chrome or more rustic Antique Bronze finish. A raised “X” detail on the backplate adds character and visual appeal. Selecting Edison-style filament bulbs (sold separately) will ensure a truly authentic look. Hooper is available in multiple sizes to fit any bathroom space, including a 1-light wall sconce, a 2-light vanity and a 3-light vanity, as well as a 1-light flushmount option in both finishes. In addition to bathrooms, Hooper would be an awesome lighting option to bring an old-school pharmacy feel and schoolhouse electric vibe to any space. | CEILING | Hooper | Ceiling Lights | Chrome | CH | Steel |  |  |  |  | 1 Medium A19 75w |  | 1 | No | [14 empty] | 0 | [12 empty] | 55.95 | 111.9 | 167.85 | D:8 7/8'' H:8'' | 1.65 | 8.875 |  |  | 8 | Double Cap Nuts | [29 empty] | D:5 7/16'' H:7/8'' Round |  |  |  |  | 8 |  |  |  | Hardwired | 0 | 0 | 0 | 0 | 0 | 0 | 0 | 0 | 0 | 0 | 0 | 014817587647 | 10.5 | 10.25 | 10.25 | 3.2 | 0.638 | 175 | Yes | [9 empty] | cETL Damp | 1L HOOPER FLUSHMOUNT CH | 1L HOOPER FLUSHMOUNT CH |  | FM525CH.jpg | FM525CH.jpg
FM530DWK/SGM | 2 - Light Angelo Flushmount | Influenced by both rustic and industrial design, the transitional Angelo chandelier collection by Feiss celebrates the beauty of imperfection and the visual impact of mixed materials to create an overall rugged look. The cylindrical Clear Thick Wavy glass shades complement the two-toned finish of Distressed Weathered Oak on the outer structures and a new pitted, richly textured Slated Grey Metal finish on the sloping arms for a rustic but tailored look. Perfect as foyer lighting, living room lighting, or paired over a dining room table, and the largest fixture will be the crowning touch to any great room. The Angelo lighting collection includes a five-light chandelier, six-light chandelier, a nine-light, two-tier chandelier, an eight-light linear island chandelier and a one-light sconce light. | CEILING | Angelo | Ceiling Lights | Distressed Weathered Oak / Slate Grey Metal | DWK/SGM | Steel | Undefined Glass | D:12.5" H:5.75" |  |  | 2 Medium A19 60w |  | 2 | No | [14 empty] | 0 | [12 empty] | 111.95 | 223.9 | 335.85 | D:13 3/4'' H:6 3/4'' | 6.82 | 13.75 |  |  | 6.75 | U Channel Bar | [29 empty] | D:13 3/4'' H:1'' Round |  |  |  |  | 8 | Black/White |  |  | Hardwired | 0 | 0 | 0 | 0 | 0 | 0 | 0 | 0 | 0 | 0 | 0 | 014817597813 | 17.25 | 17.25 | 16.5 | 11.2 | 2.841 | 250 | Yes | [8 empty] | ETL Damp |  | 2 - Light Angelo Flushmount | 2 - Light Angelo Flushmount |  | FM530DWKSGM.jpg | FM530DWKSGM.jpg
KC1008BBS | 8 - Light Linear Chandelier | Nodes task, ceiling and wall lighting is minimal yet bold, highlighting Kelly's distinctive juxtaposition of mixed-materiality and curvilinear form. Light radiates from milk glass globes set against metal discs. All fixtures can be used or without the discs. The cast canopy is available in Burnished Brass or Midnight Black. Hanging fixtures within this family feature black fabric cords, while pivot sconces can be cord and plug or hard wire. | CHANDELIERS | Nodes | Chandeliers | Burnished Brass | BBS | Steel |  |  |  | Milk White Steel / Glass | 8 G9 T4 60w |  | 8 | No | [14 empty] | 0 | [12 empty] | 724.98 | 1449.96 | 2174.94 | L:53 1/8'' W:20 5/8'' H:25 1/2'' | 18.2 |  | 53.125 | 20.625 | 25.5 | Screw(s) |  |  |  | 28.125 - 70.125 | [25 empty] | DP:4 1/2'' W:27'' H:1'' Rectangular |  |  |  |  | 240 | Black |  |  | Hardwired | 0 | 0 | 0 | 0 | 0 | 0 | 0 | 0 | 0 | 0 | 0 | 014817593990 | 51 | 22.75 | 18.25 | 36.2 | 12.254 | 250 | Yes | [9 empty] | cETL Damp | NODES 8L CHANDELIER BBS | 8 - Light Linear Chandelier |  | KC1008BBS.jpg | KC1008BBS.jpg
KC1008MBK | 8 - Light Linear Chandelier | Nodes task, ceiling and wall lighting is minimal yet bold, highlighting Kelly's distinctive juxtaposition of mixed-materiality and curvilinear form. Light radiates from milk glass globes set against metal discs. All fixtures can be used or without the discs. The cast canopy is available in Burnished Brass or Midnight Black. Hanging fixtures within this family feature black fabric cords, while pivot sconces can be cord and plug or hard wire. | CHANDELIERS | Nodes | Chandeliers | Midnight Black | MBK | Steel |  |  |  | Milk White Steel / Glass | 8 G9 T4 60w |  | 8 | No | [14 empty] | 0 | [12 empty] | 724.98 | 1449.96 | 2174.94 | L:53 1/8'' W:20 5/8'' H:25 1/2'' | 18.2 |  | 53.125 | 20.625 | 25.5 | Screw(s) |  |  |  | 28.125 - 70.125 | [25 empty] | DP:4 1/2'' W:27'' H:1'' Rectangular |  |  |  |  | 240 | Black |  |  | Hardwired | 0 | 0 | 0 | 0 | 0 | 0 | 0 | 0 | 0 | 0 | 0 | 014817593983 | 51 | 22.75 | 18.25 | 36.2 | 12.254 | 250 | Yes | [9 empty] | cETL Damp | NODES 8L CHANDELIER MBK | 8 - Light Linear Chandelier |  | KC1008MBK.jpg | KC1008MBK.jpg
KC1012BBS | 2 - Light Linear Chandelier | Nodes task, ceiling and wall lighting is minimal yet bold, highlighting Kelly's distinctive juxtaposition of mixed-materiality and curvilinear form. Light radiates from milk glass globes set against metal discs. All fixtures can be used or without the discs. The cast canopy is available in Burnished Brass or Midnight Black. Hanging fixtures within this family feature black fabric cords, while pivot sconces can be cord and plug or hard wire. | CHANDELIERS | Nodes | Chandeliers | Burnished Brass | BBS | Steel |  |  |  | Milk White Steel / Glass | 2 G9 T4 60w |  | 2 | No | [14 empty] | 0 | [12 empty] | 249.98 | 499.96 | 749.94 | L:41 1/8'' W:8'' H:8'' O:181'' | 7.7 |  | 41.125 | 8 | 8 | Screw(s) |  |  | 181 | [26 empty] | DP:4 1/2'' W:16'' H:1'' Rectangular |  |  |  |  | 180 | Black |  |  | Hardwired | 0 | 0 | 0 | 0 | 0 | 0 | 0 | 0 | 0 | 0 | 0 | 014817594010 | 39.5 | 10.75 | 7.5 | 13.6 | 1.843 | 125 | Yes | [9 empty] | cETL Damp | NODES 2L CHANDELIER BBS | 2 - Light Linear Chandelier |  | KC1012BBS.jpg | KC1012BBS.jpg
KC1012MBK | 2 - Light Linear Chandelier | Nodes task, ceiling and wall lighting is minimal yet bold, highlighting Kelly's distinctive juxtaposition of mixed-materiality and curvilinear form. Light radiates from milk glass globes set against metal discs. All fixtures can be used or without the discs. The cast canopy is available in Burnished Brass or Midnight Black. Hanging fixtures within this family feature black fabric cords, while pivot sconces can be cord and plug or hard wire. | CHANDELIERS | Nodes | Chandeliers | Midnight Black | MBK | Steel |  |  |  | Milk White Steel / Glass | 2 G9 T4 60w |  | 2 | No | [14 empty] | 0 | [12 empty] | 249.98 | 499.96 | 749.94 | L:41 1/8'' W:8'' H:8'' O:181'' | 7.7 |  | 41.125 | 8 | 8 | Screw(s) |  |  | 181 | [26 empty] | DP:4 1/2'' W:16'' H:1'' Rectangular |  |  |  |  | 180 | Black |  |  | Hardwired | 0 | 0 | 0 | 0 | 0 | 0 | 0 | 0 | 0 | 0 | 0 | 014817594003 | 39.75 | 10.75 | 7.25 | 13.9 | 1.793 | 125 | Yes | [9 empty] | cETL Damp | NODES 2L CHANDELIER MBK | 2 - Light Linear Chandelier |  | KC1012MBK.jpg | KC1012MBK.jpg
KC1023AI | 3 - Light Linear Chandelier | The Nuance product family from Kelly for Generation Lighting features clean architectural metal detailing and the dynamic beauty of cast glass. The 1/4" thick clear glass stems from a suspended frame with an exposed fabric cord. The canopy comes in Polished Nickel or Aged Iron, the living finish. Whether for ceiling, floor or task lighting, Nuance brings a great, contemporary look to any space. With its unique silhouette, the floor lamp has the appeal of the classic hour glass. | CHANDELIERS | Nuance | Chandeliers | Aged Iron | AI | Steel |  |  |  | Clear Glass | 3 Medium T10 60w |  | 3 | No | [14 empty] | 0 | [12 empty] | 549.98 | 1099.96 | 1649.94 | L:45'' W:10 1/2'' H:19 7/8'' O:78 1/4'' | 29.1 |  | 45 | 10.5 | 19.875 | Screw(s) |  |  | 78.25 | [26 empty] | DP:7/8'' W:4 1/2'' H:22'' Rectangular |  |  |  |  | 180 | Black |  |  | Hardwired | 0 | 0 | 0 | 0 | 0 | 0 | 0 | 0 | 0 | 0 | 0 | 014817594188 | 48.75 | 22.25 | 10.5 | 39.2 | 6.591 | 175 | Yes | [9 empty] | cETL Damp | NUANCE 3L LNR CHND AI | 3 - Light Linear Chandelier |  | KC1023AI.jpg | KC1023AI.jpg
KC1023PN | 3 - Light Linear Chandelier | The Nuance product family from Kelly for Generation Lighting features clean architectural metal detailing and the dynamic beauty of cast glass. The 1/4" thick clear glass stems from a suspended frame with an exposed fabric cord. The canopy comes in Polished Nickel or Aged Iron, the living finish. Whether for ceiling, floor or task lighting, Nuance brings a great, contemporary look to any space. With its unique silhouette, the floor lamp has the appeal of the classic hour glass. | CHANDELIERS | Nuance | Chandeliers | Polished Nickel | PN | Steel |  |  |  | Clear Glass | 3 Medium T10 60w |  | 3 | No | [14 empty] | 0 | [12 empty] | 549.98 | 1099.96 | 1649.94 | L:45'' W:10 1/2'' H:19 7/8'' O:78 1/4'' | 29.1 |  | 45 | 10.5 | 19.875 | Screw(s) |  |  | 78.25 | [26 empty] | DP:7/8'' W:4 1/2'' H:22'' Rectangular |  |  |  |  | 180 | Black |  |  | Hardwired | 0 | 0 | 0 | 0 | 0 | 0 | 0 | 0 | 0 | 0 | 0 | 014817594195 | 48.25 | 22.25 | 10.25 | 39 | 6.368 | 125 | Yes | [9 empty] | cETL Damp | NUANCE 3L LNR CHND PN | 3 - Light Linear Chandelier |  | KC1023PN.jpg | KC1023PN.jpg
KF1001BBS | 1 - Light Small Flush Mount | Nodes task, ceiling and wall lighting is minimal yet bold, highlighting Kelly's distinctive juxtaposition of mixed-materiality and curvilinear form. Light radiates from milk glass globes set against metal discs. All fixtures can be used or without the discs. The cast canopy is available in Burnished Brass or Midnight Black. Hanging fixtures within this family feature black fabric cords, while pivot sconces can be cord and plug or hard wire. | CEILING | Nodes | Ceiling Lights | Burnished Brass | BBS | Steel |  |  |  | Milk White Steel / Glass | 1 G9 T4 60w |  | 1 | No | [14 empty] | 0 | [12 empty] | 70.48 | 140.96 | 211.44 | D:8'' H:4 5/8'' | 1.9 | 8 |  |  | 4.625 | Screw(s) | [29 empty] | D:5 1/4'' H:1/8'' Round |  |  |  |  | 8 | Black/White |  |  | Hardwired | 0 | 0 | 0 | 0 | 0 | 0 | 0 | 0 | 0 | 0 | 0 | 014817594133 | 12.25 | 10 | 6.5 | 3.3 | 0.461 | 125 | Yes | [9 empty] | cETL Damp | NODES 1L SM FLUSH MT BBS | 1 - Light Small Flush Mount |  | KF1001BBS.jpg | KF1001BBS.jpg
KF1001MBK | 1 - Light Small Flush Mount | Nodes task, ceiling and wall lighting is minimal yet bold, highlighting Kelly's distinctive juxtaposition of mixed-materiality and curvilinear form. Light radiates from milk glass globes set against metal discs. All fixtures can be used or without the discs. The cast canopy is available in Burnished Brass or Midnight Black. Hanging fixtures within this family feature black fabric cords, while pivot sconces can be cord and plug or hard wire. | CEILING | Nodes | Ceiling Lights | Midnight Black | MBK | Steel |  |  |  | Milk White Steel / Glass | 1 G9 T4 60w |  | 1 | No | [14 empty] | 0 | [12 empty] | 70.48 | 140.96 | 211.44 | D:8'' H:4 5/8'' | 1.9 | 8 |  |  | 4.625 | Screw(s) | [29 empty] | D:5 1/4'' H:1/8'' Round |  |  |  |  | 8 | Black/White |  |  | Hardwired | 0 | 0 | 0 | 0 | 0 | 0 | 0 | 0 | 0 | 0 | 0 | 014817594126 | 12.58 | 9.5 | 6.75 | 3.3 | 0.467 | 125 | Yes | [9 empty] | cETL Damp | NODES 1L SM FLUSH MT MBK | 1 - Light Small Flush Mount |  | KF1001MBK.jpg | KF1001MBK.jpg
KF1011BBS | 1 - Light Medium Flush Mount | Nodes task, ceiling and wall lighting is minimal yet bold, highlighting Kelly's distinctive juxtaposition of mixed-materiality and curvilinear form. Light radiates from milk glass globes set against metal discs. All fixtures can be used or without the discs. The cast canopy is available in Burnished Brass or Midnight Black. Hanging fixtures within this family feature black fabric cords, while pivot sconces can be cord and plug or hard wire. | CEILING | Nodes | Ceiling Lights | Burnished Brass | BBS | Steel |  |  |  | Milk White Steel / Glass | 1 G9 T4 60w |  | 1 | No | [14 empty] | 0 | [12 empty] | 112.48 | 224.96 | 337.44 | D:14'' H:6 3/8'' | 3.8 | 14 |  |  | 6.375 | Screw(s) | [29 empty] | D:5 1/4'' H:1/8'' Round |  |  |  |  | 8 | Black/White |  |  | Hardwired | 0 | 0 | 0 | 0 | 0 | 0 | 0 | 0 | 0 | 0 | 0 | 014817594157 | 16.75 | 16.75 | 8 | 8.5 | 1.299 | 125 | Yes | [9 empty] | cETL Damp | NODES 1L MD FLUSH MT BBS | 1 - Light Medium Flush Mount |  | KF1011BBS.jpg | KF1011BBS.jpg
KF1011MBK | 1 - Light Medium Flush Mount | Nodes task, ceiling and wall lighting is minimal yet bold, highlighting Kelly's distinctive juxtaposition of mixed-materiality and curvilinear form. Light radiates from milk glass globes set against metal discs. All fixtures can be used or without the discs. The cast canopy is available in Burnished Brass or Midnight Black. Hanging fixtures within this family feature black fabric cords, while pivot sconces can be cord and plug or hard wire. | CEILING | Nodes | Ceiling Lights | Midnight Black | MBK | Steel |  |  |  | Milk White Steel / Glass | 1 G9 T4 60w |  | 1 | No | [14 empty] | 0 | [12 empty] | 112.48 | 224.96 | 337.44 | D:14'' H:6 3/8'' | 3.8 | 14 |  |  | 6.375 | Screw(s) | [29 empty] | D:5 1/4'' H:1/8'' Round |  |  |  |  | 8 | Black/White |  |  | Hardwired | 0 | 0 | 0 | 0 | 0 | 0 | 0 | 0 | 0 | 0 | 0 | 014817594140 | 16.75 | 16.5 | 7.75 | 8.4 | 1.24 | 125 | Yes | [9 empty] | cETL Damp | NODES 1L MD FLUSH MT MBK | 1 - Light Medium Flush Mount |  | KF1011MBK.jpg | KF1011MBK.jpg
KF1021BBS | 1 - Light Large Flush Mount | Nodes task, ceiling and wall lighting is minimal yet bold, highlighting Kelly's distinctive juxtaposition of mixed-materiality and curvilinear form. Light radiates from milk glass globes set against metal discs. All fixtures can be used or without the discs. The cast canopy is available in Burnished Brass or Midnight Black. Hanging fixtures within this family feature black fabric cords, while pivot sconces can be cord and plug or hard wire. | CEILING | Nodes | Ceiling Lights | Burnished Brass | BBS | Steel |  |  |  | Milk White Steel / Glass | 1 G9 T4 60w |  | 1 | No | [14 empty] | 0 | [12 empty] | 141.98 | 283.96 | 425.94 | D:17 1/2'' H:7 7/8'' | 5 | 17.5 |  |  | 7.875 | Screw(s) | [29 empty] | D:7 3/4'' H:1/8'' Round |  |  |  |  | 8 | Black/White |  |  | Hardwired | 0 | 0 | 0 | 0 | 0 | 0 | 0 | 0 | 0 | 0 | 0 | 014817594171 | 19.5 | 20.5 | 9.5 | 12.7 | 2.198 | 175 | Yes | [9 empty] | cETL Damp | NODES 1L LG FLUSH MT BBS | 1 - Light Large Flush Mount |  | KF1021BBS.jpg | KF1021BBS.jpg
KF1021MBK | 1 - Light Large Flush Mount | Nodes task, ceiling and wall lighting is minimal yet bold, highlighting Kelly's distinctive juxtaposition of mixed-materiality and curvilinear form. Light radiates from milk glass globes set against metal discs. All fixtures can be used or without the discs. The cast canopy is available in Burnished Brass or Midnight Black. Hanging fixtures within this family feature black fabric cords, while pivot sconces can be cord and plug or hard wire. | CEILING | Nodes | Ceiling Lights | Midnight Black | MBK | Steel |  |  |  | Milk White Steel / Glass | 1 G9 T4 60w |  | 1 | No | [14 empty] | 0 | [12 empty] | 141.98 | 283.96 | 425.94 | D:17 1/2'' H:7 7/8'' | 5 | 17.5 |  |  | 7.875 | Screw(s) | [29 empty] | D:7 3/4'' H:1/8'' Round |  |  |  |  | 8 | Black/White |  |  | Hardwired | 0 | 0 | 0 | 0 | 0 | 0 | 0 | 0 | 0 | 0 | 0 | 014817594164 | 20.25 | 20 | 9.25 | 12.8 | 2.168 | 175 | Yes | [9 empty] | cETL Damp | NODES 1L LG FLUSH MT MBK | 1 - Light Large Flush Mount |  | KF1021MBK.jpg | KF1021MBK.jpg
KF1034BBS | 4 - Light Flush Mount | Nodes task, ceiling and wall lighting is minimal yet bold, highlighting Kelly's distinctive juxtaposition of mixed-materiality and curvilinear form. Light radiates from milk glass globes set against metal discs. All fixtures can be used or without the discs. The cast canopy is available in Burnished Brass or Midnight Black. Hanging fixtures within this family feature black fabric cords, while pivot sconces can be cord and plug or hard wire. | CEILING | Nodes | Ceiling Lights | Burnished Brass | BBS | Steel |  |  |  | Milk White Steel / Glass | 4 G9 T4 60w |  | 4 | No | [14 empty] | 0 | [12 empty] | 149.98 | 299.96 | 449.94 | L:18'' W:18'' H:6'' | 5.2 |  | 18 | 18 | 6 | Screw(s) | [29 empty] | D:4 3/4'' H:3/4'' Round |  |  |  |  | 8 | Black/White |  |  | Hardwired | 0 | 0 | 0 | 0 | 0 | 0 | 0 | 0 | 0 | 0 | 0 | 014817595321 | 15.75 | 15.5 | 7.75 | 7.2 | 1.095 | 125 | Yes | [9 empty] | cETL Damp | NODES 4L FLUSH MT BBS | 4 - Light Flush Mount |  | KF1034BBS.jpg | KF1034BBS.jpg
KF1034MBK | 4 - Light Flush Mount | Nodes task, ceiling and wall lighting is minimal yet bold, highlighting Kelly's distinctive juxtaposition of mixed-materiality and curvilinear form. Light radiates from milk glass globes set against metal discs. All fixtures can be used or without the discs. The cast canopy is available in Burnished Brass or Midnight Black. Hanging fixtures within this family feature black fabric cords, while pivot sconces can be cord and plug or hard wire. | CEILING | Nodes | Ceiling Lights | Midnight Black | MBK | Steel |  |  |  | Milk White Steel / Glass | 4 G9 T4 60w |  | 4 | No | [14 empty] | 0 | [12 empty] | 149.98 | 299.96 | 449.94 | L:18'' W:18'' H:6'' | 5.2 |  | 18 | 18 | 6 | Screw(s) | [29 empty] | D:4 3/4'' H:3/4'' Round |  |  |  |  | 8 | Black/White |  |  | Hardwired | 0 | 0 | 0 | 0 | 0 | 0 | 0 | 0 | 0 | 0 | 0 | 014817595314 | 16 | 15.75 | 8 | 7.5 | 1.167 | 125 | Yes | [9 empty] | cETL Damp | NODES 4L FLUSH MT MBK | 4 - Light Flush Mount |  | KF1034MBK.jpg | KF1034MBK.jpg
KF1041AI | 1 - Light Extra Small Flush Mount | The Nuance product family from Kelly for Generation Lighting features clean architectural metal detailing and the dynamic beauty of cast glass. The 1/4" thick clear glass stems from a suspended frame with an exposed fabric cord. The canopy comes in Polished Nickel or Aged Iron, the living finish. Whether for ceiling, floor or task lighting, Nuance brings a great, contemporary look to any space. With its unique silhouette, the floor lamp has the appeal of the classic hour glass. | CEILING | Nuance | Ceiling Lights | Aged Iron | AI | Steel |  |  |  | Clear Glass | 1 Candelabra Torpedo 60w |  | 1 | No | [14 empty] | 0 | [12 empty] | 74.98 | 149.96 | 224.94 | D:7 1/2'' H:7 1/8'' | 4.2 | 7.5 |  |  | 7.125 | Screw(s) | [29 empty] | D:6 1/4'' H:5/8'' Round |  |  |  |  | 8 | Black/White |  |  | Hardwired | 0 | 0 | 0 | 0 | 0 | 0 | 0 | 0 | 0 | 0 | 0 | 014817594287 | 11.5 | 10 | 10 | 4.5 | 0.666 | 125 | Yes | [9 empty] | cETL Damp | NUANCE 1L XS FM AI | 1 - Light Extra Small Flush Mount |  | KF1041AI.jpg | KF1041AI.jpg
KF1041PN | 1 - Light Extra Small Flush Mount | The Nuance product family from Kelly for Generation Lighting features clean architectural metal detailing and the dynamic beauty of cast glass. The 1/4" thick clear glass stems from a suspended frame with an exposed fabric cord. The canopy comes in Polished Nickel or Aged Iron, the living finish. Whether for ceiling, floor or task lighting, Nuance brings a great, contemporary look to any space. With its unique silhouette, the floor lamp has the appeal of the classic hour glass. | CEILING | Nuance | Ceiling Lights | Polished Nickel | PN | Steel |  |  |  | Clear Glass | 1 Candelabra Torpedo 60w |  | 1 | No | [14 empty] | 0 | [12 empty] | 74.98 | 149.96 | 224.94 | D:7 1/2'' H:7 1/8'' | 4.2 | 7.5 |  |  | 7.125 | Screw(s) | [29 empty] | D:6 1/4'' H:5/8'' Round |  |  |  |  | 8 | Black/White |  |  | Hardwired | 0 | 0 | 0 | 0 | 0 | 0 | 0 | 0 | 0 | 0 | 0 | 014817594294 | 11.25 | 10 | 9.75 | 4.6 | 0.635 | 125 | Yes | [9 empty] | cETL Damp | NUANCE 1L XS FM PN | 1 - Light Extra Small Flush Mount |  | KF1041PN.jpg | KF1041PN.jpg
KF1051AI | 1 - Light Small Flush Mount | The Nuance product family from Kelly for Generation Lighting features clean architectural metal detailing and the dynamic beauty of cast glass. The 1/4" thick clear glass stems from a suspended frame with an exposed fabric cord. The canopy comes in Polished Nickel or Aged Iron, the living finish. Whether for ceiling, floor or task lighting, Nuance brings a great, contemporary look to any space. With its unique silhouette, the floor lamp has the appeal of the classic hour glass. | CEILING | Nuance | Ceiling Lights | Aged Iron | AI | Steel |  |  |  | Clear Glass | 1 Medium T10 60w |  | 1 | No | [14 empty] | 0 | [12 empty] | 118.48 | 236.96 | 355.44 | D:11 1/2'' H:10 1/8'' | 7.2 | 11.5 |  |  | 10.125 | Screw(s) | [29 empty] | D:9 1/4'' H:3/4'' Round |  |  |  |  | 8 | Black/White |  |  | Hardwired | 0 | 0 | 0 | 0 | 0 | 0 | 0 | 0 | 0 | 0 | 0 | 014817594300 | 15.38 | 13.75 | 12.75 | 9.2 | 1.56 | 175 | Yes | [9 empty] | cETL Damp | NUANCE 1L SM FM AI | 1 - Light Small Flush Mount |  | KF1051AI.jpg | KF1051AI.jpg
KF1051PN | 1 - Light Small Flush Mount | The Nuance product family from Kelly for Generation Lighting features clean architectural metal detailing and the dynamic beauty of cast glass. The 1/4" thick clear glass stems from a suspended frame with an exposed fabric cord. The canopy comes in Polished Nickel or Aged Iron, the living finish. Whether for ceiling, floor or task lighting, Nuance brings a great, contemporary look to any space. With its unique silhouette, the floor lamp has the appeal of the classic hour glass. | CEILING | Nuance | Ceiling Lights | Polished Nickel | PN | Steel |  |  |  | Clear Glass | 1 Medium T10 60w |  | 1 | No | [14 empty] | 0 | [12 empty] | 118.48 | 236.96 | 355.44 | D:11 1/2'' H:10 1/8'' | 7.2 | 11.5 |  |  | 10.125 | Screw(s) | [29 empty] | D:9 1/4'' H:3/4'' Round |  |  |  |  | 8 | Black/White |  |  | Hardwired | 0 | 0 | 0 | 0 | 0 | 0 | 0 | 0 | 0 | 0 | 0 | 014817594317 | 15 | 14 | 12.5 | 9.5 | 1.519 | 125 | Yes | [9 empty] | cETL Damp | NUANCE 1L SM FM PN | 1 - Light Small Flush Mount |  | KF1051PN.jpg | KF1051PN.jpg
KF1061AI | 1 - Light Large Flush Mount | The Nuance product family from Kelly for Generation Lighting features clean architectural metal detailing and the dynamic beauty of cast glass. The 1/4" thick clear glass stems from a suspended frame with an exposed fabric cord. The canopy comes in Polished Nickel or Aged Iron, the living finish. Whether for ceiling, floor or task lighting, Nuance brings a great, contemporary look to any space. With its unique silhouette, the floor lamp has the appeal of the classic hour glass. | CEILING | Nuance | Ceiling Lights | Aged Iron | AI | Steel |  |  |  | Clear Glass | 1 Medium T10 60w |  | 1 | No | [14 empty] | 0 | [12 empty] | 274.98 | 549.96 | 824.94 | D:18'' H:10 1/8'' | 17 | 18 |  |  | 10.125 | Screw(s) | [29 empty] | D:15 1/4'' H:3/4'' Round |  |  |  |  | 8 | Black/White |  |  | Hardwired | 0 | 0 | 0 | 0 | 0 | 0 | 0 | 0 | 0 | 0 | 0 | 014817594324 | 20.25 | 20.18 | 15.58 | 21.3 | 3.684 | 175 | Yes | [9 empty] | cETL Damp | NUANCE 1L LG FM AI | 1 - Light Large Flush Mount |  | KF1061AI.jpg | KF1061AI.jpg
KF1061PN | 1 - Light Large Flush Mount | The Nuance product family from Kelly for Generation Lighting features clean architectural metal detailing and the dynamic beauty of cast glass. The 1/4" thick clear glass stems from a suspended frame with an exposed fabric cord. The canopy comes in Polished Nickel or Aged Iron, the living finish. Whether for ceiling, floor or task lighting, Nuance brings a great, contemporary look to any space. With its unique silhouette, the floor lamp has the appeal of the classic hour glass. | CEILING | Nuance | Ceiling Lights | Polished Nickel | PN | Steel |  |  |  | Clear Glass | 1 Medium T10 60w |  | 1 | No | [14 empty] | 0 | [12 empty] | 274.98 | 549.96 | 824.94 | D:18'' H:10 1/8'' | 17 | 18 |  |  | 10.125 | Screw(s) | [29 empty] | D:15 1/4'' H:3/4'' Round |  |  |  |  | 8 | Black/White |  |  | Hardwired | 0 | 0 | 0 | 0 | 0 | 0 | 0 | 0 | 0 | 0 | 0 | 014817594331 | 20.5 | 18.5 | 20.5 | 19.8 | 4.499 | 175 | Yes | [9 empty] | cETL Damp | NUANCE 1L LG FM PN | 1 - Light Large Flush Mount |  | KF1061PN.jpg | KF1061PN.jpg
KF1071AI | 1 - Light Medium Semi-Flush Mount | The Nuance product family from Kelly for Generation Lighting features clean architectural metal detailing and the dynamic beauty of cast glass. The 1/4" thick clear glass stems from a suspended frame with an exposed fabric cord. The canopy comes in Polished Nickel or Aged Iron, the living finish. Whether for ceiling, floor or task lighting, Nuance brings a great, contemporary look to any space. With its unique silhouette, the floor lamp has the appeal of the classic hour glass. | CEILING | Nuance | Ceiling Lights | Aged Iron | AI | Steel |  |  |  | Clear Glass | 1 Medium T10 60w |  | 1 | No | [14 empty] | 0 | [12 empty] | 213.48 | 426.96 | 640.44 | D:15'' H:17 3/8'' | 13.7 | 15 |  |  | 17.375 | Screw(s) | [29 empty] | D:6'' H:7/8'' Round |  |  |  |  | 8 | Black |  |  | Hardwired | 0 | 0 | 0 | 0 | 0 | 0 | 0 | 0 | 0 | 0 | 0 | 014817594348 | 26.75 | 21 | 16.25 | 21 | 5.283 | 175 | Yes | [9 empty] | cETL Damp | NUANCE 1L SF MT AI | 1 - Light Medium Semi-Flush Mount |  | KF1071AI.jpg | KF1071AI.jpg
KF1071PN | 1 - Light Medium Semi-Flush Mount | The Nuance product family from Kelly for Generation Lighting features clean architectural metal detailing and the dynamic beauty of cast glass. The 1/4" thick clear glass stems from a suspended frame with an exposed fabric cord. The canopy comes in Polished Nickel or Aged Iron, the living finish. Whether for ceiling, floor or task lighting, Nuance brings a great, contemporary look to any space. With its unique silhouette, the floor lamp has the appeal of the classic hour glass. | CEILING | Nuance | Ceiling Lights | Polished Nickel | PN | Steel |  |  |  | Clear Glass | 1 Medium T10 60w |  | 1 | No | [14 empty] | 0 | [12 empty] | 213.48 | 426.96 | 640.44 | D:15'' H:17 3/8'' | 13.7 | 15 |  |  | 17.375 | Screw(s) | [29 empty] | D:6'' H:7/8'' Round |  |  |  |  | 8 | Black |  |  | Hardwired | 0 | 0 | 0 | 0 | 0 | 0 | 0 | 0 | 0 | 0 | 0 | 014817594355 | 23.5 | 17.5 | 12.75 | 14.1 | 3.034 | 175 | Yes | [9 empty] | cETL Damp | NUANCE 1L SF MT PN | 1 - Light Medium Semi-Flush Mount |  | KF1071PN.jpg | KF1071PN.jpg
KF1081AI | 1 - Light Large Semi-Flush Mount | The Nuance product family from Kelly for Generation Lighting features clean architectural metal detailing and the dynamic beauty of cast glass. The 1/4" thick clear glass stems from a suspended frame with an exposed fabric cord. The canopy comes in Polished Nickel or Aged Iron, the living finish. Whether for ceiling, floor or task lighting, Nuance brings a great, contemporary look to any space. With its unique silhouette, the floor lamp has the appeal of the classic hour glass. | CEILING | Nuance | Ceiling Lights | Aged Iron | AI | Steel |  |  |  | Clear Glass | 1 Medium T10 60w |  | 1 | No | [14 empty] | 0 | [12 empty] | 274.98 | 549.96 | 824.94 | D:18'' H:18 5/8'' | 18.2 | 18 |  |  | 18.625 | Screw(s) | [29 empty] | D:8'' H:7/8'' Round |  |  |  |  | 8 | Black |  |  | Hardwired | 0 | 0 | 0 | 0 | 0 | 0 | 0 | 0 | 0 | 0 | 0 | 014817594362 | 25 | 20 | 16.38 | 20 | 4.74 | 175 | Yes | [9 empty] | cETL Damp | NUANCE 1L LG SF MT AI | 1 - Light Large Semi-Flush Mount |  | KF1081AI.jpg | KF1081AI.jpg
KF1081PN | 1 - Light Large Semi-Flush Mount | The Nuance product family from Kelly for Generation Lighting features clean architectural metal detailing and the dynamic beauty of cast glass. The 1/4" thick clear glass stems from a suspended frame with an exposed fabric cord. The canopy comes in Polished Nickel or Aged Iron, the living finish. Whether for ceiling, floor or task lighting, Nuance brings a great, contemporary look to any space. With its unique silhouette, the floor lamp has the appeal of the classic hour glass. | CEILING | Nuance | Ceiling Lights | Polished Nickel | PN | Steel |  |  |  | Clear Glass | 1 Medium T10 60w |  | 1 | No | [14 empty] | 0 | [12 empty] | 274.98 | 549.96 | 824.94 | D:18'' H:18 5/8'' | 18.2 | 18 |  |  | 18.625 | Screw(s) | [29 empty] | D:8'' H:7/8'' Round |  |  |  |  | 8 | Black |  |  | Hardwired | 0 | 0 | 0 | 0 | 0 | 0 | 0 | 0 | 0 | 0 | 0 | 014817594379 | 25 | 20.5 | 16.5 | 21.1 | 4.894 | 175 | Yes | [9 empty] | cETL Damp | NUANCE 1L LG SF MT PN | 1 - Light Large Semi-Flush Mount |  | KF1081PN.jpg | KF1081PN.jpg
KP1001BBS | 1 - Light Short Pendant | Nodes task, ceiling and wall lighting is minimal yet bold, highlighting Kelly's distinctive juxtaposition of mixed-materiality and curvilinear form. Light radiates from milk glass globes set against metal discs. All fixtures can be used or without the discs. The cast canopy is available in Burnished Brass or Midnight Black. Hanging fixtures within this family feature black fabric cords, while pivot sconces can be cord and plug or hard wire. | LINE VOLTAGE PENDANT | Nodes | Pendants | Burnished Brass | BBS | Steel |  |  |  | Milk White Steel / Glass | 1 G9 T4 60w |  | 1 | No | [14 empty] | 0 | [12 empty] | 111.98 | 223.96 | 335.94 | D:8'' H:20'' O:188'' | 3.3 | 8 |  |  | 20 | Screw(s) |  |  | 188 | [26 empty] | D:4 3/4'' H:3/4'' Round |  |  |  |  | 180 | Black |  |  | Hardwired | 0 | 0 | 0 | 0 | 0 | 0 | 0 | 0 | 0 | 0 | 0 | 014817594034 | 20.5 | 10.5 | 6.5 | 5.5 | 0.81 | 125 | Yes | [9 empty] | cETL Damp | NODES 1L PENDANT BBS | 1 - Light Short Pendant |  | KP1001BBS.jpg | KP1001BBS.jpg
KP1001MBK | 1 - Light Short Pendant | Nodes task, ceiling and wall lighting is minimal yet bold, highlighting Kelly's distinctive juxtaposition of mixed-materiality and curvilinear form. Light radiates from milk glass globes set against metal discs. All fixtures can be used or without the discs. The cast canopy is available in Burnished Brass or Midnight Black. Hanging fixtures within this family feature black fabric cords, while pivot sconces can be cord and plug or hard wire. | LINE VOLTAGE PENDANT | Nodes | Pendants | Midnight Black | MBK | Steel |  |  |  | Milk White Steel / Glass | 1 G9 T4 60w |  | 1 | No | [14 empty] | 0 | [12 empty] | 111.98 | 223.96 | 335.94 | D:8'' H:20'' O:188'' | 3.3 | 8 |  |  | 20 | Screw(s) |  |  | 188 | [26 empty] | D:4 3/4'' H:3/4'' Round |  |  |  |  | 180 | Black |  |  | Hardwired | 0 | 0 | 0 | 0 | 0 | 0 | 0 | 0 | 0 | 0 | 0 | 014817594027 | 20.25 | 10 | 7.38 | 5.3 | 0.865 | 125 | Yes | [9 empty] | cETL Damp | NODES 1L PENDANT MBK | 1 - Light Short Pendant |  | KP1001MBK.jpg | KP1001MBK.jpg
KP1011BBS | 1 - Light Long Pendant | Nodes task, ceiling and wall lighting is minimal yet bold, highlighting Kelly's distinctive juxtaposition of mixed-materiality and curvilinear form. Light radiates from milk glass globes set against metal discs. All fixtures can be used or without the discs. The cast canopy is available in Burnished Brass or Midnight Black. Hanging fixtures within this family feature black fabric cords, while pivot sconces can be cord and plug or hard wire. | LINE VOLTAGE PENDANT | Nodes | Pendants | Burnished Brass | BBS | Steel |  |  |  | Milk White Steel / Glass | 1 G9 T4 60w |  | 1 | No | [14 empty] | 0 | [12 empty] | 135.98 | 271.96 | 407.94 | D:8'' H:30'' O:198'' | 3.6 | 8 |  |  | 30 | Screw(s) |  |  | 198 | [26 empty] | D:4 3/4'' H:3/4'' Round |  |  |  |  | 180 | Black |  |  | Hardwired | 0 | 0 | 0 | 0 | 0 | 0 | 0 | 0 | 0 | 0 | 0 | 014817594058 | 30.25 | 10.25 | 6.75 | 6.4 | 1.211 | 175 | Yes | [9 empty] | cETL Damp | NODES 1L PENDANT BBS | 1 - Light Long Pendant |  | KP1011BBS.jpg | KP1011BBS.jpg
KP1011MBK | 1 - Light Long Pendant | Nodes task, ceiling and wall lighting is minimal yet bold, highlighting Kelly's distinctive juxtaposition of mixed-materiality and curvilinear form. Light radiates from milk glass globes set against metal discs. All fixtures can be used or without the discs. The cast canopy is available in Burnished Brass or Midnight Black. Hanging fixtures within this family feature black fabric cords, while pivot sconces can be cord and plug or hard wire. | LINE VOLTAGE PENDANT | Nodes | Pendants | Midnight Black | MBK | Steel |  |  |  | Milk White Steel / Glass | 1 G9 T4 60w |  | 1 | No | [14 empty] | 0 | [12 empty] | 135.98 | 271.96 | 407.94 | D:8'' H:30'' O:198'' | 3.6 | 8 |  |  | 30 | Screw(s) |  |  | 198 | [26 empty] | D:4 3/4'' H:3/4'' Round |  |  |  |  | 180 | Black |  |  | Hardwired | 0 | 0 | 0 | 0 | 0 | 0 | 0 | 0 | 0 | 0 | 0 | 014817594041 | 30.25 | 10.25 | 6.5 | 6.5 | 1.166 | 175 | Yes | [9 empty] | cETL Damp | NODES 1L PENDANT MBK | 1 - Light Long Pendant |  | KP1011MBK.jpg | KP1011MBK.jpg
KP1021AI | 1 - Light Medium Pendant | The Nuance product family from Kelly for Generation Lighting features clean architectural metal detailing and the dynamic beauty of cast glass. The 1/4" thick clear glass stems from a suspended frame with an exposed fabric cord. The canopy comes in Polished Nickel or Aged Iron, the living finish. Whether for ceiling, floor or task lighting, Nuance brings a great, contemporary look to any space. With its unique silhouette, the floor lamp has the appeal of the classic hour glass. | LINE VOLTAGE PENDANT | Nuance | Pendants | Aged Iron | AI | Steel |  |  |  | Clear Glass | 1 Medium T10 60w |  | 1 | No | [14 empty] | 0 | [12 empty] | 174.98 | 349.96 | 524.94 | D:10 1/2'' H:18 3/8'' O:76 3/4'' | 8.4 | 10.5 |  |  | 18.375 | Screw(s) |  |  | 76.75 | [26 empty] | D:6'' H:7/8'' Round |  |  |  |  | 180 | Black |  |  | Hardwired | 0 | 0 | 0 | 0 | 0 | 0 | 0 | 0 | 0 | 0 | 0 | 014817594201 | 25 | 12.75 | 9.25 | 12.4 | 1.706 | 125 | Yes | [9 empty] | cETL Damp | NUANCE 1L PENDANT AI | 1 - Light Medium Pendant |  | KP1021AI.jpg | KP1021AI.jpg
KP1021PN | 1 - Light Medium Pendant | The Nuance product family from Kelly for Generation Lighting features clean architectural metal detailing and the dynamic beauty of cast glass. The 1/4" thick clear glass stems from a suspended frame with an exposed fabric cord. The canopy comes in Polished Nickel or Aged Iron, the living finish. Whether for ceiling, floor or task lighting, Nuance brings a great, contemporary look to any space. With its unique silhouette, the floor lamp has the appeal of the classic hour glass. | LINE VOLTAGE PENDANT | Nuance | Pendants | Polished Nickel | PN | Steel |  |  |  | Clear Glass | 1 Medium T10 60w |  | 1 | No | [14 empty] | 0 | [12 empty] | 174.98 | 349.96 | 524.94 | D:10 1/2'' H:18 3/8'' O:76 3/4'' | 8.4 | 10.5 |  |  | 18.375 | Screw(s) |  |  | 76.75 | [26 empty] | D:6'' H:7/8'' Round |  |  |  |  | 180 | Black |  |  | Hardwired | 0 | 0 | 0 | 0 | 0 | 0 | 0 | 0 | 0 | 0 | 0 | 014817594218 | 25 | 12.75 | 9 | 12.2 | 1.66 | 125 | Yes | [9 empty] | cETL Damp | NUANCE 1L PENDANT PN | 1 - Light Medium Pendant |  | KP1021PN.jpg | KP1021PN.jpg
KP1031AI | 1 - Light Large Pendant | The Nuance product family from Kelly for Generation Lighting features clean architectural metal detailing and the dynamic beauty of cast glass. The 1/4" thick clear glass stems from a suspended frame with an exposed fabric cord. The canopy comes in Polished Nickel or Aged Iron, the living finish. Whether for ceiling, floor or task lighting, Nuance brings a great, contemporary look to any space. With its unique silhouette, the floor lamp has the appeal of the classic hour glass. | LINE VOLTAGE PENDANT | Nuance | Pendants | Aged Iron | AI | Steel |  |  |  | Clear Glass | 1 Medium T10 60w |  | 1 | No | [14 empty] | 0 | [12 empty] | 286.98 | 573.96 | 860.94 | D:18'' H:17 3/8'' O:75 3/4'' | 19 | 18 |  |  | 17.375 | Screw(s) |  |  | 75.75 | [26 empty] | D:8'' H:7/8'' Round |  |  |  |  | 180 | Black |  |  | Hardwired | 0 | 0 | 0 | 0 | 0 | 0 | 0 | 0 | 0 | 0 | 0 | 014817594225 | 25 | 16 | 20 | 22.6 | 4.63 | 175 | Yes | [9 empty] | cETL Damp | NUANCE 1L LG PNDT AI | 1 - Light Large Pendant |  | KP1031AI.jpg | KP1031AI.jpg
KP1031PN | 1 - Light Large Pendant | The Nuance product family from Kelly for Generation Lighting features clean architectural metal detailing and the dynamic beauty of cast glass. The 1/4" thick clear glass stems from a suspended frame with an exposed fabric cord. The canopy comes in Polished Nickel or Aged Iron, the living finish. Whether for ceiling, floor or task lighting, Nuance brings a great, contemporary look to any space. With its unique silhouette, the floor lamp has the appeal of the classic hour glass. | LINE VOLTAGE PENDANT | Nuance | Pendants | Polished Nickel | PN | Steel |  |  |  | Clear Glass | 1 Medium T10 60w |  | 1 | No | [14 empty] | 0 | [12 empty] | 286.98 | 573.96 | 860.94 | D:18'' H:17 3/8'' O:75 3/4'' | 19 | 18 |  |  | 17.375 | Screw(s) |  |  | 75.75 | [26 empty] | D:8'' H:7/8'' Round |  |  |  |  | 180 | Black |  |  | Hardwired | 0 | 0 | 0 | 0 | 0 | 0 | 0 | 0 | 0 | 0 | 0 | 014817594232 | 25 | 16.5 | 20 | 21.2 | 4.774 | 175 | Yes | [9 empty] | cETL Damp | NUANCE 1L LG PNDT PN | 1 - Light Large Pendant |  | KP1031PN.jpg | KP1031PN.jpg
KP1041BBS | 1 - Light Tall Pendant | A dramatic and architectural take on Kelly’s signature use of mixed metals and geometric forms, Gesture gives the appearance of asymmetrical balance. These refined and bold pendant lights juxtapose organic feminine curves with sleek masculine precision. The “C” arm hook holds an opal glass shade with a perforated metal diffuser at the base of the lamp. The diffuser shines light straight out and down, ensuring gentle, even distribution of the light. Available in three finish options: Aged Iron, Burnished Brass and Polished Nickel. | LINE VOLTAGE PENDANT | Gesture | Pendants | Burnished Brass | BBS | Steel |  |  |  | Milk White Glass | 1 Medium A19 75w |  | 1 | No | [14 empty] | 0 | [12 empty] | 213.48 | 426.96 | 640.44 | L:18 1/8'' W:10'' H:22 3/4'' O:84 1/2'' | 9.5 |  | 18.125 | 10 | 22.75 | Center Lock-Up |  |  | 84.5 | [26 empty] | D:5'' H:7/8'' Round |  |  |  |  | 180 | Clear Silver |  |  | Hardwired | 0 | 0 | 0 | 0 | 0 | 0 | 0 | 0 | 0 | 0 | 0 | 014817594423 | 26.25 | 17 | 14 | 12 | 3.615 | 250 | Yes | [9 empty] | cETL Damp | GESTURE 1L TALL PNDT BBS | 1 - Light Tall Pendant |  | KP1041BBS.jpg | KP1041BBS.jpg
KP1041MBK | 1 - Light Tall Pendant | A dramatic and architectural take on Kelly’s signature use of mixed metals and geometric forms, Gesture gives the appearance of asymmetrical balance. These refined and bold pendant lights juxtapose organic feminine curves with sleek masculine precision. The “C” arm hook holds an opal glass shade with a perforated metal diffuser at the base of the lamp. The diffuser shines light straight out and down, ensuring gentle, even distribution of the light. Available in three finish options: Aged Iron, Burnished Brass and Polished Nickel. | LINE VOLTAGE PENDANT | Gesture | Pendants | Midnight Black | MBK | Steel |  |  |  | Opal Etched Glass | 1 Medium A19 75w |  | 1 | No | [14 empty] | 0 | [12 empty] | 213.48 | 426.96 | 640.44 | L:18 1/8'' W:10'' H:22 3/4'' O:84 1/2'' | 9.5 |  | 18.125 | 10 | 22.75 | Center Lock-Up |  |  | 84.5 | [26 empty] | D:5'' H:7/8'' Round |  |  |  |  | 180 | Black |  |  | Hardwired | 0 | 0 | 0 | 0 | 0 | 0 | 0 | 0 | 0 | 0 | 0 | 014817594621 | 26.125 | 16.625 | 13.75 | 1.18 | 3.456 | 400 | Yes | [9 empty] | cETL Damp | GESTURE 1L TALL PNDT MBK | 1 - Light Tall Pendant |  | KP1041MBK.jpg | KP1041MBK.jpg
KP1041PN | 1 - Light Tall Pendant | A dramatic and architectural take on Kelly’s signature use of mixed metals and geometric forms, Gesture gives the appearance of asymmetrical balance. These refined and bold pendant lights juxtapose organic feminine curves with sleek masculine precision. The “C” arm hook holds an opal glass shade with a perforated metal diffuser at the base of the lamp. The diffuser shines light straight out and down, ensuring gentle, even distribution of the light. Available in three finish options: Aged Iron, Burnished Brass and Polished Nickel. | LINE VOLTAGE PENDANT | Gesture | Pendants | Polished Nickel | PN | Steel |  |  |  | Milk White Glass | 1 Medium A19 75w |  | 1 | No | [14 empty] | 0 | [12 empty] | 213.48 | 426.96 | 640.44 | L:18 1/8'' W:10'' H:22 3/4'' O:84 1/2'' | 9.5 |  | 18.125 | 10 | 22.75 | Center Lock-Up |  |  | 84.5 | [26 empty] | D:5'' H:7/8'' Round |  |  |  |  | 180 | Clear Silver |  |  | Hardwired | 0 | 0 | 0 | 0 | 0 | 0 | 0 | 0 | 0 | 0 | 0 | 014817594430 | 26 | 17 | 13.75 | 12.1 | 3.517 | 250 | Yes | [9 empty] | cETL Damp | GESTURE 1L TALL PNDT PN | 1 - Light Tall Pendant |  | KP1041PN.jpg | KP1041PN.jpg
KT1001BBS2 | 1 - Light Table Lamp | Nodes task, ceiling and wall lighting is minimal yet bold, highlighting Kelly's distinctive juxtaposition of mixed-materiality and curvilinear form. Light radiates from milk glass globes set against metal discs. All fixtures can be used or without the discs. The cast canopy is available in Burnished Brass or Midnight Black. Hanging fixtures within this family feature black fabric cords, while pivot sconces can be cord and plug or hard wire. | PORTABLE | Nodes | Portable Lamps | Burnished Brass | BBS | Steel | Milk White Glass | D:3.5" H:3.25" |  |  | 1 G9 T4 4.5w |  | 1 | Yes | [14 empty] | 0 | [12 empty] | 120.48 | 240.96 | 361.44 | L:11 5/8'' W:8'' H:25 3/8'' | 9.7 |  | 11.625 | 8 | 25.375 | [34 empty] | D:8'' H:7/8'' Round | 72 | Clear Silver |  | On/Off Switch | Plug In | 0 | 0 | 0 | 0 | 0 | 0 | 0 | 0 | 0 | 0 | 0 | 014817595345 | 28.5 | 12.75 | 7 | 11.5 | 1.472 | 125 | Yes | [9 empty] | cETL Dry | NODES 1L TABLE LAMP BBS | 1 - Light Table Lamp |  | KT1001BBS2.jpg | KT1001BBS2.jpg
KT1001MBK2 | 1 - Light Table Lamp | Nodes task, ceiling and wall lighting is minimal yet bold, highlighting Kelly's distinctive juxtaposition of mixed-materiality and curvilinear form. Light radiates from milk glass globes set against metal discs. All fixtures can be used or without the discs. The cast canopy is available in Burnished Brass or Midnight Black. Hanging fixtures within this family feature black fabric cords, while pivot sconces can be cord and plug or hard wire. | PORTABLE | Nodes | Portable Lamps | Midnight Black | MBK | Steel | Milk White Glass | D:3.5" H:3.25" |  |  | 1 G9 T4 4.5w |  | 1 | Yes | [14 empty] | 0 | [12 empty] | 120.48 | 240.96 | 361.44 | L:11 5/8'' W:8'' H:25 3/8'' | 9.7 |  | 11.625 | 8 | 25.375 | [34 empty] | D:8'' H:7/8'' Round | 72 | Black |  | On/Off Switch | Plug In | 0 | 0 | 0 | 0 | 0 | 0 | 0 | 0 | 0 | 0 | 0 | 014817595338 | 28.5 | 12.75 | 7 | 11.5 | 1.472 | 125 | Yes | [9 empty] | cETL Dry | NODES 1L TABLE LAMP MBK | 1 - Light Table Lamp |  | KT1001MBK2.jpg | KT1001MBK2.jpg
KT1011BBS2 | 1 - Light Floor Lamp | Nodes task, ceiling and wall lighting is minimal yet bold, highlighting Kelly's distinctive juxtaposition of mixed-materiality and curvilinear form. Light radiates from milk glass globes set against metal discs. All fixtures can be used or without the discs. The cast canopy is available in Burnished Brass or Midnight Black. Hanging fixtures within this family feature black fabric cords, while pivot sconces can be cord and plug or hard wire. | PORTABLE | Nodes | Portable Lamps | Burnished Brass | BBS | Steel | Milk White Glass | D:3.5" H:3.25" |  |  | 1 G9 T4 4.5w |  | 1 | Yes | [14 empty] | 0 | [12 empty] | 237.98 | 475.96 | 713.94 | L:20'' W:10 1/2'' H:61 5/8'' | 17.2 |  | 20 | 10.5 | 61.625 | [34 empty] | D:10 1/2'' H:7/8'' Round | 96 | Clear Silver |  | On/Off Switch | Plug In | 0 | 0 | 0 | 0 | 0 | 0 | 0 | 0 | 0 | 0 | 0 | 014817595369 | 64.5 | 20 | 7.25 | 21.7 | 5.412 | 175 | Yes | [9 empty] | cETL Dry | NODES 1L FLOOR LAMP NNS | 1 - Light Floor Lamp |  | KT1011BBS2.jpg | KT1011BBS2.jpg
KT1011MBK2 | 1 - Light Floor Lamp | Nodes task, ceiling and wall lighting is minimal yet bold, highlighting Kelly's distinctive juxtaposition of mixed-materiality and curvilinear form. Light radiates from milk glass globes set against metal discs. All fixtures can be used or without the discs. The cast canopy is available in Burnished Brass or Midnight Black. Hanging fixtures within this family feature black fabric cords, while pivot sconces can be cord and plug or hard wire. | PORTABLE | Nodes | Portable Lamps | Midnight Black | MBK | Steel | Milk White Glass | D:3.5" H:3.25" |  |  | 1 G9 T4 4.5w |  | 1 | Yes | [14 empty] | 0 | [12 empty] | 237.48 | 474.96 | 712.44 | L:20'' W:10 1/2'' H:61 5/8'' | 17.2 |  | 20 | 10.5 | 61.625 | [34 empty] | D:10 1/2'' H:7/8'' Round | 96 | Black |  | On/Off Switch | Plug In | 0 | 0 | 0 | 0 | 0 | 0 | 0 | 0 | 0 | 0 | 0 | 014817595352 | 64.5 | 20 | 7.25 | 21.7 | 5.412 | 175 | Yes | [9 empty] | cETL Dry | NODES 1L FLOOR LAMP MBK | 1 - Light Floor Lamp |  | KT1011MBK2.jpg | KT1011MBK2.jpg
KT1021AI1 | 1 - Light Table Lamp | The Nuance product family from Kelly for Generation Lighting features clean architectural metal detailing and the dynamic beauty of cast glass. The 1/4" thick clear glass stems from a suspended frame with an exposed fabric cord. The canopy comes in Polished Nickel or Aged Iron, the living finish. Whether for ceiling, floor or task lighting, Nuance brings a great, contemporary look to any space. With its unique silhouette, the floor lamp has the appeal of the classic hour glass. | PORTABLE | Nuance | Portable Lamps | Aged Iron | AI | Steel | Clear Glass | D:4.5" H:13" | D:5.5" |  | 1 Medium A19 9.5w |  | 1 | Yes | [14 empty] | 0 | [12 empty] | 174.98 | 349.96 | 524.94 | D:10 1/2'' H:21 3/8'' | 10.3 | 10.5 |  |  | 21.375 | [34 empty] | D:9'' H:1 1/8'' Round | 72 | Black |  | On/Off Switch | Plug In | 0 | 0 | 0 | 0 | 0 | 0 | 0 | 0 | 0 | 0 | 0 | 014817594386 | 25.38 | 13.25 | 13.25 | 13.7 | 2.579 | 175 | Yes | [8 empty] | ETL Dry | cETL Dry | NUANCE 1L TABLE AI | 1 - Light Table Lamp |  | KT1021AI1.jpg | KT1021AI1.jpg
KT1021PN1 | 1 - Light Table Lamp | The Nuance product family from Kelly for Generation Lighting features clean architectural metal detailing and the dynamic beauty of cast glass. The 1/4" thick clear glass stems from a suspended frame with an exposed fabric cord. The canopy comes in Polished Nickel or Aged Iron, the living finish. Whether for ceiling, floor or task lighting, Nuance brings a great, contemporary look to any space. With its unique silhouette, the floor lamp has the appeal of the classic hour glass. | PORTABLE | Nuance | Portable Lamps | Polished Nickel | PN | Steel | Clear Glass | D:4.5" H:13" | D:5.5" |  | 1 Medium A19 9.5w |  | 1 | Yes | [14 empty] | 0 | [12 empty] | 174.98 | 349.96 | 524.94 | D:10 1/2'' H:21 3/8'' | 10.3 | 10.5 |  |  | 21.375 | [34 empty] | D:9'' H:1 1/8'' Round | 72 | Clear Silver |  | On/Off Switch | Plug In | 0 | 0 | 0 | 0 | 0 | 0 | 0 | 0 | 0 | 0 | 0 | 014817594393 | 25.5 | 13 | 13 | 13.6 | 2.494 | 175 | Yes | [9 empty] | cETL Dry | NUANCE 1L TABLE PN | 1 - Light Table Lamp |  | KT1021PN1.jpg | KT1021PN1.jpg
KT1031AI1 | 1 - Light Floor Lamp | The Nuance product family from Kelly for Generation Lighting features clean architectural metal detailing and the dynamic beauty of cast glass. The 1/4" thick clear glass stems from a suspended frame with an exposed fabric cord. The canopy comes in Polished Nickel or Aged Iron, the living finish. Whether for ceiling, floor or task lighting, Nuance brings a great, contemporary look to any space. With its unique silhouette, the floor lamp has the appeal of the classic hour glass. | PORTABLE | Nuance | Portable Lamps | Aged Iron | AI | Steel | Clear Glass | D:4.5" H:13" | D:5.5" |  | 1 Medium A19 9.5w |  | 1 | Yes | [14 empty] | 0 | [12 empty] | 299.98 | 599.96 | 899.94 | D:10 1/2'' H:54'' | 15 | 10.5 |  |  | 54 | [34 empty] | D:12'' H:1 1/8'' Round | 96 | Black |  | On/Off Switch | Plug In | 0 | 0 | 0 | 0 | 0 | 0 | 0 | 0 | 0 | 0 | 0 | 014817594409 | 56 | 15 | 15 | 21.7 | 7.292 | 250 | Yes | [9 empty] | cETL Dry | NUANCE 1L FLOOR AI | 1 - Light Floor Lamp |  | KT1031AI1.jpg | KT1031AI1.jpg
KT1031PN1 | 1 - Light Floor Lamp | The Nuance product family from Kelly for Generation Lighting features clean architectural metal detailing and the dynamic beauty of cast glass. The 1/4" thick clear glass stems from a suspended frame with an exposed fabric cord. The canopy comes in Polished Nickel or Aged Iron, the living finish. Whether for ceiling, floor or task lighting, Nuance brings a great, contemporary look to any space. With its unique silhouette, the floor lamp has the appeal of the classic hour glass. | PORTABLE | Nuance | Portable Lamps | Polished Nickel | PN | Steel | Clear Glass | D:4.5" H:13" | D:5.5" |  | 1 Medium A19 9.5w |  | 1 | Yes | [14 empty] | 0 | [12 empty] | 299.98 | 599.96 | 899.94 | D:10 1/2'' H:54'' | 15 | 10.5 |  |  | 54 | [34 empty] | D:12'' H:1 1/8'' Round | 96 | Clear Silver |  | On/Off Switch | Plug In | 0 | 0 | 0 | 0 | 0 | 0 | 0 | 0 | 0 | 0 | 0 | 014817594416 | 56.5 | 14.75 | 14.5 | 22.2 | 6.993 | 250 | Yes | [9 empty] | cETL Dry | NUANCE 1L FLOOR PN | 1 - Light Floor Lamp |  | KT1031PN1.jpg | KT1031PN1.jpg
KT1182BBBS1 | 2 - Light Table Lamp | The Portman family of lamps from Kelly for Generation Lighting exudes post-modern charm. A white linen shade sits atop clean architectural steps with the sculptural quality of being carved from a single stone. The lamp base comes in four different ceramic glaze options - Royal Blue, Blush Pink, Arctic White or Natural Concrete - paired with Burnished Brass or Polished Nickel hardware. | PORTABLE | Portman | Portable Lamps | Blush with Burnished Brass | BLH/BBS | Concrete | White Linen Fabric | D:17" H:11" | D:5.5" |  | 2 Medium A19 9.5w |  | 2 | Yes | [14 empty] | 0 | [12 empty] | 239.98 | 479.96 | 719.94 | D:17'' H:29 1/4'' | 15 | 17 |  |  | 29.25 | [34 empty] | DP:6'' W:6'' H:1/4'' Square | 72 | Clear Silver |  | On/Off Switch | Plug In | 0 | 0 | 0 | 0 | 0 | 0 | 0 | 0 | 0 | 0 | 0 | 014817595277 | 29.75 | 25 | 19.75 | 27.4 | 8.501 | 250 | Yes | [8 empty] | ETL Dry | cETL Dry | PORTMAN 2L TBL BLUSH BBS | 2 - Light Table Lamp |  | KT1182BBBS1.jpg | KT1182BBBS1.jpg
KT1182CBBS1 | 2 - Light Table Lamp | The Portman family of lamps from Kelly for Generation Lighting exudes post-modern charm. A white linen shade sits atop clean architectural steps with the sculptural quality of being carved from a single stone. The lamp base comes in four different ceramic glaze options - Royal Blue, Blush Pink, Arctic White or Natural Concrete - paired with Burnished Brass or Polished Nickel hardware. | PORTABLE | Portman | Portable Lamps | Natural Concrete with Burnished Brass | CTG/BBS | Concrete | White Linen Fabric | D:17" H:11" | D:5.5" |  | 2 Medium A19 9.5w |  | 2 | Yes | [14 empty] | 0 | [12 empty] | 237.48 | 474.96 | 712.44 | D:17'' H:29 1/4'' | 15 | 17 |  |  | 29.25 | [34 empty] | DP:6'' W:6'' H:1/4'' Square | 72 | Clear Silver |  | On/Off Switch | Plug In | 0 | 0 | 0 | 0 | 0 | 0 | 0 | 0 | 0 | 0 | 0 | 014817595307 | 29.75 | 25 | 19.75 | 27.4 | 8.501 | 250 | Yes | [8 empty] | ETL Dry | cETL Dry | PORTMAN 2L TBL CONCT BBS | 2 - Light Table Lamp |  | KT1182CBBS1.jpg | KT1182CBBS1.jpg
KT1182PN1 | 2 - Light Table Lamp | The Portman family of lamps from Kelly for Generation Lighting exudes post-modern charm. A white linen shade sits atop clean architectural steps with the sculptural quality of being carved from a single stone. The lamp base comes in four different ceramic glaze options - Royal Blue, Blush Pink, Arctic White or Natural Concrete - paired with Burnished Brass or Polished Nickel hardware. | PORTABLE | Portman | Portable Lamps | Arctic White with Polished Nickel | ATR/PN | Concrete | White Linen Fabric | D:17" H:11" | D:5.5" |  | 2 Medium A19 9.5w |  | 2 | Yes | [14 empty] | 0 | [12 empty] | 237.48 | 474.96 | 712.44 | D:17'' H:29 1/4'' | 15 | 17 |  |  | 29.25 | [34 empty] | DP:6'' W:6'' H:1/4'' Square | 72 | Clear Silver |  | On/Off Switch | Plug In | 0 | 0 | 0 | 0 | 0 | 0 | 0 | 0 | 0 | 0 | 0 | 014817595291 | 29.75 | 25 | 19.75 | 27.4 | 8.501 | 250 | Yes | [8 empty] | ETL Dry | cETL Dry | PORTMAN 2L TBL ARCTIC PN | 2 - Light Table Lamp |  | KT1182PN1.jpg | KT1182PN1.jpg
KT1182RBBS1 | 2 - Light Table Lamp | The Portman family of lamps from Kelly for Generation Lighting exudes post-modern charm. A white linen shade sits atop clean architectural steps with the sculptural quality of being carved from a single stone. The lamp base comes in four different ceramic glaze options - Royal Blue, Blush Pink, Arctic White or Natural Concrete - paired with Burnished Brass or Polished Nickel hardware. | PORTABLE | Portman | Portable Lamps | Royal Blue with Burnished Brass | RYL/BBS | Concrete | White Linen Fabric | D:17" H:11" | D:5.5" |  | 2 Medium A19 9.5w |  | 2 | Yes | [14 empty] | 0 | [12 empty] | 237.48 | 474.96 | 712.44 | D:17'' H:29 1/4'' | 15 | 17 |  |  | 29.25 | [34 empty] | DP:6'' W:6'' H:1/4'' Square | 72 | Clear Silver |  | On/Off Switch | Plug In | 0 | 0 | 0 | 0 | 0 | 0 | 0 | 0 | 0 | 0 | 0 | 014817595284 | 29.75 | 25 | 19.75 | 27.4 | 8.501 | 250 | Yes | [8 empty] | ETL Dry | cETL Dry | PORTMAN 2L TBL ROYAL BBS | 2 - Light Table Lamp |  | KT1182RBBS1.jpg | KT1182RBBS1.jpg
KT1201ARC1 | 1 - Light Table Lamp |  | PORTABLE | Lorne | Portable Lamps | Arctic White / Burnished Brass | ARC / BBS | Ceramic | White Linen Fabric | D:8.5" H:16.5" | D:4.75" |  | 1 Medium A19 9.5w |  | 1 | Yes | [14 empty] | 0 | [12 empty] | 129.5 | 259 | 388.5 | L:8 1/2'' W:8 1/2'' H:33'' |  |  | 8.5 | 8.5 | 33 | [34 empty] | D:7 1/8'' H:14 1/2'' Round | 72 | Clear Silver |  | On/Off Switch | Plug In | 0 | 0 | 0 | 0 | 0 | 0 | 0 | 0 | 0 | 0 | 0 | 014817604412 | 31 | 14 | 14.25 | 8.6 | 3.579 | 250 | Yes | [8 empty] | ETL Dry | cETL Dry | LORNE TBL ARCTIC WHITE | 1 - Light Table Lamp |  | KT1201ARC1.jpg | KT1201ARC1.jpg
KT1201COL1 | 1 - Light Table Lamp |  | PORTABLE | Lorne | Portable Lamps | Coal / Aged Iron | COL / AI | Ceramic | White Linen Fabric | D:8.5" H:16.5" | D:4.75" |  | 1 Medium A19 9.5w |  | 1 | Yes | [14 empty] | 0 | [12 empty] | 129.5 | 259 | 388.5 | L:8 1/2'' W:8 1/2'' H:33'' |  |  | 8.5 | 8.5 | 33 | [34 empty] | D:7 1/8'' H:14 1/2'' Round | 72 | Clear Silver |  | On/Off Switch | Plug In | 0 | 0 | 0 | 0 | 0 | 0 | 0 | 0 | 0 | 0 | 0 | 014817604429 | 31 | 14 | 14.25 | 8.7 | 3.579 | 250 | Yes | [8 empty] | ETL Dry | cETL Dry | LORNE TBL COAL | 1 - Light Table Lamp |  | KT1201COL1.jpg | KT1201COL1.jpg
KT1211ARC1 | 1 - Light Floor Lamp |  | PORTABLE | Lorne | Portable Lamps | Arctic White / Burnished Brass | ARC / BBS | Ceramic | White Linen Fabric | D:10" H:24.5" | D:5.75" |  | 1 Medium A19 9.5w |  | 1 | Yes | [14 empty] | 0 | [12 empty] | 324.5 | 649 | 973.5 | L:10 1/8'' W:10 1/8'' H:63 5/8'' |  |  | 10.125 | 10.125 | 63.625 | [34 empty] | D:10 1/8'' H:34 1/2'' Round | 72 | Clear Silver |  | On/Off Switch | Plug In | 0 | 0 | 0 | 0 | 0 | 0 | 0 | 0 | 0 | 0 | 0 | 014817604436 | 41.5 | 18.5 | 16.25 | 22.8 | 7.22 | 250 | Yes | [8 empty] | ETL Dry | cETL Dry | LORNE FLR ARCTIC WHITE | 1 - Light Floor Lamp |  | KT1211ARC1.jpg | KT1211ARC1.jpg
KT1211COL1 | 1 - Light Floor Lamp |  | PORTABLE | Lorne | Portable Lamps | Coal / Aged Iron | COL / AI | Ceramic | White Linen Fabric | D:10" H:24.5" | D:5.75" |  | 1 Medium A19 9.5w |  | 1 | Yes | [14 empty] | 0 | [12 empty] | 324.5 | 649 | 973.5 | L:10 1/8'' W:10 1/8'' H:63 5/8'' |  |  | 10.125 | 10.125 | 63.625 | [34 empty] | D:10 1/8'' H:34 1/2'' Round | 72 | Clear Silver |  | On/Off Switch | Plug In | 0 | 0 | 0 | 0 | 0 | 0 | 0 | 0 | 0 | 0 | 0 | 014817604443 | 41.5 | 18.5 | 16.25 | 22.8 | 7.22 | 250 | Yes | [8 empty] | ETL Dry | cETL Dry | LORNE FLR COAL | 1 - Light Floor Lamp |  | KT1211COL1.jpg | KT1211COL1.jpg
KT1221ARC1 | 1 - Light Short Table Lamp |  | PORTABLE | Contour | Portable Lamps | Arctic White / Burnished Brass | ARC / BBS | Ceramic | White Linen Fabric | D:18" H:12" | D:4" |  | 1 Medium A19 9.5w |  | 1 | Yes | [14 empty] | 0 | [12 empty] | 179.5 | 359 | 538.5 | L:18'' W:18'' H:26'' |  |  | 18 | 18 | 26 | [34 empty] | D:10 1/4'' H:14'' Round | 72 | Clear Silver |  | On/Off Switch | Plug In | 0 | 0 | 0 | 0 | 0 | 0 | 0 | 0 | 0 | 0 | 0 | 014817604467 | 26.75 | 16 | 15.75 | 11.1 | 3.901 | 250 | Yes | [8 empty] | ETL Dry | cETL Dry | CONTOUR SHORT TABLE ARC | 1 - Light Short Table Lamp |  | KT1221ARC1.jpg | KT1221ARC1.jpg
KT1221COL1 | 1 - Light Short Table Lamp |  | PORTABLE | Contour | Portable Lamps | Coal / Aged Iron | COL / AI | Ceramic | White Linen Fabric | D:18" H:12" | D:4" |  | 1 Medium A19 9.5w |  | 1 | Yes | [14 empty] | 0 | [12 empty] | 179.5 | 359 | 538.5 | L:18'' W:18'' H:26'' |  |  | 18 | 18 | 26 | [34 empty] | D:10 1/4'' H:14'' Round | 72 | Clear Silver |  | On/Off Switch | Plug In | 0 | 0 | 0 | 0 | 0 | 0 | 0 | 0 | 0 | 0 | 0 | 014817604450 | 27.25 | 15.75 | 15.75 | 11.2 | 3.912 | 250 | Yes | [8 empty] | ETL Dry | cETL Dry | CONTOUR SHORT TABLE COL | 1 - Light Short Table Lamp |  | KT1221COL1.jpg | KT1221COL1.jpg
KT1231ARC1 | 1 - Light Tall Table Lamp |  | PORTABLE | Contour | Portable Lamps | Arctic White / Burnished Brass | ARC / BBS | Ceramic | White Linen Fabric | D:21" H:12.5" | D:4" |  | 1 Medium A19 9.5w |  | 1 | Yes | [14 empty] | 0 | [12 empty] | 214.5 | 429 | 643.5 | L:21'' W:21'' H:31 1/2'' |  |  | 21 | 21 | 31.5 | [34 empty] | D:8 7/8'' H:19'' Round | 72 | Clear Silver |  | On/Off Switch | Plug In | 0 | 0 | 0 | 0 | 0 | 0 | 0 | 0 | 0 | 0 | 0 | 014817604481 | 31.25 | 14.25 | 15.75 | 12 | 4.059 | 250 | Yes | [8 empty] | ETL Dry | cETL Dry | CONTOUR TALL TABLE ACTIC WHITE | 1 - Light Tall Table Lamp |  | KT1231ARC1.jpg | KT1231ARC1.jpg
KT1231COL1 | 1 - Light Tall Table Lamp |  | PORTABLE | Contour | Portable Lamps | Coal / Aged Iron | COL / AI | Ceramic | White Linen Fabric | D:21" H:12.5" | D:4" |  | 1 Medium A19 9.5w |  | 1 | Yes | [14 empty] | 0 | [12 empty] | 214.5 | 429 | 643.5 | L:21'' W:21'' H:31 1/2'' |  |  | 21 | 21 | 31.5 | [34 empty] | D:8 7/8'' H:19'' Round | 72 | Clear Silver |  | On/Off Switch | Plug In | 0 | 0 | 0 | 0 | 0 | 0 | 0 | 0 | 0 | 0 | 0 | 014817604474 | 31 | 14.25 | 15.5 | 11.7 | 3.962 | 250 | Yes | [8 empty] | ETL Dry | cETL Dry | CONTOUR TALL TABLE COAL | 1 - Light Tall Table Lamp |  | KT1231COL1.jpg | KT1231COL1.jpg
KW1001BBS | 1 - Light Wall Sconce | Nodes task, ceiling and wall lighting is minimal yet bold, highlighting Kelly's distinctive juxtaposition of mixed-materiality and curvilinear form. Light radiates from milk glass globes set against metal discs. All fixtures can be used or without the discs. The cast canopy is available in Burnished Brass or Midnight Black. Hanging fixtures within this family feature black fabric cords, while pivot sconces can be cord and plug or hard wire. | WALL SCONCE | Nodes | Wall / Bath Lighting | Burnished Brass | BBS | Steel |  |  |  | Milk White Steel / Glass | 1 G9 T4 60w |  | 1 | No | [14 empty] | 0 | [12 empty] | 74.98 | 149.96 | 224.94 | W:4 3/4'' H:17 3/8'' E:4 5/8'' | 2.7 |  |  | 4.75 | 17.375 | Screw(s) |  |  |  |  | 4.625 | [25 empty] | D:4 3/4'' DP:3/4'' OB UP:8 3/8'' Round |  |  |  | 8 | Black/White |  |  | Hardwired | 0 | 0 | 0 | 0 | 0 | 0 | 0 | 0 | 0 | 0 | 0 | 014817594072 | 17.5 | 8.25 | 6.5 | 3.4 | 0.543 | 125 | Yes | [9 empty] | cETL Damp | NODES 1L SCONCE BBS | 1 - Light Wall Sconce |  | KW1001BBS.jpg | KW1001BBS.jpg
KW1001MBK | 1 - Light Wall Sconce | Nodes task, ceiling and wall lighting is minimal yet bold, highlighting Kelly's distinctive juxtaposition of mixed-materiality and curvilinear form. Light radiates from milk glass globes set against metal discs. All fixtures can be used or without the discs. The cast canopy is available in Burnished Brass or Midnight Black. Hanging fixtures within this family feature black fabric cords, while pivot sconces can be cord and plug or hard wire. | WALL SCONCE | Nodes | Wall / Bath Lighting | Midnight Black | MBK | Steel |  |  |  | Milk White Steel / Glass | 1 G9 T4 60w |  | 1 | No | [14 empty] | 0 | [12 empty] | 74.98 | 149.96 | 224.94 | W:4 3/4'' H:17 3/8'' E:4 5/8'' | 2.7 |  |  | 4.75 | 17.375 | Screw(s) |  |  |  |  | 4.625 | [25 empty] | D:4 3/4'' DP:3/4'' OB UP:8 3/8'' Round |  |  |  | 8 | Black/White |  |  | Hardwired | 0 | 0 | 0 | 0 | 0 | 0 | 0 | 0 | 0 | 0 | 0 | 014817594065 | 17.5 | 8.25 | 7.78 | 3.3 | 0.65 | 175 | Yes | [9 empty] | cETL Damp | NODES 1L SCONCE MBK | 1 - Light Wall Sconce |  | KW1001MBK.jpg | KW1001MBK.jpg
KW1021BBS | 1 - Light Pivot Wall Sconce | Nodes task, ceiling and wall lighting is minimal yet bold, highlighting Kelly's distinctive juxtaposition of mixed-materiality and curvilinear form. Light radiates from milk glass globes set against metal discs. All fixtures can be used or without the discs. The cast canopy is available in Burnished Brass or Midnight Black. Hanging fixtures within this family feature black fabric cords, while pivot sconces can be cord and plug or hard wire. | WALL SCONCE | Nodes | Wall / Bath Lighting | Burnished Brass | BBS | Steel |  |  |  | Milk White Steel / Glass | 1 G9 T4 60w |  | 1 | No | [14 empty] | 0 | [12 empty] | 117.98 | 235.96 | 353.94 | W:6'' H:23 5/8'' E:18 3/4'' | 3.5 |  |  | 6 | 23.625 | Screw(s) |  |  |  |  | 18.75 | [25 empty] | D:4 3/4'' DP:3/4'' OB UP:6 3/8'' Round |  |  |  | 96 | Clear Silver |  | On/Off Switch | Hardwired or Plug In | 0 | 0 | 0 | 0 | 0 | 0 | 0 | 0 | 0 | 0 | 0 | 014817595246 | 20.75 | 13.25 | 7 | 5.1 | 1.114 | 175 | Yes | [9 empty] | cETL Damp | NODES 1L PIVOT SCNC BBS | 1 - Light Pivot Wall Sconce |  | KW1021BBS.jpg | KW1021BBS.jpg
KW1021MBK | 1 - Light Pivot Wall Sconce | Nodes task, ceiling and wall lighting is minimal yet bold, highlighting Kelly's distinctive juxtaposition of mixed-materiality and curvilinear form. Light radiates from milk glass globes set against metal discs. All fixtures can be used or without the discs. The cast canopy is available in Burnished Brass or Midnight Black. Hanging fixtures within this family feature black fabric cords, while pivot sconces can be cord and plug or hard wire. | WALL SCONCE | Nodes | Wall / Bath Lighting | Midnight Black | MBK | Steel |  |  |  | Milk White Steel / Glass | 1 G9 T4 60w |  | 1 | No | [14 empty] | 0 | [12 empty] | 117.98 | 235.96 | 353.94 | W:6'' H:23 5/8'' E:18 3/4'' | 3.5 |  |  | 6 | 23.625 | Screw(s) |  |  |  |  | 18.75 | [25 empty] | D:4 3/4'' DP:3/4'' OB UP:6 3/8'' Round |  |  |  | 96 | Black |  | On/Off Switch | Hardwired or Plug In | 0 | 0 | 0 | 0 | 0 | 0 | 0 | 0 | 0 | 0 | 0 | 014817595239 | 21.75 | 13.25 | 6.75 | 5.2 | 1.126 | 175 | Yes | [9 empty] | cETL Damp | NODES 1L PIVOT SCNC MBK | 1 - Light Pivot Wall Sconce |  | KW1021MBK.jpg | KW1021MBK.jpg
KW1031BBS | 1 - Light Large Pivot Wall Sconce | Nodes task, ceiling and wall lighting is minimal yet bold, highlighting Kelly's distinctive juxtaposition of mixed-materiality and curvilinear form. Light radiates from milk glass globes set against metal discs. All fixtures can be used or without the discs. The cast canopy is available in Burnished Brass or Midnight Black. Hanging fixtures within this family feature black fabric cords, while pivot sconces can be cord and plug or hard wire. | WALL SCONCE | Nodes | Wall / Bath Lighting | Burnished Brass | BBS | Steel |  |  |  | Milk White Steel / Glass | 1 G9 T4 60w |  | 1 | No | [14 empty] | 0 | [12 empty] | 199.98 | 399.96 | 599.94 | W:8'' H:48 3/8'' E:19 7/8'' | 4.3 |  |  | 8 | 48.375 | Screw(s) |  |  |  |  | 19.875 | [25 empty] | D:4 3/4'' DP:3/4'' OB UP:43 3/4'' Round |  |  |  | 96 | Clear Silver |  | On/Off Switch | Hardwired or Plug In | 0 | 0 | 0 | 0 | 0 | 0 | 0 | 0 | 0 | 0 | 0 | 014817595260 | 50.25 | 20.25 | 7.5 | 11.7 | 4.417 | 250 | Yes | [9 empty] | cETL Damp | NODES 1L LG PVT SCNC BBS | 1 - Light Large Pivot Wall Sconce |  | KW1031BBS.jpg | KW1031BBS.jpg
KW1031MBK | 1 - Light Large Pivot Wall Sconce | Nodes task, ceiling and wall lighting is minimal yet bold, highlighting Kelly's distinctive juxtaposition of mixed-materiality and curvilinear form. Light radiates from milk glass globes set against metal discs. All fixtures can be used or without the discs. The cast canopy is available in Burnished Brass or Midnight Black. Hanging fixtures within this family feature black fabric cords, while pivot sconces can be cord and plug or hard wire. | WALL SCONCE | Nodes | Wall / Bath Lighting | Midnight Black | MBK | Steel |  |  |  | Milk White Steel / Glass | 1 G9 T4 60w |  | 1 | No | [14 empty] | 0 | [12 empty] | 199.98 | 399.96 | 599.94 | W:8'' H:48 3/8'' E:19 7/8'' | 4.3 |  |  | 8 | 48.375 | Screw(s) |  |  |  |  | 19.875 | [25 empty] | D:4 3/4'' DP:3/4'' OB UP:43 3/4'' Round |  |  |  | 96 | Black |  | On/Off Switch | Hardwired or Plug In | 0 | 0 | 0 | 0 | 0 | 0 | 0 | 0 | 0 | 0 | 0 | 014817595253 | 50.25 | 20.25 | 7.5 | 11.7 | 4.417 | 250 | Yes | [9 empty] | cETL Damp | NODES 1L LG PVT SCNC MBK | 1 - Light Large Pivot Wall Sconce |  | KW1031MBK.jpg | KW1031MBK.jpg
KW1041BBS | 1 - Light Angled Wall Sconce | Nodes task, ceiling and wall lighting is minimal yet bold, highlighting Kelly's distinctive juxtaposition of mixed-materiality and curvilinear form. Light radiates from milk glass globes set against metal discs. All fixtures can be used or without the discs. The cast canopy is available in Burnished Brass or Midnight Black. Hanging fixtures within this family feature black fabric cords, while pivot sconces can be cord and plug or hard wire. | WALL SCONCE | Nodes | Wall / Bath Lighting | Burnished Brass | BBS | Steel |  |  |  | Milk White Steel / Glass | 1 G9 T4 60w |  | 1 | No | [14 empty] | 0 | [12 empty] | 74.98 | 149.96 | 224.94 | W:8'' H:7 5/8'' E:5 1/2'' | 1.8 |  |  | 8 | 7.625 | Screw(s) |  |  |  |  | 5.5 | [25 empty] | D:5 1/4'' DP:1/8'' OB UP:3 7/8'' Round |  |  |  | 8 | Black/White |  |  | Hardwired | 0 | 0 | 0 | 0 | 0 | 0 | 0 | 0 | 0 | 0 | 0 | 014817594119 | 12.75 | 9.75 | 7 | 3.5 | 0.504 | 125 | Yes | [9 empty] | cETL Damp | NODES 1L ANGLD SCNC BBS | 1 - Light Angled Wall Sconce |  | KW1041BBS.jpg | KW1041BBS.jpg
KW1041MBK | 1 - Light Angled Wall Sconce | Nodes task, ceiling and wall lighting is minimal yet bold, highlighting Kelly's distinctive juxtaposition of mixed-materiality and curvilinear form. Light radiates from milk glass globes set against metal discs. All fixtures can be used or without the discs. The cast canopy is available in Burnished Brass or Midnight Black. Hanging fixtures within this family feature black fabric cords, while pivot sconces can be cord and plug or hard wire. | WALL SCONCE | Nodes | Wall / Bath Lighting | Midnight Black | MBK | Steel |  |  |  | Milk White Steel / Glass | 1 G9 T4 60w |  | 1 | No | [14 empty] | 0 | [12 empty] | 74.98 | 149.96 | 224.94 | W:8'' H:7 5/8'' E:5 1/2'' | 1.8 |  |  | 8 | 7.625 | Screw(s) |  |  |  |  | 5.5 | [25 empty] | D:5 1/4'' DP:1/8'' OB UP:3 7/8'' Round |  |  |  | 8 | Black/White |  |  | Hardwired | 0 | 0 | 0 | 0 | 0 | 0 | 0 | 0 | 0 | 0 | 0 | 014817594102 | 12.5 | 9.75 | 7 | 3.5 | 0.494 | 125 | Yes | [9 empty] | cETL Damp | NODES 1L ANGLD SCNC MBK | 1 - Light Angled Wall Sconce |  | KW1041MBK.jpg | KW1041MBK.jpg
KW1051AI | 1 - Light Short Wall Sconce | The Nuance product family from Kelly for Generation Lighting features clean architectural metal detailing and the dynamic beauty of cast glass. The 1/4" thick clear glass stems from a suspended frame with an exposed fabric cord. The canopy comes in Polished Nickel or Aged Iron, the living finish. Whether for ceiling, floor or task lighting, Nuance brings a great, contemporary look to any space. With its unique silhouette, the floor lamp has the appeal of the classic hour glass. | WALL SCONCE | Nuance | Wall / Bath Lighting | Aged Iron | AI | Steel |  |  |  | Clear Glass | 1 Medium T10 60w |  | 1 | No | [14 empty] | 0 | [12 empty] | 137.48 | 274.96 | 412.44 | W:8 3/4'' H:20 7/8'' E:9 1/4'' | 5.5 |  |  | 8.75 | 20.875 | Screw(s) |  |  |  |  | 9.25 | [25 empty] | D:6'' DP:7/8'' OB UP:3'' Round |  |  |  | 8 | Black |  |  | Hardwired | 0 | 0 | 0 | 0 | 0 | 0 | 0 | 0 | 0 | 0 | 0 | 014817594249 | 23.5 | 10.78 | 10.5 | 8.5 | 1.539 | 175 | Yes | [9 empty] | cETL Damp | NUANCE 1L SHORT SCNC AI | 1 - Light Short Wall Sconce |  | KW1051AI.jpg | KW1051AI.jpg
KW1051PN | 1 - Light Short Wall Sconce | The Nuance product family from Kelly for Generation Lighting features clean architectural metal detailing and the dynamic beauty of cast glass. The 1/4" thick clear glass stems from a suspended frame with an exposed fabric cord. The canopy comes in Polished Nickel or Aged Iron, the living finish. Whether for ceiling, floor or task lighting, Nuance brings a great, contemporary look to any space. With its unique silhouette, the floor lamp has the appeal of the classic hour glass. | WALL SCONCE | Nuance | Wall / Bath Lighting | Polished Nickel | PN | Steel |  |  |  | Clear Glass | 1 Medium T10 60w |  | 1 | No | [14 empty] | 0 | [12 empty] | 137.48 | 274.96 | 412.44 | W:8 3/4'' H:20 7/8'' E:9 1/4'' | 5.5 |  |  | 8.75 | 20.875 | Screw(s) |  |  |  |  | 9.25 | [25 empty] | D:6'' DP:7/8'' OB UP:3'' Round |  |  |  | 8 | Black |  |  | Hardwired | 0 | 0 | 0 | 0 | 0 | 0 | 0 | 0 | 0 | 0 | 0 | 014817594256 | 23.5 | 11 | 10.25 | 9.6 | 1.533 | 125 | Yes | [9 empty] | cETL Damp | NUANCE 1L SHORT SCNC PN | 1 - Light Short Wall Sconce |  | KW1051PN.jpg | KW1051PN.jpg
KW1061AI | 1 - Light Wall Sconce | The Nuance product family from Kelly for Generation Lighting features clean architectural metal detailing and the dynamic beauty of cast glass. The 1/4" thick clear glass stems from a suspended frame with an exposed fabric cord. The canopy comes in Polished Nickel or Aged Iron, the living finish. Whether for ceiling, floor or task lighting, Nuance brings a great, contemporary look to any space. With its unique silhouette, the floor lamp has the appeal of the classic hour glass. | WALL SCONCE | Nuance | Wall / Bath Lighting | Aged Iron | AI | Steel |  |  |  | Clear Glass | 1 Medium T10 60w |  | 1 | No | [14 empty] | 0 | [12 empty] | 118.98 | 237.96 | 356.94 | W:8'' H:22 1/2'' E:8 1/2'' | 6.9 |  |  | 8 | 22.5 | Screw(s) |  |  |  |  | 8.5 | [25 empty] | D:6'' DP:7/8'' OB UP:3'' Round |  |  |  | 8 | Black |  |  | Hardwired | 0 | 0 | 0 | 0 | 0 | 0 | 0 | 0 | 0 | 0 | 0 | 014817594263 | 24.5 | 9.78 | 9 | 7.6 | 1.248 | 125 | Yes | [9 empty] | cETL Damp | NUANCE 1L SCONCE AI | 1 - Light Wall Sconce |  | KW1061AI.jpg | KW1061AI.jpg
KW1061PN | 1 - Light Wall Sconce | The Nuance product family from Kelly for Generation Lighting features clean architectural metal detailing and the dynamic beauty of cast glass. The 1/4" thick clear glass stems from a suspended frame with an exposed fabric cord. The canopy comes in Polished Nickel or Aged Iron, the living finish. Whether for ceiling, floor or task lighting, Nuance brings a great, contemporary look to any space. With its unique silhouette, the floor lamp has the appeal of the classic hour glass. | WALL SCONCE | Nuance | Wall / Bath Lighting | Polished Nickel | PN | Steel |  |  |  | Clear Glass | 1 Medium T10 60w |  | 1 | No | [14 empty] | 0 | [12 empty] | 118.98 | 237.96 | 356.94 | W:8'' H:22 1/2'' E:8 1/2'' | 6.9 |  |  | 8 | 22.5 | Screw(s) |  |  |  |  | 8.5 | [25 empty] | D:6'' DP:7/8'' OB UP:3'' Round |  |  |  | 8 | Black |  |  | Hardwired | 0 | 0 | 0 | 0 | 0 | 0 | 0 | 0 | 0 | 0 | 0 | 014817594270 | 24.5 | 10 | 9 | 7.4 | 1.276 | 175 | Yes | [9 empty] | cETL Damp | NUANCE 1L SCONCE PN | 1 - Light Wall Sconce |  | KW1061PN.jpg | KW1061PN.jpg
KWL1012BBS | 2 - Light Wall Sconce | Nodes task, ceiling and wall lighting is minimal yet bold, highlighting Kelly's distinctive juxtaposition of mixed-materiality and curvilinear form. Light radiates from milk glass globes set against metal discs. All fixtures can be used or without the discs. The cast canopy is available in Burnished Brass or Midnight Black. Hanging fixtures within this family feature black fabric cords, while pivot sconces can be cord and plug or hard wire. | WALL SCONCE | Nodes | Wall / Bath Lighting | Burnished Brass | BBS | Steel |  |  |  | Milk White Steel / Glass | 2 G9 T4 60w |  | 2 | No | [14 empty] | 0 | [12 empty] | 112.48 | 224.96 | 337.44 | W:4 3/4'' H:23 5/8'' E:4 5/8'' | 3.8 |  |  | 4.75 | 23.625 | Screw(s) |  |  |  |  | 4.625 | [25 empty] | D:4 3/4'' DP:3/4'' OB UP:10'' Round |  |  |  | 8 | Black/White |  |  | Hardwired | 0 | 0 | 0 | 0 | 0 | 0 | 0 | 0 | 0 | 0 | 0 | 014817594096 | 21.75 | 8.25 | 6.5 | 4.9 | 0.675 | 125 | Yes | [9 empty] | cETL Damp | NODES 2L SCONCE BBS | 2 - Light Wall Sconce |  | KWL1012BBS.jpg | KWL1012BBS.jpg
KWL1012MBK | 2 - Light Wall Sconce | Nodes task, ceiling and wall lighting is minimal yet bold, highlighting Kelly's distinctive juxtaposition of mixed-materiality and curvilinear form. Light radiates from milk glass globes set against metal discs. All fixtures can be used or without the discs. The cast canopy is available in Burnished Brass or Midnight Black. Hanging fixtures within this family feature black fabric cords, while pivot sconces can be cord and plug or hard wire. | WALL SCONCE | Nodes | Wall / Bath Lighting | Midnight Black | MBK | Steel |  |  |  | Milk White Steel / Glass | 2 G9 T4 60w |  | 2 | No | [14 empty] | 0 | [12 empty] | 112.48 | 224.96 | 337.44 | W:4 3/4'' H:23 5/8'' E:4 5/8'' | 3.8 |  |  | 4.75 | 23.625 | Screw(s) |  |  |  |  | 4.625 | [25 empty] | D:4 3/4'' DP:3/4'' OB UP:10'' Round |  |  |  | 8 | Black/White |  |  | Hardwired | 0 | 0 | 0 | 0 | 0 | 0 | 0 | 0 | 0 | 0 | 0 | 014817594089 | 21.75 | 8.25 | 7.25 | 4.9 | 0.753 | 125 | Yes | [9 empty] | cETL Damp | NODES 2L SCONCE MBK | 2 - Light Wall Sconce |  | KWL1012MBK.jpg | KWL1012MBK.jpg
LC1006PN | 6 - Light Chandelier |  | CHANDELIERS | Katie | Chandeliers | Polished Nickel / Black Leather | PN / BKL | Steel | White Linen Fabric | D:5.5"L:5.5" W:5.5" H:4.75" | D:4"L:4" W:4" |  | 6 Candelabra Torpedo 60w |  | 6 | No | [14 empty] | 0 |  |  |  |  | Clear Silver | [6 empty] | 45 | 424.5 | 849 | 1273.5 | L:32'' W:32'' H:24 3/8'' O:198 3/8'' |  |  | 32 | 32 | 24.375 | Screw Collar - Chain |  |  | 198.375 | [26 empty] | D:5 1/2'' H:1'' Round |  |  |  |  | 180 | Clear Silver | 60 |  | Hardwired | 0 | 0 | 0 | 0 | 0 | 0 | 0 | 0 | 0 | 0 | 0 | 014817599305 | 31.5 | 31.5 | 11.75 | 25.9 | 6.747 | 250 | Yes | [9 empty] | cETL Damp | KATIE 6L CHANDELIER PN | 6 - Light Chandelier |  | LC1006PN.jpg | LC1006PN.jpg
LC1006TWB | 6 - Light Chandelier |  | CHANDELIERS | Katie | Chandeliers | Time Worn Brass / Saddle Leather | TWB / SDL | Steel | White Linen Fabric | D:5.5"L:5.5" W:5.5" H:4.75" | D:4"L:4" W:4" |  | 6 Candelabra Torpedo 60w |  | 6 | No | [14 empty] | 0 |  |  |  |  | Clear Silver | [6 empty] | 45 | 424.5 | 849 | 1273.5 | L:32'' W:32'' H:24 3/8'' O:198 3/8'' |  |  | 32 | 32 | 24.375 | Screw Collar - Chain |  |  | 198.375 | [26 empty] | D:5 1/2'' H:1'' Round |  |  |  |  | 180 | Clear Silver | 60 |  | Hardwired | 0 | 0 | 0 | 0 | 0 | 0 | 0 | 0 | 0 | 0 | 0 | 014817599312 | 32.25 | 31.25 | 12 | 25.4 | 6.999 | 250 | Yes | [9 empty] | cETL Damp | KATIE 6L CHANDELIER TWB | 6 - Light Chandelier |  | LC1006TWB.jpg | LC1006TWB.jpg
LC1018PN | 8 - Light Chandelier |  | CHANDELIERS | Katie | Chandeliers | Polished Nickel / Black Leather | PN / BKL | Steel | White Linen Fabric | D:5.5"L:5.5" W:5.5" H:4.75" | D:4"L:4" W:4" |  | 8 Candelabra Torpedo 60w |  | 8 | No | [14 empty] | 0 |  |  |  |  | Clear Silver | [6 empty] | 45 | 599.5 | 1199 | 1798.5 | L:48'' W:48'' H:29 1/4'' O:203 1/4'' |  |  | 48 | 48 | 29.25 | Screw Collar - Chain |  |  | 203.25 | [26 empty] | D:5 1/2'' H:1'' Round |  |  |  |  | 180 | Clear Silver | 60 |  | Hardwired | 0 | 0 | 0 | 0 | 0 | 0 | 0 | 0 | 0 | 0 | 0 | 014817599329 | 45 | 45 | 12 | 45.1 | 14.063 | 250 | Yes | [9 empty] | cETL Damp | KATIE 8L CHANDELIER PN | 8 - Light Chandelier |  | LC1018PN.jpg | LC1018PN.jpg
LC1018TWB | 8 - Light Chandelier |  | CHANDELIERS | Katie | Chandeliers | Time Worn Brass / Saddle Leather | TWB / SDL | Steel | White Linen Fabric | D:5.5"L:5.5" W:5.5" H:4.75" | D:4"L:4" W:4" |  | 8 Candelabra Torpedo 60w |  | 8 | No | [14 empty] | 0 |  |  |  |  | Clear Silver | [6 empty] | 45 | 599.5 | 1199 | 1798.5 | L:48'' W:48'' H:29 1/4'' O:203 1/4'' |  |  | 48 | 48 | 29.25 | Screw Collar - Chain |  |  | 203.25 | [26 empty] | D:5 1/2'' H:1'' Round |  |  |  |  | 180 | Clear Silver | 60 |  | Hardwired | 0 | 0 | 0 | 0 | 0 | 0 | 0 | 0 | 0 | 0 | 0 | 014817599336 | 45 | 45 | 12 | 45.1 | 14.063 | 250 | Yes | [9 empty] | cETL Damp | KATIE 8L CHANDELIER TWB | 8 - Light Chandelier |  | LC1018TWB.jpg | LC1018TWB.jpg
LC1028PN | 8 - Light Linear Chandelier |  | CHANDELIERS | Katie | Chandeliers | Polished Nickel / Black Leather | PN / BKL | Steel | White Linen Fabric | D:5.5"L:5.5" W:5.5" H:4.75" | D:4"L:4" W:4" |  | 8 Candelabra Torpedo 60w |  | 8 | No | [14 empty] | 0 |  |  |  |  | Clear Silver | [6 empty] | 45 | 449.5 | 899 | 1348.5 | L:48 7/8'' W:16 3/4'' H:26'' O:196 3/4'' |  |  | 48.875 | 16.75 | 26 | Screw Collar - Stem |  |  | 196.75 | 24.75 - 70.75 | [25 empty] | D:5 1/2'' H:1'' Round |  |  |  |  | 180 | Clear Silver |  |  | Hardwired | 0 | 0 | 0 | 0 | 0 | 0 | 0 | 0 | 0 | 0 | 0 | 014817599343 | 48.75 | 17.25 | 11.5 | 24.6 | 5.597 | 175 | Yes | [9 empty] | cETL Damp | KATIE 8L LINEAR CHAND PN | 8 - Light Linear Chandelier |  | LC1028PN.jpg | LC1028PN.jpg
LC1028TWB | 8 - Light Linear Chandelier |  | CHANDELIERS | Katie | Chandeliers | Time Worn Brass / Saddle Leather | TWB / SDL | Steel | White Linen Fabric | D:5.5"L:5.5" W:5.5" H:4.75" | D:4"L:4" W:4" |  | 8 Candelabra Torpedo 60w |  | 8 | No | [14 empty] | 0 |  |  |  |  | Clear Silver | [6 empty] | 45 | 449.5 | 899 | 1348.5 | L:48 7/8'' W:16 3/4'' H:26'' O:196 3/4'' |  |  | 48.875 | 16.75 | 26 | Screw Collar - Stem |  |  | 196.75 | 24.75 - 70.75 | [25 empty] | D:5 1/2'' H:1'' Round |  |  |  |  | 180 | Clear Silver |  |  | Hardwired | 0 | 0 | 0 | 0 | 0 | 0 | 0 | 0 | 0 | 0 | 0 | 014817599350 | 49 | 17.25 | 11.5 | 24.5 | 5.625 | 175 | Yes | [9 empty] | cETL Damp | KATIE 8L LINEAR CHAND TWB | 8 - Light Linear Chandelier |  | LC1028TWB.jpg | LC1028TWB.jpg
LC1038PN | 8 - Light Chandelier |  | CHANDELIERS | Flynn | Chandeliers | Polished Nickel | PN | Steel | Clear Glass | D:2.75"L:2.75" W:2.75" H:6.375" |  |  | 8 Candelabra Torpedo 60w |  | 8 | No | [14 empty] | 0 |  |  |  |  | Clear Silver | [6 empty] | 22 | 599.5 | 1199 | 1798.5 | L:40'' W:40'' H:18 3/8'' O:187 7/8'' | 13.5 |  | 40 | 40 | 18.375 | Universal Mounting Plate |  |  | 187.875 | 25.875 - 73.875 | [25 empty] | D:5 1/2'' H:1'' Round |  |  |  |  | 180 | Clear Silver |  |  | Hardwired | 0 | 0 | 0 | 0 | 0 | 0 | 0 | 0 | 0 | 0 | 0 | 014817599503 | 32 | 32 | 19.25 | 29.6 | 11.407 | 250 | Yes | [9 empty] | cETL Damp | FLYNN 8L CHANDELIER PN | 8 - Light Chandelier |  | LC1038PN.jpg | LC1038PN.jpg
LC1038TWB | 8 - Light Chandelier |  | CHANDELIERS | Flynn | Chandeliers | Time Worn Brass | TWB | Steel | Clear Glass | D:2.75"L:2.75" W:2.75" H:6.375" |  |  | 8 Candelabra Torpedo 60w |  | 8 | No | [14 empty] | 0 |  |  |  |  | Clear Silver | [6 empty] | 22 | 599.5 | 1199 | 1798.5 | L:40'' W:40'' H:18 3/8'' O:187 7/8'' | 13.5 |  | 40 | 40 | 18.375 | Universal Mounting Plate |  |  | 187.875 | 25.875 - 73.875 | [25 empty] | D:5 1/2'' H:1'' Round |  |  |  |  | 180 | Clear Silver |  |  | Hardwired | 0 | 0 | 0 | 0 | 0 | 0 | 0 | 0 | 0 | 0 | 0 | 014817599510 | [16 empty] | cETL Damp | FLYNN 8L CHANDELIER TWB | 8 - Light Chandelier |  | LC1038TWB.jpg | LC1038TWB.jpg
LC1046PN | 6 - Light Chandelier |  | CHANDELIERS | Flynn | Chandeliers | Polished Nickel | PN | Steel | Clear Glass | D:2.75"L:2.75" W:2.75" H:6.5" |  |  | 6 Candelabra Torpedo 60w |  | 6 | No | [14 empty] | 0 |  |  |  |  | Clear Silver | [6 empty] | 22 | 599.5 | 1199 | 1798.5 | L:40'' W:40'' H:44 1/8'' O:213 5/8'' | 20.6 |  | 40 | 40 | 44.125 | Universal Mounting Plate |  |  | 213.625 | 51.625 - 99.625 | [25 empty] | D:5 1/2'' H:1'' Round |  |  |  |  | 180 | Clear Silver |  |  | Hardwired | 0 | 0 | 0 | 0 | 0 | 0 | 0 | 0 | 0 | 0 | 0 | 014817599527 | 33 | 47 | 29.5 | 52.5 | 26.478 | 250 | No | [9 empty] | cETL Damp | FLYNN 6L CHANDELIER PN | 6 - Light Chandelier |  | LC1046PN.jpg | LC1046PN.jpg
LC1046TWB | 6 - Light Chandelier |  | CHANDELIERS | Flynn | Chandeliers | Time Worn Brass | TWB | Steel | Clear Glass | D:2.75"L:2.75" W:2.75" H:6.5" |  |  | 6 Candelabra Torpedo 60w |  | 6 | No | [14 empty] | 0 |  |  |  |  | Clear Silver | [6 empty] | 22 | 599.5 | 1199 | 1798.5 | L:40'' W:40'' H:44 1/8'' O:213 5/8'' | 20.6 |  | 40 | 40 | 44.125 | Universal Mounting Plate |  |  | 213.625 | 51.625 - 99.625 | [25 empty] | D:5 1/2'' H:1'' Round |  |  |  |  | 180 | Clear Silver |  |  | Hardwired | 0 | 0 | 0 | 0 | 0 | 0 | 0 | 0 | 0 | 0 | 0 | 014817599534 | [16 empty] | cETL Damp | FLYNN 6L CHANDELIER TWB | 6 - Light Chandelier |  | LC1046TWB.jpg | LC1046TWB.jpg
LC1053PN | 3 - Light Chandelier |  | CHANDELIERS | Flynn | Chandeliers | Polished Nickel | PN | Steel | Clear Glass | D:2.75"L:2.75" W:2.75" H:6.5" |  |  | 3 Candelabra Torpedo 60w |  | 3 | No | [14 empty] | 0 |  |  |  |  | Clear Silver | [6 empty] | 22 | 289.5 | 579 | 868.5 | L:40'' W:40'' H:24 7/8'' O:194 3/8'' | 10.3 |  | 40 | 40 | 24.875 | Universal Mounting Plate |  |  | 194.375 | 32.375 - 80.375 | [25 empty] | D:5 1/2'' H:1'' Round |  |  |  |  | 180 | Clear Silver |  |  | Hardwired | 0 | 0 | 0 | 0 | 0 | 0 | 0 | 0 | 0 | 0 | 0 | 014817599541 | 31.75 | 27.25 | 12.5 | 23.9 | 6.259 | 250 | Yes | [9 empty] | cETL Damp | FLYNN 3L CHANDELIER PN | 3 - Light Chandelier |  | LC1053PN.jpg | LC1053PN.jpg
LC1053TWB | 3 - Light Chandelier |  | CHANDELIERS | Flynn | Chandeliers | Time Worn Brass | TWB | Steel | Clear Glass | D:2.75"L:2.75" W:2.75" H:6.5" |  |  | 3 Candelabra Torpedo 60w |  | 3 | No | [14 empty] | 0 |  |  |  |  | Clear Silver | [6 empty] | 22 | 289.5 | 579 | 868.5 | L:40'' W:40'' H:24 7/8'' O:194 3/8'' | 10.3 |  | 40 | 40 | 24.875 | Universal Mounting Plate |  |  | 194.375 | 32.375 - 80.375 | [25 empty] | D:5 1/2'' H:1'' Round |  |  |  |  | 180 | Clear Silver |  |  | Hardwired | 0 | 0 | 0 | 0 | 0 | 0 | 0 | 0 | 0 | 0 | 0 | 014817599558 | [16 empty] | cETL Damp | FLYNN 3L CHANDELIER TWB | 3 - Light Chandelier |  | LC1053twb.jpg | LC1053twb.jpg
LC1069PN | 9 - Light Chandelier |  | CHANDELIERS | Robert | Chandeliers | Polished Nickel / Clear Acrylic | PN / Glass | Steel | White Paper | D:7.5"L:7.5" W:7.5" H:5.5" | D:2.125"L:2.125" W:2.125" |  | 9 Candelabra Torpedo 60w |  | 9 | No | [14 empty] | 0 |  |  |  |  | Clear Silver | [6 empty] | 45 | 549.5 | 1099 | 1648.5 | L:36 1/2'' W:36 1/2'' H:35 1/4'' O:209 1/4'' | 17.16 |  | 36.5 | 36.5 | 35.25 | Screw Collar - Chain |  |  | 209.25 | [26 empty] | D:5 1/4'' H:7/8'' Round |  |  |  |  | 180 | Clear Silver | 60 |  | Hardwired | 0 | 0 | 0 | 0 | 0 | 0 | 0 | 0 | 0 | 0 | 0 | 014817599688 | 33.5 | 30 | 22.75 | 32.7 | 13.231 | 250 | Yes | [9 empty] | cETL Damp | ROBERT 9L CHANDELIER PN | 9 - Light Chandelier |  | LC1069PN.jpg | LC1069PN.jpg
LC1069TWB | 9 - Light Chandelier |  | CHANDELIERS | Robert | Chandeliers | Time Worn Brass / Clear Acrylic | TWB / Glass | Steel | White Paper | D:7.5"L:7.5" W:7.5" H:5.5" | D:2.125"L:2.125" W:2.125" |  | 9 Candelabra Torpedo 60w |  | 9 | No | [14 empty] | 0 |  |  |  |  | Clear Silver | [6 empty] | 45 | 549.5 | 1099 | 1648.5 | L:36 1/2'' W:36 1/2'' H:35 1/4'' O:209 1/4'' | 17.16 |  | 36.5 | 36.5 | 35.25 | Screw Collar - Chain |  |  | 209.25 | [26 empty] | D:5 1/4'' H:7/8'' Round |  |  |  |  | 180 | Clear Silver | 60 |  | Hardwired | 0 | 0 | 0 | 0 | 0 | 0 | 0 | 0 | 0 | 0 | 0 | 014817599695 | [16 empty] | cETL Damp | ROBERT 9L CHANDELIER TWB | 9 - Light Chandelier |  | LC1069TWB.jpg | LC1069TWB.jpg
LC1076PN | 6 - Light Chandelier |  | CHANDELIERS | Robert | Chandeliers | Polished Nickel / Clear Acrylic | PN / Glass | Steel | White Paper | D:7.5"L:7.5" W:7.5" H:5.5" | D:2.125"L:2.125" W:2.125" |  | 6 Candelabra Torpedo 60w |  | 6 | No | [14 empty] | 0 |  |  |  |  | Clear Silver | [6 empty] | 45 | 364.5 | 729 | 1093.5 | L:32'' W:32'' H:24 1/8'' O:198 1/8'' | 10.5 |  | 32 | 32 | 24.125 | Screw Collar - Chain |  |  | 198.125 | [26 empty] | D:5 1/4'' H:7/8'' Round |  |  |  |  | 180 | Clear Silver | 60 |  | Hardwired | 0 | 0 | 0 | 0 | 0 | 0 | 0 | 0 | 0 | 0 | 0 | 014817599701 | 29.5 | 26.25 | 11.25 | 19.7 | 5.042 | 250 | Yes | [9 empty] | cETL Damp | ROBERT 6L CHANDELIER PN | 6 - Light Chandelier |  | LC1076PN.jpg | LC1076PN.jpg
LC1076TWB | 6 - Light Chandelier |  | CHANDELIERS | Robert | Chandeliers | Time Worn Brass / Clear Acrylic | TWB / Glass | Steel | White Paper | D:7.5"L:7.5" W:7.5" H:5.5" | D:2.125"L:2.125" W:2.125" |  | 6 Candelabra Torpedo 60w |  | 6 | No | [14 empty] | 0 |  |  |  |  | Clear Silver | [6 empty] | 45 | 364.5 | 729 | 1093.5 | L:32'' W:32'' H:24 1/8'' O:198 1/8'' | 10.5 |  | 32 | 32 | 24.125 | Screw Collar - Chain |  |  | 198.125 | [26 empty] | D:5 1/4'' H:7/8'' Round |  |  |  |  | 180 | Clear Silver | 60 |  | Hardwired | 0 | 0 | 0 | 0 | 0 | 0 | 0 | 0 | 0 | 0 | 0 | 014817599718 | 32 | 28.5 | 14.5 | 2.5 | 7.653 | 400 | Yes | [9 empty] | cETL Damp | ROBERT 6L CHANDELIER TWB | 6 - Light Chandelier |  | LC1076TWB.jpg | LC1076TWB.jpg
LC1083PN | 3 - Light Chandelier |  | CHANDELIERS | Robert | Chandeliers | Polished Nickel / Clear Acrylic | PN / Glass | Steel | White Paper | D:7.5"L:7.5" W:7.5" H:5.5" | D:2.125"L:2.125" W:2.125" |  | 3 Candelabra Torpedo 60w |  | 3 | No | [14 empty] | 0 |  |  |  |  | Clear Silver | [6 empty] | 45 | 179.5 | 359 | 538.5 | L:19 1/8'' W:19 1/8'' H:24 1/8'' O:198 1/8'' | 5.7 |  | 19.125 | 19.125 | 24.125 | Screw Collar - Chain |  |  | 198.125 | [26 empty] | D:5 1/4'' H:7/8'' Round |  |  |  |  | 180 | Clear Silver | 60 |  | Hardwired | 0 | 0 | 0 | 0 | 0 | 0 | 0 | 0 | 0 | 0 | 0 | 014817599725 | 33 | 15.25 | 13 | 13.1 | 3.786 | 250 | Yes | [9 empty] | cETL Damp | ROBERT 3L CHANDELIER PN | 3 - Light Chandelier |  | LC1083PN.jpg | LC1083PN.jpg
LC1083TWB | 3 - Light Chandelier |  | CHANDELIERS | Robert | Chandeliers | Time Worn Brass / Clear Acrylic | TWB / Glass | Steel | White Paper | D:7.5"L:7.5" W:7.5" H:5.5" | D:2.125"L:2.125" W:2.125" |  | 3 Candelabra Torpedo 60w |  | 3 | No | [14 empty] | 0 |  |  |  |  | Clear Silver | [6 empty] | 45 | 179.5 | 359 | 538.5 | L:19 1/8'' W:19 1/8'' H:24 1/8'' O:198 1/8'' | 5.7 |  | 19.125 | 19.125 | 24.125 | Screw Collar - Chain |  |  | 198.125 | [26 empty] | D:5 1/4'' H:7/8'' Round |  |  |  |  | 180 | Clear Silver | 60 |  | Hardwired | 0 | 0 | 0 | 0 | 0 | 0 | 0 | 0 | 0 | 0 | 0 | 014817599732 | 33 | 15.25 | 13.25 | 13.2 | 3.859 | 250 | Yes | [9 empty] | cETL Damp | ROBERT 3L CHANDELIER TWB | 3 - Light Chandelier |  | LC1083TWB.jpg | LC1083TWB.jpg
LC1126PN | 6 - Light Chandelier |  | CHANDELIERS | Jake | Chandeliers | Polished Nickel / Clear Acrylic | PN / Glass | Steel | White Cotton Fabric | D:5.875"L:5.875" W:5.875" H:5.125" | D:4"L:4" W:4" |  | 6 Candelabra Torpedo 60w |  | 6 | No | [14 empty] | 0 |  |  |  |  | Clear Silver | [6 empty] | 22 | 474.5 | 949 | 1423.5 | L:36'' W:36'' H:17 3/4'' O:187 1/8'' |  |  | 36 | 36 | 17.75 | Screw Collar - Stem |  |  | 187.125 | 25.125 - 73.125 | [25 empty] | D:5 1/2'' H:1 3/8'' Round |  |  |  |  | 180 | Clear Silver |  |  | Hardwired | 0 | 0 | 0 | 0 | 0 | 0 | 0 | 0 | 0 | 0 | 0 | 014817599961 | 38.25 | 38.25 | 16 | 27.25 | 13.547 | 250 | Yes | [9 empty] | cETL Damp | JAKE 6L CHANDELIER PN | 6 - Light Chandelier |  | LC1126PN.jpg | LC1126PN.jpg
LC1128PN | 8 - Light Linear Chandelier |  | CHANDELIERS | Jake | Chandeliers | Polished Nickel / Clear Acrylic | PN / Glass | Steel | White Cotton Fabric | D:5.875"L:5.875" W:5.875" H:5.125" | D:4"L:4" W:4" |  | 8 Candelabra Torpedo 60w |  | 8 | No | [14 empty] | 0 |  |  |  |  | Clear Silver | [6 empty] | 22 | 599.5 | 1199 | 1798.5 | L:51 5/8'' W:20 1/8'' H:17 3/4'' O:189 3/8'' |  |  | 51.625 | 20.125 | 17.75 | Screw Collar - Stem |  |  | 189.375 | 27.375 - 75.375 | [25 empty] | DP:4 1/2'' W:19'' H:7/8'' Rectangular |  |  |  |  | 180 | Clear Silver |  |  | Hardwired | 0 | 0 | 0 | 0 | 0 | 0 | 0 | 0 | 0 | 0 | 0 | 014817599978 | 54.25 | 21.25 | 16 | 31.1 | 10.674 | 250 | Yes | [9 empty] | cETL Damp | JAKE 8L LINEAR CHANDELIER PN | 8 - Light Linear Chandelier |  | LC1128PN.jpg | LC1128PN.jpg
LF1002PN | 2 - Light Flush Mount |  | CEILING | Katie | Ceiling Lights | Polished Nickel / Black Leather | PN / BKL | Steel | White Linen Fabric | D:16"L:16" W:16" H:7" | D:14"L:14" W:14" | Milk White Glass | 2 Medium A19 60w |  | 2 | No | [14 empty] | 0 |  |  |  |  | Black/White | [7 empty] | 149.5 | 299 | 448.5 | L:16'' W:16'' H:11 3/4'' |  |  | 16 | 16 | 11.75 | Cap Nuts | [29 empty] | D:12'' H:1'' Round |  |  |  |  | 8 | Black/White |  |  | Hardwired | 0 | 0 | 0 | 0 | 0 | 0 | 0 | 0 | 0 | 0 | 0 | 014817599404 | 18.5 | 18.5 | 13 | 10.9 | 2.575 | 175 | Yes | [9 empty] | cETL Damp | KATIE 2L FLUSH MT PN | 2 - Light Flush Mount |  | LF1002PN.jpg | LF1002PN.jpg
LF1002TWB | 2 - Light Flush Mount |  | CEILING | Katie | Ceiling Lights | Time Worn Brass / Saddle Leather | TWB / SDL | Steel | White Linen Fabric | D:16"L:16" W:16" H:7" | D:14"L:14" W:14" | Milk White Glass | 2 Medium A19 60w |  | 2 | No | [14 empty] | 0 |  |  |  |  | Black/White | [7 empty] | 149.5 | 299 | 448.5 | L:16'' W:16'' H:11 3/4'' |  |  | 16 | 16 | 11.75 | Cap Nuts | [29 empty] | D:12'' H:1'' Round |  |  |  |  | 8 | Black/White |  |  | Hardwired | 0 | 0 | 0 | 0 | 0 | 0 | 0 | 0 | 0 | 0 | 0 | 014817599411 | 18.5 | 18.5 | 13 | 10.9 | 2.575 | 175 | Yes | [9 empty] | cETL Damp | KATIE 2L FLUSH MT TWB | 2 - Light Flush Mount |  | LF1002TWB.jpg | LF1002TWB.jpg
LF1012PN | 2 - Light Flush Mount |  | CEILING | Flynn | Ceiling Lights | Polished Nickel | PN | Steel | Milk White Glass | D:11.5"L:11.5" W:11.5" H:3.375" |  |  | 2 Medium A19 60w |  | 2 | No | [14 empty] | 0 |  |  |  |  | Black/White | [7 empty] | 139.5 | 279 | 418.5 | L:12 5/8'' W:12 5/8'' H:4 3/4'' | 7.9 |  | 12.625 | 12.625 | 4.75 | Cap Nuts | [29 empty] | D:11 5/8'' H:1'' Round |  |  |  |  | 8 | Black/White |  |  | Hardwired | 0 | 0 | 0 | 0 | 0 | 0 | 0 | 0 | 0 | 0 | 0 | 014817599565 | 14.75 | 14.75 | 11.5 | 9.1 | 1.448 | 125 | Yes | [9 empty] | cETL Damp | FLYNN 2L FLUSH MT PN | 2 - Light Flush Mount |  | LF1012PN.jpg | LF1012PN.jpg
LF1012TWB | 2 - Light Flush Mount |  | CEILING | Flynn | Ceiling Lights | Time Worn Brass | TWB | Steel | Milk White Glass | D:11.5"L:11.5" W:11.5" H:3.375" |  |  | 2 Medium A19 60w |  | 2 | No | [14 empty] | 0 |  |  |  |  | Black/White | [7 empty] | 139.5 | 279 | 418.5 | L:12 5/8'' W:12 5/8'' H:4 3/4'' | 7.9 |  | 12.625 | 12.625 | 4.75 | Cap Nuts | [29 empty] | D:11 5/8'' H:1'' Round |  |  |  |  | 8 | Black/White |  |  | Hardwired | 0 | 0 | 0 | 0 | 0 | 0 | 0 | 0 | 0 | 0 | 0 | 014817599572 | 17.25 | 17.25 | 14.5 | 10.1 | 2.497 | 175 | Yes | [9 empty] | cETL Damp | FLYNN 2L FLUSH MT TWB | 2 - Light Flush Mount |  | LF1012TWB.jpg | LF1012TWB.jpg
LF1023PN | 3 - Light Flush Mount |  | CEILING | Flynn | Ceiling Lights | Polished Nickel | PN | Steel | Milk White Glass | D:17"L:17" W:17" H:4.25" |  |  | 3 Medium A19 60w |  | 3 | No | [14 empty] | 0 |  |  |  |  | Black/White | [7 empty] | 199.5 | 399 | 598.5 | L:18'' W:18'' H:5 5/8'' | 15 |  | 18 | 18 | 5.625 | Cap Nuts | [29 empty] | D:17'' H:1'' Round |  |  |  |  | 8 | Black/White |  |  | Hardwired | 0 | 0 | 0 | 0 | 0 | 0 | 0 | 0 | 0 | 0 | 0 | 014817599589 | 21 | 20.75 | 13.25 | 18.3 | 3.341 | 175 | Yes | [9 empty] | cETL Damp | FLYNN 3L FLUSH MT PN | 3 - Light Flush Mount |  | LF1023PN.jpg | LF1023PN.jpg
LF1023TWB | 3 - Light Flush Mount |  | CEILING | Flynn | Ceiling Lights | Time Worn Brass | TWB | Steel | Milk White Glass | D:17"L:17" W:17" H:4.25" |  |  | 3 Medium A19 60w |  | 3 | No | [14 empty] | 0 |  |  |  |  | Black/White | [7 empty] | 199.5 | 399 | 598.5 | L:18'' W:18'' H:5 5/8'' | 15 |  | 18 | 18 | 5.625 | Cap Nuts | [29 empty] | D:17'' H:1'' Round |  |  |  |  | 8 | Black/White |  |  | Hardwired | 0 | 0 | 0 | 0 | 0 | 0 | 0 | 0 | 0 | 0 | 0 | 014817599596 | 23.25 | 23.25 | 16.25 | 21.14 | 5.083 | 175 | Yes | [9 empty] | cETL Damp | FLYNN 3L FLUSH MT TWB | 3 - Light Flush Mount |  | LF1023TWB.jpg | LF1023TWB.jpg
LP1001PN | 1 - Light Large Pendant |  | LINE VOLTAGE PENDANT | Hazel | Pendants | Polished Nickel | PN | Steel | Milk White Glass | D:10" H:13" |  |  | 1 Medium A19 75w |  | 1 | No | [14 empty] | 0 |  |  |  |  | Clear Silver | [6 empty] | 22 | 144.5 | 289 | 433.5 | L:10'' W:10'' H:17 3/8'' O:186 7/8'' | 8.5 |  | 10 | 10 | 17.375 | Universal Mounting Plate |  |  | 186.875 | 24.875 - 60.875 | [25 empty] | D:4 3/4'' H:1'' Round |  |  |  |  | 180 | Clear Silver |  |  | Hardwired | 0 | 0 | 0 | 0 | 0 | 0 | 0 | 0 | 0 | 0 | 0 | 014817599206 | 24 | 15.25 | 15.5 | 14.7 | 3.283 | 175 | Yes | [9 empty] | cETL Damp | HAZEL 1L LG PENDANT PN | 1 - Light Large Pendant |  | LP1001PN.jpg | LP1001PN.jpg
LP1001TWB | Large 1 - Light Pendant |  | LINE VOLTAGE PENDANT | Hazel | Pendants | Time Worn Brass | TWB | Steel | Milk White Glass | D:10" H:13" |  |  | 1 Medium A19 75w |  | 1 | No | [14 empty] | 0 |  |  |  |  | Clear Silver | [6 empty] | 22 | 144.5 | 289 | 433.5 | L:10'' W:10'' H:17 3/8'' O:186 7/8'' | 8.5 |  | 10 | 10 | 17.375 | Universal Mounting Plate |  |  | 186.875 | 24.875 - 60.875 | [25 empty] | D:4 3/4'' H:1'' Round |  |  |  |  | 180 | Clear Silver |  |  | Hardwired | 0 | 0 | 0 | 0 | 0 | 0 | 0 | 0 | 0 | 0 | 0 | 014817599213 | 24 | 15.25 | 15.5 | 14 | 3.283 | 175 | Yes | [9 empty] | cETL Damp | HAZEL 1L LG PENDANT TWB | Large 1 - Light Pendant |  | LP1001TWB.jpg | LP1001TWB.jpg
LP1011PN | 1 - Light Mini Pendant |  | LINE VOLTAGE PENDANT | Hazel | Pendants | Polished Nickel | PN | Steel | Milk White Glass | D:6" H:8.125" |  |  | 1 Medium A19 75w |  | 1 | No | [14 empty] | 0 |  |  |  |  | Clear Silver | [6 empty] | 22 | 84.5 | 169 | 253.5 | L:6'' W:6'' H:11 3/8'' O:180 7/8'' | 5.5 |  | 6 | 6 | 11.375 | Universal Mounting Plate |  |  | 180.875 | 18.875 - 54.875 | [25 empty] | D:4 3/4'' H:1'' Round |  |  |  |  | 180 | Clear Silver |  |  | Hardwired | 0 | 0 | 0 | 0 | 0 | 0 | 0 | 0 | 0 | 0 | 0 | 014817599220 | 16 | 9 | 9 | 6 | 0.75 | 100 | Yes | [9 empty] | cETL Damp | HAZEL 1L MINI PENDANT PN | 1 - Light Mini Pendant |  | LP1011PN.jpg | LP1011PN.jpg
LP1011TWB | 1 - Light Mini Pendant |  | LINE VOLTAGE PENDANT | Hazel | Pendants | Time Worn Brass | TWB | Steel | Milk White Glass | D:6" H:8.125" |  |  | 1 Medium A19 75w |  | 1 | No | [14 empty] | 0 |  |  |  |  | Clear Silver | [6 empty] | 22 | 84.5 | 169 | 253.5 | L:6'' W:6'' H:11 3/8'' O:180 7/8'' | 5.5 |  | 6 | 6 | 11.375 | Universal Mounting Plate |  |  | 180.875 | 18.875 - 54.875 | [25 empty] | D:4 3/4'' H:1'' Round |  |  |  |  | 180 | Clear Silver |  |  | Hardwired | 0 | 0 | 0 | 0 | 0 | 0 | 0 | 0 | 0 | 0 | 0 | 014817599237 | 15.75 | 9 | 8.75 | 5.5 | 0.718 | 125 | Yes | [9 empty] | cETL Damp | HAZEL 1L MINI PENDANT TWB | 1 - Light Mini Pendant |  | LP1011TWB.jpg | LP1011TWB.jpg
LP1024PN | 4 - Light Large Pendant |  | LINE VOLTAGE PENDANT | Katie | Pendants | Polished Nickel / Black Leather | PN / BKL | Steel | White Linen Fabric | D:26"L:26" W:26" H:14" | D:22"L:22" W:22" | Milk White Glass | 4 Medium A19 60w |  | 4 | No | [14 empty] | 0 |  |  |  |  | Clear Silver | [6 empty] | 45 | 424.5 | 849 | 1273.5 | L:26'' W:26'' H:27 5/8'' O:201 5/8'' |  |  | 26 | 26 | 27.625 | Screw Collar - Chain |  |  | 201.625 | [26 empty] | D:5 1/2'' H:1'' Round |  |  |  |  | 180 | Clear Silver | 60 |  | Hardwired | 0 | 0 | 0 | 0 | 0 | 0 | 0 | 0 | 0 | 0 | 0 | 014817599367 | 29 | 28.75 | 22.25 | 36.1 | 10.735 | 250 | Yes | [9 empty] | cETL Damp | KATIE 4L PENDANT PN | 4 - Light Large Pendant |  | LP1024PN.jpg | LP1024PN.jpg
LP1024TWB | 4 - Light Large Pendant |  | LINE VOLTAGE PENDANT | Katie | Pendants | Time Worn Brass / Saddle Leather | TWB / SDL | Steel | White Linen Fabric | D:26"L:26" W:26" H:14" | D:22"L:22" W:22" | Milk White Glass | 4 Medium A19 60w |  | 4 | No | [14 empty] | 0 |  |  |  |  | Clear Silver | [6 empty] | 45 | 424.5 | 849 | 1273.5 | L:26'' W:26'' H:27 5/8'' O:201 5/8'' |  |  | 26 | 26 | 27.625 | Screw Collar - Chain |  |  | 201.625 | [26 empty] | D:5 1/2'' H:1'' Round |  |  |  |  | 180 | Clear Silver | 60 |  | Hardwired | 0 | 0 | 0 | 0 | 0 | 0 | 0 | 0 | 0 | 0 | 0 | 014817599374 | 28.75 | 28.75 | 22.25 | 33.6 | 10.643 | 250 | Yes | [9 empty] | cETL Damp | KATIE 4L PENDANT TWB | 4 - Light Large Pendant |  | LP1024TWB.jpg | LP1024TWB.jpg
LP1031PN | 1 - Light Small Pendant |  | LINE VOLTAGE PENDANT | Katie | Pendants | Polished Nickel / Black Leather | PN / BKL | Steel | White Linen Fabric | D:12.25"L:12.25" W:12.25" H:12.75" | D:9.75"L:9.75" W:9.75" | Milk White Glass | 1 Medium A19 75w |  | 1 | No | [14 empty] | 0 |  |  |  |  | Clear Silver | [6 empty] | 45 | 189.5 | 379 | 568.5 | L:12 1/4'' W:12 1/4'' H:24 3/8'' O:198 3/8'' | 15 |  | 12.25 | 12.25 | 24.375 | Screw Collar - Chain |  |  | 198.375 | [26 empty] | D:5 1/2'' H:1'' Round |  |  |  |  | 180 | Clear Silver | 60 |  | Hardwired | 0 | 0 | 0 | 0 | 0 | 0 | 0 | 0 | 0 | 0 | 0 | 014817599381 | 20.25 | 14.75 | 15 | 13.4 | 2.593 | 175 | Yes | [9 empty] | cETL Damp | KATIE 1L PENDANT PN | 1 - Light Small Pendant |  | LP1031PN.jpg | LP1031PN.jpg
LP1031TWB | 1 - Light Small Pendant |  | LINE VOLTAGE PENDANT | Katie | Pendants | Time Worn Brass / Saddle Leather | TWB / SDL | Steel | White Linen Fabric | D:12.25"L:12.25" W:12.25" H:12.75" | D:9.75"L:9.75" W:9.75" | Milk White Glass | 1 Medium A19 75w |  | 1 | No | [14 empty] | 0 |  |  |  |  | Clear Silver | [6 empty] | 45 | 189.5 | 379 | 568.5 | L:12 1/4'' W:12 1/4'' H:24 3/8'' O:198 3/8'' | 15 |  | 12.25 | 12.25 | 24.375 | Screw Collar - Chain |  |  | 198.375 | [26 empty] | D:5 1/2'' H:1'' Round |  |  |  |  | 180 | Clear Silver | 60 |  | Hardwired | 0 | 0 | 0 | 0 | 0 | 0 | 0 | 0 | 0 | 0 | 0 | 014817599398 | 20.5 | 14.5 | 14.75 | 13.3 | 2.537 | 175 | Yes | [9 empty] | cETL Damp | KATIE 1L PENDANT TWB | 1 - Light Small Pendant |  | LP1031TWB.jpg | LP1031TWB.jpg
LT1001PN1 | 1 - Light Task Table Lamp |  | PORTABLE | Hazel | Portable Lamps | Polished Nickel | PN | Steel | Milk White Glass | D:5.5" H:8" |  |  | 1 Medium A19 9.5w |  | 1 | Yes | [14 empty] | 0 |  |  |  |  | Clear Silver | [7 empty] | 99.5 | 199 | 298.5 | L:14 1/8'' W:8 3/4'' H:24'' | 7 |  | 14.125 | 8.75 | 24 | [34 empty] | D:8 3/4'' H:3/4'' Round | 72 | Clear Silver |  | On/Off Switch | Plug In | 0 | 0 | 0 | 0 | 0 | 0 | 0 | 0 | 0 | 0 | 0 | 014817599268 | 27.25 | 17.75 | 14.75 | 13.8 | 4.129 | 250 | Yes | [9 empty] | cETL Dry | HAZEL 1L TABLE LAMP PN | 1 - Light Task Table Lamp |  | LT1001PN1.jpg | LT1001PN1.jpg
LT1001TWB1 | 1 - Light Task Table Lamp |  | PORTABLE | Hazel | Portable Lamps | Time Worn Brass | TWB | Steel | Milk White Glass | D:5.5" H:8" |  |  | 1 Medium A19 9.5w |  | 1 | Yes | [14 empty] | 0 |  |  |  |  | Clear Silver | [7 empty] | 99.5 | 199 | 298.5 | L:14 1/8'' W:8 3/4'' H:24'' | 7 |  | 14.125 | 8.75 | 24 | [34 empty] | D:8 3/4'' H:3/4'' Round | 72 | Clear Silver |  | On/Off Switch | Plug In | 0 | 0 | 0 | 0 | 0 | 0 | 0 | 0 | 0 | 0 | 0 | 014817599275 | [16 empty] | cETL Dry | HAZEL 1L TABLE LAMP TWB | 1 - Light Task Table Lamp |  | LT1001TWB1.jpg | LT1001TWB1.jpg
LT1011PN1 | 1 - Light Task Floor Lamp |  | PORTABLE | Hazel | Portable Lamps | Polished Nickel | PN | Steel | Milk White Glass | D:6" H:8.125" |  |  | 1 Medium A19 9.5w |  | 1 | Yes | [14 empty] | 0 |  |  |  |  | Clear Silver | [7 empty] | 164.5 | 329 | 493.5 | L:17'' W:10 1/4'' H:57'' | 15.5 |  | 17 | 10.25 | 57 |  |  |  |  | 47 - 57 | [29 empty] | D:10 1/4'' H:1 1/2'' Round | 96 | Clear Silver |  | Floor Switch | Plug In | 0 | 0 | 0 | 0 | 0 | 0 | 0 | 0 | 0 | 0 | 0 | 014817599282 | 51.5 | 21 | 17 | 24.3 | 10.64 | 250 | Yes | [9 empty] | cETL Dry | HAZEL 1L FLOOR LAMP PN | 1 - Light Task Floor Lamp |  | LT1011PN1.jpg | LT1011PN1.jpg
LT1011TWB1 | 1 - Light Task Floor Lamp |  | PORTABLE | Hazel | Portable Lamps | Time Worn Brass | TWB | Steel | Milk White Glass | D:6" H:8.125" |  |  | 1 Medium A19 9.5w |  | 1 | Yes | [14 empty] | 0 |  |  |  |  | Clear Silver | [7 empty] | 164.5 | 329 | 493.5 | L:17'' W:10 1/4'' H:57'' | 15.5 |  | 17 | 10.25 | 57 |  |  |  |  | 47 - 57 | [29 empty] | D:10 1/4'' H:1 1/2'' Round | 96 | Clear Silver |  | Floor Switch | Plug In | 0 | 0 | 0 | 0 | 0 | 0 | 0 | 0 | 0 | 0 | 0 | 014817599299 | [16 empty] | cETL Dry | HAZEL 1L FLOOR LAMP TWB | 1 - Light Task Floor Lamp |  | LT1011TWB1.jpg | LT1011TWB1.jpg
LT1021PN1 | 1 - Light Table Lamp |  | PORTABLE | Katie | Portable Lamps | Polished Nickel / Black Leather | PN / BKL | Steel | White Linen Fabric | D:17"L:17" W:17" H:11.75" | D:13"L:13" W:13" |  | 1 Medium A19 9.5w |  | 1 | Yes | [14 empty] | 0 |  |  |  |  | Clear Silver | [7 empty] | 174.5 | 349 | 523.5 | L:17'' W:17'' H:30 1/8'' |  |  | 17 | 17 | 30.125 | [34 empty] | D:9'' H:3/4'' Round | 72 | Clear Silver |  | On/Off Switch | Plug In | 0 | 0 | 0 | 0 | 0 | 0 | 0 | 0 | 0 | 0 | 0 | 014817599466 | 27.75 | 19.25 | 19.25 | 15.8 | 5.951 | 250 | Yes | [9 empty] | cETL Dry | KATIE 1L TABLE LAMP PN | 1 - Light Table Lamp |  | LT1021PN1.jpg | LT1021PN1.jpg
LT1021TWB1 | 1 - Light Table Lamp |  | PORTABLE | Katie | Portable Lamps | Time Worn Brass / Saddle Leather | TWB / SDL | Steel | White Linen Fabric | D:17"L:17" W:17" H:11.75" | D:13"L:13" W:13" |  | 1 Medium A19 9.5w |  | 1 | Yes | [14 empty] | 0 |  |  |  |  | Clear Silver | [7 empty] | 174.5 | 349 | 523.5 | L:17'' W:17'' H:30 1/8'' |  |  | 17 | 17 | 30.125 | [34 empty] | D:9'' H:3/4'' Round | 72 | Clear Silver |  | On/Off Switch | Plug In | 0 | 0 | 0 | 0 | 0 | 0 | 0 | 0 | 0 | 0 | 0 | 014817599473 | 28.25 | 19.25 | 19 | 15.8 | 5.979 | 250 | Yes | [9 empty] | cETL Dry | KATIE 1L TABLE LAMP TWB | 1 - Light Table Lamp |  | LT1021TWB1.jpg | LT1021TWB1.jpg
LT1031PN1 | 1 - Light Floor Lamp |  | PORTABLE | Katie | Portable Lamps | Polished Nickel / Black Leather | PN / BKL | Steel | White Linen Fabric | D:20"L:20" W:20" H:13" | D:15.75"L:15.75" W:15.75" |  | 1 Medium A19 9.5w |  | 1 | Yes | [14 empty] | 0 |  |  |  |  | Clear Silver | [7 empty] | 349.5 | 699 | 1048.5 | L:20'' W:20'' H:56 1/4'' |  |  | 20 | 20 | 56.25 | [34 empty] | D:10'' H:3/4'' Round | 96 | Clear Silver |  | On/Off Switch | Plug In | 0 | 0 | 0 | 0 | 0 | 0 | 0 | 0 | 0 | 0 | 0 | 014817599480 | 52.75 | 23.5 | 23.25 | 29.9 | 16.679 | 300 | Yes | [9 empty] | cETL Dry | KATIE 1L FLOOR LAMP PN | 1 - Light Floor Lamp |  | LT1031PN1.jpg | LT1031PN1.jpg
LT1031TWB1 | 1 - Light Floor Lamp |  | PORTABLE | Katie | Portable Lamps | Time Worn Brass / Saddle Leather | TWB / SDL | Steel | White Linen Fabric | D:20"L:20" W:20" H:13" | D:15.75"L:15.75" W:15.75" |  | 1 Medium A19 9.5w |  | 1 | Yes | [14 empty] | 0 |  |  |  |  | Clear Silver | [7 empty] | 349.5 | 699 | 1048.5 | L:20'' W:20'' H:56 1/4'' |  |  | 20 | 20 | 56.25 | [34 empty] | D:10'' H:3/4'' Round | 96 | Clear Silver |  | On/Off Switch | Plug In | 0 | 0 | 0 | 0 | 0 | 0 | 0 | 0 | 0 | 0 | 0 | 014817599497 | 52.75 | 23.5 | 23.25 | 30.5 | 16.679 | 300 | Yes | [9 empty] | cETL Dry | KATIE 1L FLOOR LAMP TWB | 1 - Light Floor Lamp |  | LT1031TWB1.jpg | LT1031TWB1.jpg
LT1041PN1 | 1 - Light Buffet Lamp |  | PORTABLE | Robert | Portable Lamps | Polished Nickel / Clear Acrylic | PN / Glass | Steel | White Paper | D:18"L:18" W:18" H:11.5" | D:4.5"L:4.5" W:4.5" |  | 1 Medium A19 9.5w |  | 1 | Yes | [14 empty] | 0 |  |  |  |  | Clear Silver | [7 empty] | 129.5 | 259 | 388.5 | L:18'' W:18'' H:28 1/8'' | 5.7 |  | 18 | 18 | 28.125 | [34 empty] | D:9'' H:1'' Round | 72 | Clear Silver |  | On/Off Switch | Plug In | 0 | 0 | 0 | 0 | 0 | 0 | 0 | 0 | 0 | 0 | 0 | 014817599800 | 27.75 | 23.25 | 21.25 | 16 | 7.934 | 250 | Yes | [9 empty] | cETL Dry | ROBERT 1L BUFFET LAMP PN | 1 - Light Buffet Lamp |  | LT1041PN1.jpg | LT1041PN1.jpg
LT1041TWB1 | 1 - Light Buffet Lamp |  | PORTABLE | Robert | Portable Lamps | Time Worn Brass / Clear Acrylic | TWB / Glass | Steel | White Paper | D:18"L:18" W:18" H:11.5" | D:4.5"L:4.5" W:4.5" |  | 1 Medium A19 9.5w |  | 1 | Yes | [14 empty] | 0 |  |  |  |  | Clear Silver | [7 empty] | 129.5 | 259 | 388.5 | L:18'' W:18'' H:28 1/8'' | 5.7 |  | 18 | 18 | 28.125 | [34 empty] | D:9'' H:1'' Round | 72 | Clear Silver |  | On/Off Switch | Plug In | 0 | 0 | 0 | 0 | 0 | 0 | 0 | 0 | 0 | 0 | 0 | 014817599817 | [16 empty] | cETL Dry | ROBERT 1L BUFFET LAMP TWB | 1 - Light Buffet Lamp |  | LT1041TWB1.jpg | LT1041TWB1.jpg
LT1051PN1 | 1 - Light Floor Lamp |  | PORTABLE | Robert | Portable Lamps | Polished Nickel / Clear Acrylic | PN / Glass | Steel | White Paper | D:22"L:22" W:22" H:13" | D:7"L:7" W:7" |  | 1 Medium A19 9.5w |  | 1 | Yes | [14 empty] | 0 |  |  |  |  | Clear Silver | [7 empty] | 264.5 | 529 | 793.5 | L:22'' W:22'' H:58 3/8'' | 8.5 |  | 22 | 22 | 58.375 | [34 empty] | D:10'' H:7/8'' Round | 96 | Clear Silver |  | Floor Switch | Plug In | 0 | 0 | 0 | 0 | 0 | 0 | 0 | 0 | 0 | 0 | 0 | 014817599824 | 42.5 | 25 | 17.25 | 22.4 | 10.607 | 250 | Yes | [9 empty] | cETL Dry | ROBERT 1L FLOOR LAMP PN | 1 - Light Floor Lamp |  | LT1051PN1.jpg | LT1051PN1.jpg
LT1051TWB1 | 1 - Light Floor Lamp |  | PORTABLE | Robert | Portable Lamps | Time Worn Brass / Clear Acrylic | TWB / Glass | Steel | White Paper | D:22"L:22" W:22" H:13" | D:7"L:7" W:7" |  | 1 Medium A19 9.5w |  | 1 | Yes | [14 empty] | 0 |  |  |  |  | Clear Silver | [7 empty] | 264.5 | 529 | 793.5 | L:22'' W:22'' H:58 3/8'' | 8.5 |  | 22 | 22 | 58.375 | [34 empty] | D:10'' H:7/8'' Round | 96 | Clear Silver |  | Floor Switch | Plug In | 0 | 0 | 0 | 0 | 0 | 0 | 0 | 0 | 0 | 0 | 0 | 014817599831 | 43.25 | 25 | 16.25 | 21.9 | 10.168 | 250 | Yes | [9 empty] | cETL Dry | ROBERT 1L FLOOR LAMP TWB | 1 - Light Floor Lamp |  | LT1051TWB1.jpg | LT1051TWB1.jpg
LT1061PN1 | 1 - Light Task Floor Lamp |  | PORTABLE | Robert | Portable Lamps | Polished Nickel / Clear Acrylic | PN / Glass | Steel | Polished Nickel Steel | L:9.125" W:4.75" H:3" |  |  | 1 Medium A19 9.5w |  | 1 | Yes | [14 empty] | 0 |  |  |  |  | Clear Silver | [7 empty] | 199.5 | 399 | 598.5 | L:23'' W:11 1/2'' H:49 1/2'' | 12.8 |  | 23 | 11.5 | 49.5 | [34 empty] | D:11 1/2'' H:7/8'' Round | 96 | Clear Silver |  | Floor Switch | Plug In | 0 | 0 | 0 | 0 | 0 | 0 | 0 | 0 | 0 | 0 | 0 | 014817599848 | 42 | 19.75 | 7.25 | 17.1 | 3.48 | 175 | Yes | [9 empty] | cETL Dry | ROBERT 1L FLOOR LAMP PN | 1 - Light Task Floor Lamp |  | LT1061PN1.jpg | LT1061PN1.jpg
LT1061TWB1 | 1 - Light Task Floor Lamp |  | PORTABLE | Robert | Portable Lamps | Time Worn Brass / Clear Acrylic | TWB / Glass | Steel | Time Worn Brass Steel | L:9.125" W:4.75" H:3" |  |  | 1 Medium A19 9.5w |  | 1 | Yes | [14 empty] | 0 |  |  |  |  | Clear Silver | [7 empty] | 199.5 | 399 | 598.5 | L:23'' W:11 1/2'' H:49 1/2'' | 12.8 |  | 23 | 11.5 | 49.5 | [34 empty] | D:11 1/2'' H:7/8'' Round | 96 | Clear Silver |  | Floor Switch | Plug In | 0 | 0 | 0 | 0 | 0 | 0 | 0 | 0 | 0 | 0 | 0 | 014817599855 | 42 | 19.75 | 7 | 17.4 | 3.36 | 175 | Yes | [9 empty] | cETL Dry | ROBERT 1L FLOOR LAMP TWB | 1 - Light Task Floor Lamp |  | LT1061TWB1.jpg | LT1061TWB1.jpg
LT1071GRC1 | 1 - Light Wide Table Lamp |  | PORTABLE | William | Portable Lamps | Matte Green | GRC | Ceramic | White Linen Fabric | D:18"L:18" W:18" H:12" |  |  | 1 Medium A19 9.5w |  | 1 | Yes | [14 empty] | 0 |  |  |  |  | Clear Silver | [7 empty] | 179.5 | 359 | 538.5 | L:18'' W:18'' H:24'' | 9.8 |  | 18 | 18 | 24 | [34 empty] | D:9'' H:7/16'' Round | 72 | Clear Silver |  | On/Off Switch | Plug In | 0 | 0 | 0 | 0 | 0 | 0 | 0 | 0 | 0 | 0 | 0 | 014817599862 | 18 | 18 | 12 | 1.7 | 2.25 | 250 | Yes | 2 | 10014817599869 | 20 | 20 | 15.5 | 7.6 | 3.588 | Yes |  | cETL Dry | WILLIAM 1L WIDE TABLE LAMP GRC | 1 - Light Wide Table Lamp |  | LT1071GRC1.jpg | LT1071GRC1.jpg
LT1071IVC1 | 1 - Light Wide Table Lamp |  | PORTABLE | William | Portable Lamps | Matte Ivory | IVC | Ceramic | White Linen Fabric | D:18"L:18" W:18" H:12" |  |  | 1 Medium A19 9.5w |  | 1 | Yes | [14 empty] | 0 |  |  |  |  | Clear Silver | [7 empty] | 179.5 | 359 | 538.5 | L:18'' W:18'' H:24'' | 9.8 |  | 18 | 18 | 24 | [34 empty] | D:9'' H:7/16'' Round | 72 | Clear Silver |  | On/Off Switch | Plug In | 0 | 0 | 0 | 0 | 0 | 0 | 0 | 0 | 0 | 0 | 0 | 014817599879 | 18 | 18 | 12 | 1.7 | 2.25 | 250 | Yes | 2 | 10014817599876 | 20 | 20 | 15.5 | 7.6 | 3.588 | Yes |  | cETL Dry | WILLIAM 1L WIDE TABLE LAMP IVC | 1 - Light Wide Table Lamp |  | LT1071IVC1_.jpg | LT1071IVC1.jpg
LT1081GRC1 | 1 - Light Narrow Table Lamp |  | PORTABLE | William | Portable Lamps | Matte Green | GRC | Ceramic | White Linen Fabric | D:17"L:17" W:17" H:11.25" |  |  | 1 Medium A19 9.5w |  | 1 | Yes | [14 empty] | 0 |  |  |  |  | Clear Silver | [7 empty] | 169.5 | 339 | 508.5 | L:17'' W:17'' H:27 1/4'' | 9.2 |  | 17 | 17 | 27.25 | [34 empty] | D:8'' H:5/16'' Round | 72 | Clear Silver |  | On/Off Switch | Plug In | 0 | 0 | 0 | 0 | 0 | 0 | 0 | 0 | 0 | 0 | 0 | 014817599886 | 26.25 | 14 | 14.25 | 10.4 | 3.031 | 250 | Yes | [9 empty] | cETL Dry | WILLIAM 1L NARROW TABLE LAMP GRC | 1 - Light Narrow Table Lamp |  | LT1081GRC1.jpg | LT1081GRC1.jpg
LT1081IVC1 | 1 - Light Narrow Table Lamp |  | PORTABLE | William | Portable Lamps | Matte Ivory | IVC | Ceramic | White Linen Fabric | D:17"L:17" W:17" H:11.25" |  |  | 1 Medium A19 9.5w |  | 1 | Yes | [14 empty] | 0 |  |  |  |  | Clear Silver | [7 empty] | 169.5 | 339 | 508.5 | L:17'' W:17'' H:27 1/4'' | 9.2 |  | 17 | 17 | 27.25 | [34 empty] | D:8'' H:5/16'' Round | 72 | Clear Silver |  | On/Off Switch | Plug In | 0 | 0 | 0 | 0 | 0 | 0 | 0 | 0 | 0 | 0 | 0 | 014817599893 | [16 empty] | cETL Dry | WILLIAM 1L NARROW TABLE LAMP IVC | 1 - Light Narrow Table Lamp |  | LT1081IVC1_.jpg | LT1081IVC1.jpg
LT1111PN1 | 1 - Light Table Lamp |  | PORTABLE | Jake | Portable Lamps | Polished Nickel / Clear Acrylic | PN / Glass | Steel | White Cotton Fabric | D:17"L:17" W:17" H:10" | D:14.75"L:14.75" W:14.75" |  | 1 Medium A19 9.5w |  | 1 | Yes | [14 empty] | 0 |  |  |  |  | Clear Silver | [7 empty] | 224.5 | 449 | 673.5 | L:17'' W:17'' H:30 1/2'' |  |  | 17 | 17 | 30.5 | [34 empty] | DP:10'' W:7'' H:1'' Rectangular | 72 | Clear Silver |  | On/Off Switch | Plug In | 0 | 0 | 0 | 0 | 0 | 0 | 0 | 0 | 0 | 0 | 0 | 014817600025 | 30.25 | 30.25 | 16.25 | 19.7 | 8.605 | 250 | Yes | [9 empty] | cETL Dry | JAKE 1L TABLE LAMP PN | 1 - Light Table Lamp |  | LT1111PN1.jpg | LT1111PN1.jpg
LT1121PN1 | 1 - Light Floor Lamp |  | PORTABLE | Jake | Portable Lamps | Polished Nickel / Clear Acrylic | PN / Glass | Steel | White Cotton Fabric | D:19"L:19" W:19" H:10.5" | D:17"L:17" W:17" |  | 1 Medium A19 9.5w |  | 1 | Yes | [14 empty] | 0 |  |  |  |  | Clear Silver | [7 empty] | 374.5 | 749 | 1123.5 | L:19'' W:19'' H:56 3/4'' |  |  | 19 | 19 | 56.75 | [34 empty] | DP:12'' W:8'' H:1'' Rectangular | 96 | Clear Silver |  | On/Off Switch | Plug In | 0 | 0 | 0 | 0 | 0 | 0 | 0 | 0 | 0 | 0 | 0 | 014817600032 | 57 | 28.25 | 16.5 | 28 | 15.376 | 300 | Yes | [9 empty] | cETL Dry | JAKE 1L FLOOR LAMP PN | 1 - Light Floor Lamp |  | LT1121PN1.jpg | LT1121PN1.jpg
LTB10C35027CB | LED 3.5W B10 2700K BULB | Until now, the easiest way to convert lighting fixtures to an energy efficient solution has been to swap out old incandescent lamps for compact fluorescents (CFLs). With the rapid innovation of technology, LED lamps have surpassed CFLs in efficiency and performance features. Unlike most CFLs, LEDs provide light that looks, feels and dims like incandescent while still reducing energy costs by up to 85%. Couple that with a lamp life span of up to 15,000 hours and it’s easy to see why LEDs are invading homes. Sea Gull Lighting’s line of LED lamps match to 85% of our lighting fixtures, including recessed and enclosed luminaires, giving customers an easy and highly efficient way to “go green” with LED. | LIGHT BULB | LED Lamp |  | Undefined | [8 empty] | 0 | No | 350 | 2700 | 90 | 3.5 | 120 | C - E12 Candelabra | T - Torpedo |  | 10 | 100 | LED | 3.5 | 3.5 | 25000 | 0 | [12 empty] | 8.98 | 17.96 | 26.94 | D:1 3/8'' L:4 1/2'' |  | 1.375 | 4.5 | [9 empty] | No |  | No | [30 empty] | 0 | 0 | 0 | 1 | 1 | 0 | 0 | 0 | 0 | 0 | 0 | 815109023382 | 4.75 | 1.5 | 1.5 | 0.1 | 0.006 | 70 | Yes | 48 | 10815109023389 | 14 | 11.75 | 5 | 3.8 | 0.476 | Yes |  | cUL Dry | LED 3.5W B10 2700K BULB | LED 3.5W B10 2700K BULB |  | LTB10C35027CB.jpg | LTB10C350.jpg
LV1002PN | 2 - Light Linear Vanity |  | BATH | Flynn | Wall / Bath Lighting | Polished Nickel | PN | Steel | Clear Glass | D:2.5"L:2.5" W:2.5" H:8.25" |  |  | 2 Candelabra Torpedo 60w |  | 2 | No | [14 empty] | 0 |  |  |  |  | Black/White | [7 empty] | 99.5 | 199 | 298.5 | L:20'' H:4 1/2'' E:5'' | 2.4 |  | 20 |  | 4.5 | Set Screw(s) |  |  |  |  | 5 | [25 empty] | DP:3/4'' W:4 1/2'' H:4 1/2'' OB UP:2 1/4'' Square |  |  |  | 8 | Black/White |  |  | Hardwired | 0 | 0 | 0 | 0 | 0 | 0 | 0 | 0 | 0 | 0 | 0 | 014817599626 | 21.5 | 7.75 | 10.25 | 5.2 | 0.988 | 175 | Yes | [9 empty] | cETL Damp | FLYNN 2L LINEAR VANITY PN | 2 - Light Linear Vanity |  | LV1002PN.jpg | LV1002PN.jpg
LV1002TWB | 2 - Light Linear Vanity |  | BATH | Flynn | Wall / Bath Lighting | Time Worn Brass | TWB | Steel | Clear Glass | D:2.5"L:2.5" W:2.5" H:8.25" |  |  | 2 Candelabra Torpedo 60w |  | 2 | No | [14 empty] | 0 |  |  |  |  | Black/White | [7 empty] | 99.5 | 199 | 298.5 | L:20'' H:4 1/2'' E:5'' | 2.4 |  | 20 |  | 4.5 | Set Screw(s) |  |  |  |  | 5 | [25 empty] | DP:3/4'' W:4 1/2'' H:4 1/2'' OB UP:2 1/4'' Square |  |  |  | 8 | Black/White |  |  | Hardwired | 0 | 0 | 0 | 0 | 0 | 0 | 0 | 0 | 0 | 0 | 0 | 014817599633 | 21.5 | 7.75 | 10.25 | 5.25 | 0.988 | 175 | Yes | [9 empty] | cETL Damp | FLYNN 2L LINEAR VANITY TWB | 2 - Light Linear Vanity |  | LV1002TWB.jpg | LV1002TWB.jpg
LV1012PN | 2 - Light Vanity |  | BATH | Flynn | Wall / Bath Lighting | Polished Nickel | PN | Steel | Clear Glass | D:2.5"L:2.5" W:2.5" H:6" |  |  | 2 Candelabra Torpedo 60w |  | 2 | No | [14 empty] | 0 |  |  |  |  | Black/White | [7 empty] | 99.5 | 199 | 298.5 | L:13 1/4'' H:8 5/8'' E:5 3/8'' | 2.4 |  | 13.25 |  | 8.625 | Set Screw(s) |  |  |  |  | 5.375 | [25 empty] | DP:3/4'' W:4 1/2'' H:4 1/2'' OB UP:6 3/8'' Square |  |  |  | 8 | Black/White |  |  | Hardwired | 0 | 0 | 0 | 0 | 0 | 0 | 0 | 0 | 0 | 0 | 0 | 014817599640 | 16 | 8 | 10.75 | 5.5 | 0.796 | 125 | Yes | [9 empty] | cETL Damp | FLYNN 2L VANITY PN | 2 - Light Vanity |  | LV1012PN.jpg | LV1012PN.jpg
LV1012TWB | 2 - Light Vanity |  | BATH | Flynn | Wall / Bath Lighting | Time Worn Brass | TWB | Steel | Clear Glass | D:2.5"L:2.5" W:2.5" H:6" |  |  | 2 Candelabra Torpedo 60w |  | 2 | No | [14 empty] | 0 |  |  |  |  | Black/White | [7 empty] | 99.5 | 199 | 298.5 | L:13 1/4'' H:8 5/8'' E:5 3/8'' | 2.4 |  | 13.25 |  | 8.625 | Set Screw(s) |  |  |  |  | 5.375 | [25 empty] | DP:3/4'' W:4 1/2'' H:4 1/2'' OB UP:6 3/8'' Square |  |  |  | 8 | Black/White |  |  | Hardwired | 0 | 0 | 0 | 0 | 0 | 0 | 0 | 0 | 0 | 0 | 0 | 014817599657 | 16 | 8 | 10.75 | 5.5 | 0.796 | 125 | Yes | [9 empty] | cETL Damp | FLYNN 2L VANITY TWB | 2 - Light Vanity |  | LV1012TWB.jpg | LV1012TWB.jpg
LV1023PN | 3 - Light Vanity |  | BATH | Flynn | Wall / Bath Lighting | Polished Nickel | PN | Steel | Clear Glass | D:2.5"L:2.5" W:2.5" H:6" |  |  | 3 Candelabra Torpedo 60w |  | 3 | No | [14 empty] | 0 |  |  |  |  | Black/White | [7 empty] | 139.5 | 279 | 418.5 | L:23 1/4'' H:8 1/2'' E:5 3/8'' | 3.7 |  | 23.25 |  | 8.5 | Set Screw(s) |  |  |  |  | 5.375 | [25 empty] | DP:3/4'' W:4 1/2'' H:4 1/2'' OB UP:6 3/8'' Square |  |  |  | 8 | Black/White |  |  | Hardwired | 0 | 0 | 0 | 0 | 0 | 0 | 0 | 0 | 0 | 0 | 0 | 014817599664 | 28.25 | 8.25 | 10.75 | 7.9 | 1.45 | 175 | Yes | [9 empty] | cETL Damp | FLYNN 3L VANITY PN | 3 - Light Vanity |  | LV1023PN.jpg | LV1023PN.jpg
LV1023TWB | 3 - Light Vanity |  | BATH | Flynn | Wall / Bath Lighting | Time Worn Brass | TWB | Steel | Clear Glass | D:2.5"L:2.5" W:2.5" H:6" |  |  | 3 Candelabra Torpedo 60w |  | 3 | No | [14 empty] | 0 |  |  |  |  | Black/White | [7 empty] | 139.5 | 279 | 418.5 | L:23 1/4'' H:8 1/2'' E:5 3/8'' | 3.7 |  | 23.25 |  | 8.5 | Set Screw(s) |  |  |  |  | 5.375 | [25 empty] | DP:3/4'' W:4 1/2'' H:4 1/2'' OB UP:6 3/8'' Square |  |  |  | 8 | Black/White |  |  | Hardwired | 0 | 0 | 0 | 0 | 0 | 0 | 0 | 0 | 0 | 0 | 0 | 014817599671 | 28.25 | 8.25 | 10.75 | 7.9 | 1.45 | 175 | Yes | [9 empty] | cETL Damp | FLYNN 3L VANITY TWB | 3 - Light Vanity |  | LV1023TWB.jpg | LV1023TWB.jpg
LV1032PN | 2 - Light Vanity |  | BATH | Robert | Wall / Bath Lighting | Polished Nickel / Clear Acrylic | PN / Glass | Steel | White Paper | D:7.5"L:7.5" W:7.5" H:5.5" | D:2.125"L:2.125" W:2.125" |  | 2 Candelabra Torpedo 60w |  | 2 | No | [14 empty] | 0 |  |  |  |  | Black/White | [7 empty] | 109.5 | 219 | 328.5 | L:18 1/2'' H:12 1/8'' E:10 7/8'' | 2.86 |  | 18.5 |  | 12.125 | Set Screw(s) |  |  |  |  | 10.875 | [25 empty] | D:5 1/4'' H:7/8'' OB UP:7 7/8'' Round |  |  |  | 8 | Black/White |  |  | Hardwired | 0 | 0 | 0 | 0 | 0 | 0 | 0 | 0 | 0 | 0 | 0 | 014817599763 | 19 | 10.25 | 15.75 | 6.9 | 1.775 | 250 | Yes | [9 empty] | cETL Damp | ROBERT 2L VANITY PN | 2 - Light Vanity |  | LV1032PN.jpg | LV1032PN.jpg
LV1032TWB | 2 - Light Vanity |  | BATH | Robert | Wall / Bath Lighting | Time Worn Brass / Clear Acrylic | TWB / Glass | Steel | White Paper | D:7.5"L:7.5" W:7.5" H:5.5" | D:2.125"L:2.125" W:2.125" |  | 2 Candelabra Torpedo 60w |  | 2 | No | [14 empty] | 0 |  |  |  |  | Black/White | [7 empty] | 109.5 | 219 | 328.5 | L:18 1/2'' H:12 1/8'' E:10 7/8'' | 2.86 |  | 18.5 |  | 12.125 | Set Screw(s) |  |  |  |  | 10.875 | [25 empty] | D:5 1/4'' H:7/8'' OB UP:7 7/8'' Round |  |  |  | 8 | Black/White |  |  | Hardwired | 0 | 0 | 0 | 0 | 0 | 0 | 0 | 0 | 0 | 0 | 0 | 014817599770 | 19 | 10.25 | 15.75 | 6.9 | 1.775 | 250 | Yes | [9 empty] | cETL Damp | ROBERT 2L VANITY TWB | 2 - Light Vanity |  | LV1032TWB.jpg | LV1032TWB.jpg
LV1043PN | 3 - Light Vanity |  | BATH | Robert | Wall / Bath Lighting | Polished Nickel / Clear Acrylic | PN / Glass | Steel | White Paper | D:7.5"L:7.5" W:7.5" H:5.5" | D:2.125"L:2.125" W:2.125" |  | 3 Candelabra Torpedo 60w |  | 3 | No | [14 empty] | 0 |  |  |  |  | Black/White | [7 empty] | 139.5 | 279 | 418.5 | L:26 1/2'' H:12 1/8'' E:9'' | 3.3 |  | 26.5 |  | 12.125 | Set Screw(s) |  |  |  |  | 9 | [25 empty] | D:5 1/4'' H:7/8'' OB UP:7 7/8'' Round |  |  |  | 8 | Black/White |  |  | Hardwired | 0 | 0 | 0 | 0 | 0 | 0 | 0 | 0 | 0 | 0 | 0 | 014817599787 | 36.5 | 13 | 12.5 | 10.2 | 3.432 | 250 | Yes | [9 empty] | cETL Damp | ROBERT 3L VANITY PN | 3 - Light Vanity |  | LV1043PN.jpg | LV1043PN.jpg
LV1043TWB | 3 - Light Vanity |  | BATH | Robert | Wall / Bath Lighting | Time Worn Brass / Clear Acrylic | TWB / Glass | Steel | White Paper | D:7.5"L:7.5" W:7.5" H:5.5" | D:2.125"L:2.125" W:2.125" |  | 3 Candelabra Torpedo 60w |  | 3 | No | [14 empty] | 0 |  |  |  |  | Black/White | [7 empty] | 139.5 | 279 | 418.5 | L:26 1/2'' H:12 1/8'' E:9'' | 3.3 |  | 26.5 |  | 12.125 | Set Screw(s) |  |  |  |  | 9 | [25 empty] | D:5 1/4'' H:7/8'' OB UP:7 7/8'' Round |  |  |  | 8 | Black/White |  |  | Hardwired | 0 | 0 | 0 | 0 | 0 | 0 | 0 | 0 | 0 | 0 | 0 | 014817599794 | [16 empty] | cETL Damp | ROBERT 3L VANITY TWB | 3 - Light Vanity |  | LV1043TWB.jpg | LV1043TWB.jpg
LV1052PN | 2 - Light Vanity |  | BATH | Jake | Wall / Bath Lighting | Polished Nickel / Clear Acrylic | PN / Glass | Steel | White Cotton Fabric | D:5.875"L:5.875" W:5.875" H:5.125" | D:4"L:4" W:4" |  | 2 Candelabra Torpedo 60w |  | 2 | No | [14 empty] | 0 |  |  |  |  | Black/White | [7 empty] | 114.5 | 229 | 343.5 | L:14 3/8'' H:10 3/8'' E:6 3/4'' |  |  | 14.375 |  | 10.375 | Set Screw(s) |  |  |  |  | 6.75 | [25 empty] | D:4 5/8'' H:3/4'' OB UP:8'' Round |  |  |  | 8 | Black/White |  |  | Hardwired | 0 | 0 | 0 | 0 | 0 | 0 | 0 | 0 | 0 | 0 | 0 | 014817599992 | 18 | 17 | 11 | 5.7 | 1.948 | 250 | Yes | [9 empty] | cETL Damp | JAKE 2L VANITY PN | 2 - Light Vanity |  | LV1052PN.jpg | LV1052PN.jpg
LV1063PN | 3 - Light Vanity |  | BATH | Jake | Wall / Bath Lighting | Polished Nickel / Clear Acrylic | PN / Glass | Steel | White Cotton Fabric | D:5.875"L:5.875" W:5.875" H:5.125" | D:4"L:4" W:4" |  | 3 Candelabra Torpedo 60w |  | 3 | No | [14 empty] | 0 |  |  |  |  | Black/White | [7 empty] | 164.5 | 329 | 493.5 | L:22 7/8'' H:10 3/8'' E:6 3/4'' |  |  | 22.875 |  | 10.375 | Set Screw(s) |  |  |  |  | 6.75 | [25 empty] | D:4 5/8'' H:3/4'' OB UP:8'' Round |  |  |  | 8 | Black/White |  |  | Hardwired | 0 | 0 | 0 | 0 | 0 | 0 | 0 | 0 | 0 | 0 | 0 | 014817600001 | 25.25 | 17 | 11 | 7.7 | 2.732 | 250 | Yes | [9 empty] | cETL Damp | JAKE 3L VANITY PN | 3 - Light Vanity |  | LV1063PN.jpg | LV1063PN.jpg
LW1001PN | 1 - Light Task Wall Sconce |  | WALL SCONCE | Hazel | Wall / Bath Lighting | Polished Nickel | PN | Steel | Milk White Glass | D:6" H:8.125" |  |  | 1 Medium A19 75w |  | 1 | No | [14 empty] | 0 |  |  |  |  | Black/White | [7 empty] | 114.5 | 229 | 343.5 | L:6'' H:13 7/8'' E:22'' | 2.5 |  | 6 |  | 13.875 | Set Screw(s) |  |  |  |  | 22 | [25 empty] | D:4 3/4'' DP:1'' OB UP:8 1/4'' Round |  |  |  | 8 | Black/White |  | On/Off Switch | Hardwired | 0 | 0 | 0 | 0 | 0 | 0 | 0 | 0 | 0 | 0 | 0 | 014817599244 | 19.25 | 20.5 | 12 | 7.4 | 2.74 | 250 | Yes | [9 empty] | cETL Damp | HAZEL 1L TASK SCONCE PN | 1 - Light Task Wall Sconce |  | LW1001PN.jpg | LW1001PN.jpg
LW1001TWB | 1 - Light Task Wall Sconce |  | WALL SCONCE | Hazel | Wall / Bath Lighting | Time Worn Brass | TWB | Steel | Milk White Glass | D:6" H:8.125" |  |  | 1 Medium A19 75w |  | 1 | No | [14 empty] | 0 |  |  |  |  | Black/White | [7 empty] | 114.5 | 229 | 343.5 | L:6'' H:13 7/8'' E:22'' | 2.5 |  | 6 |  | 13.875 | Set Screw(s) |  |  |  |  | 22 | [25 empty] | D:4 3/4'' DP:1'' OB UP:8 1/4'' Round |  |  |  | 8 | Black/White |  | On/Off Switch | Hardwired | 0 | 0 | 0 | 0 | 0 | 0 | 0 | 0 | 0 | 0 | 0 | 014817599251 | [16 empty] | cETL Damp | HAZEL 1L TASK SCONCE TWB | 1 - Light Task Wall Sconce |  | LW1001TWB.jpg | LW1001TWB.jpg
LW1011PN | 1 - Light Wall Sconce |  | WALL SCONCE | Katie | Wall / Bath Lighting | Polished Nickel / Black Leather | PN / BKL | Steel | White Linen Fabric | D:6.375"L:6.375" W:6.375" H:4.75" | D:4"L:4" W:4" |  | 1 Candelabra Torpedo 60w |  | 1 | No | [14 empty] | 0 |  |  |  |  | Black/White | [7 empty] | 79.5 | 159 | 238.5 | L:5 1/2'' H:20 3/8'' E:6 3/8'' |  |  | 5.5 |  | 20.375 | Set Screw(s) |  |  |  | 15.125 - 20.375 | 6.375 | [25 empty] | DP:5/8'' W:4 1/2'' H:4 1/2'' OB UP:9 5/8'' Square |  |  |  | 8 | Black/White |  |  | Hardwired | 0 | 0 | 0 | 0 | 0 | 0 | 0 | 0 | 0 | 0 | 0 | 014817599428 | 8 | 8.25 | 11 | 2.5 | 0.42 | 125 | Yes | [9 empty] | cETL Damp | KATIE 1L SCONCE PN | 1 - Light Wall Sconce |  | LW1011PN.jpg | LW1011PN.jpg
LW1011TWB | 1 - Light Wall Sconce |  | WALL SCONCE | Katie | Wall / Bath Lighting | Time Worn Brass / Saddle Leather | TWB / SDL | Steel | White Linen Fabric | D:6.375"L:6.375" W:6.375" H:4.75" | D:4"L:4" W:4" |  | 1 Candelabra Torpedo 60w |  | 1 | No | [14 empty] | 0 |  |  |  |  | Black/White | [7 empty] | 79.5 | 159 | 238.5 | L:5 1/2'' H:20 3/8'' E:6 3/8'' |  |  | 5.5 |  | 20.375 | Set Screw(s) |  |  |  | 15.125 - 20.375 | 6.375 | [25 empty] | DP:5/8'' W:4 1/2'' H:4 1/2'' OB UP:9 5/8'' Square |  |  |  | 8 | Black/White |  |  | Hardwired | 0 | 0 | 0 | 0 | 0 | 0 | 0 | 0 | 0 | 0 | 0 | 014817599435 | 8 | 8.25 | 11 | 2.5 | 0.42 | 125 | Yes | [9 empty] | cETL Damp | KATIE 1L SCONCE TWB | 1 - Light Wall Sconce |  | LW1011TWB.jpg | LW1011TWB.jpg
LW1022PN | 2 - Light Wall Sconce |  | WALL SCONCE | Katie | Wall / Bath Lighting | Polished Nickel / Black Leather | PN / BKL | Steel | White Linen Fabric | D:6.375"L:6.375" W:6.375" H:4.75" | D:4"L:4" W:4" |  | 2 Candelabra Torpedo 60w |  | 2 | No | [14 empty] | 0 |  |  |  |  | Black/White | [7 empty] | 99.5 | 199 | 298.5 | L:13 1/2'' H:13 3/8'' E:7 1/4'' |  |  | 13.5 |  | 13.375 | Set Screw(s) |  |  |  |  | 7.25 | [25 empty] | DP:5/8'' W:4 1/2'' H:4 1/2'' OB UP:9 5/8'' Square |  |  |  | 8 | Black/White |  |  | Hardwired | 0 | 0 | 0 | 0 | 0 | 0 | 0 | 0 | 0 | 0 | 0 | 014817599442 | 22 | 14 | 13 | 13.9 | 2.317 | 125 | Yes | [9 empty] | cETL Damp | KATIE 2L SCONCE PN | 2 - Light Wall Sconce |  | LW1022PN.jpg | LW1022PN.jpg
LW1022TWB | 2 - Light Wall Sconce |  | WALL SCONCE | Katie | Wall / Bath Lighting | Time Worn Brass / Saddle Leather | TWB / SDL | Steel | White Linen Fabric | D:6.375"L:6.375" W:6.375" H:4.75" | D:4"L:4" W:4" |  | 2 Candelabra Torpedo 60w |  | 2 | No | [14 empty] | 0 |  |  |  |  | Black/White | [7 empty] | 99.5 | 199 | 298.5 | L:13 1/2'' H:13 3/8'' E:7 1/4'' |  |  | 13.5 |  | 13.375 | Set Screw(s) |  |  |  |  | 7.25 | [25 empty] | DP:5/8'' W:4 1/2'' H:4 1/2'' OB UP:9 5/8'' Square |  |  |  | 8 | Black/White |  |  | Hardwired | 0 | 0 | 0 | 0 | 0 | 0 | 0 | 0 | 0 | 0 | 0 | 014817599459 | 22 | 14 | 13 | 13.9 | 2.317 | 125 | Yes | [9 empty] | cETL Damp | KATIE 2L SCONCE TWB | 2 - Light Wall Sconce |  | LW1022TWB.jpg | LW1022TWB.jpg
LW1031PN | 1 - Light Wall Sconce |  | BATH | Flynn | Wall / Bath Lighting | Polished Nickel | PN | Steel | Clear Glass | D:2.5"L:2.5" W:2.5" H:8.25" |  |  | 1 Candelabra Torpedo 60w |  | 1 | No | [14 empty] | 0 |  |  |  |  | Black/White | [7 empty] | 69.5 | 139 | 208.5 | L:3 3/8'' H:10 7/8'' E:5 1/8'' | 1.3 |  | 3.375 |  | 10.875 | Set Screw(s) |  |  |  |  | 5.125 | [25 empty] | DP:3/4'' W:2 1/2'' H:4 1/2'' OB UP:8 3/4'' Rectangular |  |  |  | 8 | Black/White |  |  | Hardwired | 0 | 0 | 0 | 0 | 0 | 0 | 0 | 0 | 0 | 0 | 0 | 014817599602 | 13 | 12 | 6.25 | 3.2 | 0.564 | 175 | Yes | [9 empty] | cETL Damp | FLYNN 1L SCONCE PN | 1 - Light Wall Sconce |  | LW1031PN.jpg | LW1031PN.jpg
LW1031TWB | 1 - Light Wall Sconce |  | BATH | Flynn | Wall / Bath Lighting | Time Worn Brass | TWB | Steel | Clear Glass | D:2.5"L:2.5" W:2.5" H:8.25" |  |  | 1 Candelabra Torpedo 60w |  | 1 | No | [14 empty] | 0 |  |  |  |  | Black/White | [7 empty] | 69.5 | 139 | 208.5 | L:3 3/8'' H:10 7/8'' E:5 1/8'' | 1.3 |  | 3.375 |  | 10.875 | Set Screw(s) |  |  |  |  | 5.125 | [25 empty] | DP:3/4'' W:2 1/2'' H:4 1/2'' OB UP:8 3/4'' Rectangular |  |  |  | 8 | Black/White |  |  | Hardwired | 0 | 0 | 0 | 0 | 0 | 0 | 0 | 0 | 0 | 0 | 0 | 014817599619 | 13 | 12 | 6.25 | 3.2 | 0.564 | 175 | Yes | [9 empty] | cETL Damp | FLYNN 1L SCONCE TWB | 1 - Light Wall Sconce |  | LW1031TWB.jpg | LW1031TWB.jpg
LW1041PN | 1 - Light Vanity |  | BATH | Robert | Wall / Bath Lighting | Polished Nickel / Clear Acrylic | PN / Glass | Steel | White Paper | D:7.5"L:7.5" W:7.5" H:5.5" | D:2.125"L:2.125" W:2.125" |  | 1 Candelabra Torpedo 60w |  | 1 | No | [14 empty] | 0 |  |  |  |  | Black/White | [7 empty] | 72 | 144 | 216 | L:7 1/2'' H:12 1/8'' E:9'' | 2.2 |  | 7.5 |  | 12.125 | Set Screw(s) |  |  |  |  | 9 | [25 empty] | D:5 1/4'' H:7/8'' OB UP:7 7/8'' Round |  |  |  | 8 | Black/White |  |  | Hardwired | 0 | 0 | 0 | 0 | 0 | 0 | 0 | 0 | 0 | 0 | 0 | 014817599749 | 13.75 | 10.25 | 10.25 | 3.8 | 0.836 | 175 | Yes | [9 empty] | cETL Damp | ROBERT 1L VANITY PN | 1 - Light Vanity |  | LW1041PN.jpg | LW1041PN.jpg
LW1041TWB | 1 - Light Vanity |  | BATH | Robert | Wall / Bath Lighting | Time Worn Brass / Clear Acrylic | TWB / Glass | Steel | White Paper | D:7.5"L:7.5" W:7.5" H:5.5" | D:2.125"L:2.125" W:2.125" |  | 1 Candelabra Torpedo 60w |  | 1 | No | [14 empty] | 0 |  |  |  |  | Black/White | [7 empty] | 72 | 144 | 216 | L:7 1/2'' H:12 1/8'' E:9'' | 2.2 |  | 7.5 |  | 12.125 | Set Screw(s) |  |  |  |  | 9 | [25 empty] | D:5 1/4'' H:7/8'' OB UP:7 7/8'' Round |  |  |  | 8 | Black/White |  |  | Hardwired | 0 | 0 | 0 | 0 | 0 | 0 | 0 | 0 | 0 | 0 | 0 | 014817599756 | 13.75 | 10.25 | 10.25 | 3.8 | 0.836 | 175 | Yes | [9 empty] | cETL Damp | ROBERT 1L VANITY TWB | 1 - Light Vanity |  | LW1041TWB.jpg | LW1041TWB.jpg
LW1051PN | 1 - Light Vanity |  | BATH | Jake | Wall / Bath Lighting | Polished Nickel / Clear Acrylic | PN / Glass | Steel | White Cotton Fabric | D:5.875"L:5.875" W:5.875" H:5.125" | D:4"L:4" W:4" |  | 1 Candelabra Torpedo 60w |  | 1 | No | [14 empty] | 0 |  |  |  |  | Black/White | [7 empty] | 79.5 | 159 | 238.5 | L:5 7/8'' H:13 1/2'' E:8'' |  |  | 5.875 |  | 13.5 | Set Screw(s) |  |  |  |  | 8 | [25 empty] | D:4 5/8'' H:3/4'' OB UP:11 9/16'' Round |  |  |  | 8 | Black/White |  |  | Hardwired | 0 | 0 | 0 | 0 | 0 | 0 | 0 | 0 | 0 | 0 | 0 | 014817599985 | 16 | 12.5 | 10 | 4 | 1.157 | 250 | Yes | [9 empty] | cETL Damp | JAKE 1L VANITY PN | 1 - Light Vanity |  | LW1051PN.jpg | LW1051PN.jpg
MPC03ORB | 3 - Light Multi-Port Canopy with Swag Hooks | Mounted to standard 4 inch junction boxes, the multi-port canopies by Feiss easily enable 3-light and 7-light cord pendant installations to create dramatic lighting fixtures which are perfectly customized for their environment. The MPC series also include swag hooks to create even more drama. | LINE VOLTAGE PENDANT | Multi-Port Canopies | Pendants | Oil Rubbed Bronze | ORB | Steel | [6 empty] | 0 | No | [14 empty] | 0 | [12 empty] | 59.48 | 118.96 | 178.44 | D:5'' H:1 1/4'' | 0.88 | 5 |  |  | 1.25 | Screw(s) | [38 empty] | Hardwired | 0 | 0 | 0 | 0 | 0 | 0 | 0 | 0 | 0 | 0 | 0 | 014817561784 | 6 | 5.25 | 3.25 | 1.2 | 0.059 | 70 | Yes | 12 | 10014817561781 | 12.5 | 12 | 12 | 14.8 | 1.042 | Yes |  |  | 3L MULTI-PORT CANOPY SWAG HOOKS ORB | 3 - Light Multi-Port Canopy with Swag Hooks |  | MPC03ORB.jpg | MPC03ORB.jpg
MPC03PN | 3 - Light Multi-Port Canopy with Swag Hooks | Mounted to standard 4 inch junction boxes, the multi-port canopies by Feiss easily enable 3-light and 7-light cord pendant installations to create dramatic lighting fixtures which are perfectly customized for their environment. The MPC series also include swag hooks to create even more drama. | LINE VOLTAGE PENDANT | Multi-Port Canopies | Pendants | Polished Nickel | PN | Steel | [6 empty] | 0 | No | [14 empty] | 0 | [12 empty] | 58.98 | 117.96 | 176.94 | D:5'' H:1 1/4'' | 0.88 | 5 |  |  | 1.25 | Screw(s) | [38 empty] | Hardwired | 0 | 0 | 0 | 0 | 0 | 0 | 0 | 0 | 0 | 0 | 0 | 014817561722 | 6 | 5.5 | 3.25 | 1.2 | 0.062 | 70 | Yes | 12 | 10014817561729 | 12.25 | 12 | 11.75 | 15 | 1 | Yes |  |  | 3L MULTI-PORT CANOPY SWAG HOOKS P.NKL | 3 - Light Multi-Port Canopy with Swag Hooks |  | MPC03PN.jpg | MPC03ORB.jpg
MPC03SN | 3 - Light Multi-Port Canopy with Swag Hooks | Mounted to standard 4 inch junction boxes, the multi-port canopies by Feiss easily enable 3-light and 7-light cord pendant installations to create dramatic lighting fixtures which are perfectly customized for their environment. The MPC series also include swag hooks to create even more drama. | LINE VOLTAGE PENDANT | Multi-Port Canopies | Pendants | Satin Nickel | SN | Steel | [6 empty] | 0 | No | [14 empty] | 0 | [12 empty] | 59.48 | 118.96 | 178.44 | D:5'' H:1 1/4'' | 0.8 | 5 |  |  | 1.25 | Screw(s) | [38 empty] | Hardwired | 0 | 0 | 0 | 0 | 0 | 0 | 0 | 0 | 0 | 0 | 0 | 014817561753 | 6 | 5.75 | 3.75 | 1.1 | 0.075 | 85 | Yes | 12 | 10014817561750 | 12.75 | 12.25 | 12.25 | 14.5 | 1.107 | Yes |  |  | 3L MULTI-PORT CANOPY SWAG HOOKS S.NKL | 3 - Light Multi-Port Canopy with Swag Hooks |  | MPC03SN.jpg | MPC03SN.jpg
MPC07ORB | 7 - Light Multi-Port Canopy with Swag Hooks | Mounted to standard 4 inch junction boxes, the multi-port canopies by Feiss easily enable 3-light and 7-light cord pendant installations to create dramatic lighting fixtures which are perfectly customized for their environment. The MPC series also include swag hooks to create even more drama. | LINE VOLTAGE PENDANT | Multi-Port Canopies | Pendants | Oil Rubbed Bronze | ORB | Steel | [6 empty] | 0 | No | [14 empty] | 0 | [12 empty] | 119.98 | 239.96 | 359.94 | D:6 1/2'' H:2 5/8'' | 1.33 | 6.5 |  |  | 2.625 | Screw(s) | [38 empty] | Hardwired | 0 | 0 | 0 | 0 | 0 | 0 | 0 | 0 | 0 | 0 | 0 | 014817561791 | 7.5 | 7.5 | 3.75 | 2.1 | 0.122 | 70 | Yes | 6 | 10014817561798 | 15.25 | 12.25 | 8.25 | 13.5 | 0.892 | Yes |  |  | 7L MULTI-PORT CANOPY SWAG HOOKS ORB | 7 - Light Multi-Port Canopy with Swag Hooks |  | MPC07ORB.jpg | MPC07ORB.jpg
MPC07PN | 7 - Light Multi-Port Canopy with Swag Hooks | Mounted to standard 4 inch junction boxes, the multi-port canopies by Feiss easily enable 3-light and 7-light cord pendant installations to create dramatic lighting fixtures which are perfectly customized for their environment. The MPC series also include swag hooks to create even more drama. | LINE VOLTAGE PENDANT | Multi-Port Canopies | Pendants | Polished Nickel | PN | Steel | [6 empty] | 0 | No | [14 empty] | 0 | [12 empty] | 118.48 | 236.96 | 355.44 | D:6 1/2'' H:2 5/8'' | 1.32 | 6.5 |  |  | 2.625 | Screw(s) | [38 empty] | Hardwired | 0 | 0 | 0 | 0 | 0 | 0 | 0 | 0 | 0 | 0 | 0 | 014817561739 | 7.5 | 7.25 | 3.75 | 2 | 0.118 | 70 | Yes | 6 | 10014817561736 | 15.5 | 7.75 | 12 | 12.6 | 0.834 | Yes |  |  | 7L MULTI-PORT CANOPY SWAG HOOKS P.NKL | 7 - Light Multi-Port Canopy with Swag Hooks |  | MPC07PN.jpg | MPC07ORB.jpg
MPC07SN | 7 - Light Multi-Port Canopy with Swag Hooks | Mounted to standard 4 inch junction boxes, the multi-port canopies by Feiss easily enable 3-light and 7-light cord pendant installations to create dramatic lighting fixtures which are perfectly customized for their environment. The MPC series also include swag hooks to create even more drama. | LINE VOLTAGE PENDANT | Multi-Port Canopies | Pendants | Satin Nickel | SN | Steel | [6 empty] | 0 | No | [14 empty] | 0 | [12 empty] | 119.98 | 239.96 | 359.94 | D:6 1/2'' H:2 5/8'' | 1.3 | 6.5 |  |  | 2.625 | Screw(s) | [38 empty] | Hardwired | 0 | 0 | 0 | 0 | 0 | 0 | 0 | 0 | 0 | 0 | 0 | 014817561760 | 7.5 | 7.25 | 3.75 | 2 | 0.118 | 70 | Yes | 6 | 10014817561767 | 15.5 | 7.75 | 12 | 12.6 | 0.834 | Yes |  |  | 7L MULTI-PORT CANOPY SWAG HOOKS S.NKL | 7 - Light Multi-Port Canopy with Swag Hooks |  | MPC07SN.jpg | MPC07SN.jpg
MR1089BS | Brushed Steel Mirror | This retro industrial collection reminiscent of turn of the 19th century lighting, features Brushed Steel and Dark Bronze finishes. The larger pendants are accented with Pearl Glass and a special touch of light in the open work casting above the beautifully shaped domes. Group the pendants over a kitchen isle or introduce a fresh, bright look to your dining room or kitchen table. This group casts a beautiful warm light wherever they are hung. Add one of the coordinating mirrors to complete the fashionable look of your room. | MIRROR | Parker Place | Mirrors | Brushed Steel | BS | Steel | [6 empty] | 0 | No | [14 empty] | 0 | [12 empty] | 115.95 | 231.9 | 347.85 | W:22 3/8'' H:32 1/2'' E:1 1/16'' | 17.38 |  |  | 22.375 | 32.5 | [5 empty] | 1.0625 | [34 empty] | 0 | 0 | 0 | 0 | 0 | 0 | 0 | 0 | 0 | 0 | 0 | 014817345049 | 36 | 5.5 | 26.5 | 24.86 | 3.036 | 100 | Yes | [8 empty] | UL Dry |  | MIRROR - RECTANGLE | Parker Place Mirror |  | MR1089BS.jpg
MR1093CH | Chrome Mirror | When styling and design from the East meets the West, they meld together to create the Halstad lighting collection by Feiss that possesses a soothing and serene environment. | MIRROR | Halstad | Mirrors | Chrome | CH | Steel | [6 empty] | 0 | No | [27 empty] | 174.45 | 348.9 | 523.35 | W:24'' H:30'' E:7/8'' | 16.25 |  |  | 24 | 30 | [5 empty] | 0.875 - 0 | [34 empty] | 0 | 0 | 0 | 0 | 0 | 0 | 0 | 0 | 0 | 0 | 0 | 014817357745 | 36 | 8.5 | 30.25 | 25.2 | 5.357 | 175 | Yes | [8 empty] | UL |  | MIRROR - RECTANGLE | Halstad Mirror |  | MR1093CH.jpg
MR1106OBZ | Oxidized Bronze Mirror | The Valentina lighting collection by Feiss was named after the Latin word meaning “strong and brave,” and rightfully so. The willowy frame is finished in Oxidized Bronze while Clear Polished glass crystals adorn each piece, adding even more elegance. Each candelabra style bulb sits in its own clear, crystal bobeche. | MIRROR | Valentina | Mirrors | Oxidized Bronze | OBZ | Steel | [6 empty] | 0 | No | [14 empty] | 0 | [12 empty] | 267.95 | 535.9 | 803.85 | W:20'' H:34 7/8'' E:1 1/2'' | 10.12 |  |  | 20 | 34.875 | [5 empty] | 1.5 | [25 empty] | DP:1 1/4'' W:5'' H:13 1/2'' Oval | [8 empty] | 0 | 0 | 0 | 0 | 0 | 0 | 0 | 0 | 0 | 0 | 0 | 014817409680 | 38.5 | 5 | 23.25 | 15.4 | 2.59 | 175 | Yes | [10 empty] | MIRROR - OVAL | Valentina Mirror |  | MR1106OBZ.jpg | MR1106OBZ.jpg
MR1107AF | Antique Forged Iron Mirror | The Ethan lighting collection by Feiss is a contemporary take on the strong verticals and horizontals of the elegantly simple, Asian influences of the Mission style. The dark Antique Forged Iron finish contrasts dramatically with the Brushed Steel candle tubes and sleek Clear glass surrounds, which ingenuously can all be removed and run through the dishwasher to keep them sparkling clear. | MIRROR | Ethan | Mirrors | Antique Forged Iron | AF | Steel / Glass | Undefined Clear Glass | [5 empty] | 0 | No | [27 empty] | 149.98 | 299.96 | 449.94 | W:27 3/16'' H:37'' E:1'' | 21.12 |  |  | 27.1875 | 37 | [5 empty] | 1 | [34 empty] | 0 | 0 | 0 | 0 | 0 | 0 | 0 | 0 | 0 | 0 | 0 | 014817477818 | 39.75 | 30 | 5 | 29.4 | 3.451 | 100 | Yes | [10 empty] | MIRROR | Ethan Mirror |  | MR1107AF.jpg | MR1107AF.jpg
MR1119ORB | Oil Rubbed Bronze Mirror |  | MIRROR | Jackie | Mirrors | Oil Rubbed Bronze | ORB |  | Clear Glass | D:1" W:22.5" H:31.5" |  |  |  |  | 0 | No | [27 empty] | 127.95 | 255.9 | 383.85 | W:24'' H:32 7/8'' E:1'' | 12 |  |  | 24 | 32.875 | [5 empty] | 1 | [34 empty] | 0 | 0 | 0 | 0 | 0 | 0 | 0 | 0 | 0 | 0 | 0 | 014817483925 | 38 | 29 | 4.75 | 15.7 | 3.029 | 175 | Yes | [10 empty] | MIRROR | Mirror Jackie |  | MR1119ORB.jpg | MR1119ORB.jpg
MR1126ORB | Oil Rubbed Bronze Mirror |  | MIRROR | Johnson | Mirrors | Oil Rubbed Bronze | ORB |  | Clear Glass | W:23.5" H:33.5" |  |  |  |  | 0 | No | [14 empty] | 0 | [12 empty] | 104.45 | 208.9 | 313.35 | W:24 3/8'' H:36 3/8'' E:2'' | 19.14 |  |  | 24.375 | 36.375 | [5 empty] | 2 | [34 empty] | 0 | 0 | 0 | 0 | 0 | 0 | 0 | 0 | 0 | 0 | 0 | 014817484045 | 41.75 | 30.25 | 5 | 24.2 | 3.654 | 125 | Yes | [10 empty] | MIRROR | Johnson Mirror |  | MR1126ORB.jpg | MR1126ORB.jpg
MR1127ORB | Oil Rubbed Bronze Mirror |  | MIRROR | Johnson | Mirrors | Oil Rubbed Bronze | ORB |  | Clear Glass | D:1" H:27.5" |  |  |  |  | 0 | No | [27 empty] | 92.95 | 185.9 | 278.85 | D:28 1/2'' E:2'' | 13.4 | 28.5 | [8 empty] | 2 | [34 empty] | 0 | 0 | 0 | 0 | 0 | 0 | 0 | 0 | 0 | 0 | 0 | 014817484076 | 34.5 | 33.75 | 5.25 | 22.6 | 3.538 | 125 | Yes | [10 empty] | MIRROR | Johnson Mirror |  | MR1127ORB.jpg | MR1127ORB.jpg
MR1151 | Oval Mirror |  | MIRROR | Infinity | Mirrors |  |  |  | Clear Glass | D:1.25" W:22" H:28" |  |  |  |  | 0 | No | [14 empty] | 0 | [12 empty] | 81.45 | 162.9 | 244.35 | W:22'' H:28'' E:1/2'' | 10 |  |  | 22 | 28 | [5 empty] | 0.5 | [34 empty] | 0 | 0 | 0 | 0 | 0 | 0 | 0 | 0 | 0 | 0 | 0 | 014817484540 | 33.25 | 27.5 | 3.5 | 13.9 | 1.852 | 125 | Yes | [10 empty] | MIRROR | Infinity Mirror |  | MR1151.jpg | MR1151.jpg
MR1152 | Rectangle Mirror |  | MIRROR | Infinity | Mirrors |  |  |  | Clear Glass | D:1.25" W:22" H:28" |  |  |  |  | 0 | No | [14 empty] | 0 | [12 empty] | 72.95 | 145.9 | 218.85 | W:22'' H:28'' E:1/2'' | 12.65 |  |  | 22 | 28 | [5 empty] | 0.5 | [34 empty] | 0 | 0 | 0 | 0 | 0 | 0 | 0 | 0 | 0 | 0 | 0 | 014817484557 | 32.5 | 27.75 | 3.5 | 16.7 | 1.827 | 100 | Yes | [10 empty] | MIRROR | Infinity Mirror |  | MR1152.jpg | MR1152.jpg
MR1153 | Oval Mirror |  | MIRROR | Infinity | Mirrors |  |  |  | Clear Glass | D:1.25" W:24" H:36" |  |  |  |  | 0 | No | [14 empty] | 0 | [12 empty] | 104.45 | 208.9 | 313.35 | W:24'' H:36'' E:1/2'' | 14 |  |  | 24 | 36 | [5 empty] | 0.5 | [34 empty] | 0 | 0 | 0 | 0 | 0 | 0 | 0 | 0 | 0 | 0 | 0 | 014817484564 | 41 | 29 | 3.5 | 19 | 2.408 | 125 | Yes | [10 empty] | MIRROR | Infinity Mirror |  | MR1153.jpg | MR1153.jpg
MR1154 | Rectangle Mirror |  | MIRROR | Infinity | Mirrors |  |  |  | Clear Glass | D:1.25" W:24" H:36" |  |  |  |  | 0 | No | [14 empty] | 0 | [12 empty] | 98.95 | 197.9 | 296.85 | W:24'' H:36'' E:1/2'' | 17.9 |  |  | 24 | 36 | [5 empty] | 0.5 | [34 empty] | 0 | 0 | 0 | 0 | 0 | 0 | 0 | 0 | 0 | 0 | 0 | 014817484571 | 41.75 | 29.5 | 3.5 | 22.6 | 2.495 | 100 | Yes | [10 empty] | MIRROR | Infinity Mirror |  | MR1154.jpg | MR1154.jpg
MR1155 | Mirror |  | MIRROR | Infinity | Mirrors |  |  |  | Clear Glass | D:1.25" W:30" H:30" |  |  |  |  | 0 | No | [14 empty] | 0 | [12 empty] | 86.95 | 173.9 | 260.85 | W:30'' H:30'' E:1/2'' | 14.5 |  |  | 30 | 30 | [5 empty] | 0.5 | [34 empty] | 0 | 0 | 0 | 0 | 0 | 0 | 0 | 0 | 0 | 0 | 0 | 014817484588 | 35 | 35 | 3.5 | 19.8 | 2.481 | 100 | Yes | [10 empty] | MIRROR | Infinity Mirror |  | MR1155.jpg
MR1300BBS | Kit Oval Mirror |  | MIRROR | Kit | Mirrors | Burnished Brass | BBS | [7 empty] | 0 | No | [14 empty] | 0 | [12 empty] | 174.5 | 349 | 523.5 | W:24'' H:36'' E:2'' |  |  |  | 24 | 36 | [5 empty] | 2 | [34 empty] | 0 | 0 | 0 | 0 | 0 | 0 | 0 | 0 | 0 | 0 | 0 | 014817606812 | [17 empty] | KIT OVAL MIRROR 24x36 BBS | Kit Oval Mirror | Glass / Stainless Steel / MDF | MR1300BBS.jpg | MR1300BBS.jpg
MR1300MBK | Kit Oval Mirror |  | MIRROR | Kit | Mirrors | Midnight Black | MBK | [7 empty] | 0 | No | [14 empty] | 0 | [12 empty] | 174.5 | 349 | 523.5 | W:24'' H:36'' E:2'' |  |  |  | 24 | 36 | [5 empty] | 2 | [34 empty] | 0 | 0 | 0 | 0 | 0 | 0 | 0 | 0 | 0 | 0 | 0 | 014817606843 | [17 empty] | KIT OVAL MIRROR 24x36 MBK | Kit Oval Mirror | Glass / Steel / MDF | MR1300MBK.jpg | MR1300MBK.jpg
MR1300MWT | Kit Oval Mirror |  | MIRROR | Kit | Mirrors | Matte White | MWT | [7 empty] | 0 | No | [14 empty] | 0 | [12 empty] | 174.5 | 349 | 523.5 | W:24'' H:36'' E:2'' |  |  |  | 24 | 36 | [5 empty] | 2 | [34 empty] | 0 | 0 | 0 | 0 | 0 | 0 | 0 | 0 | 0 | 0 | 0 | 014817606850 | [17 empty] | KIT OVAL MIRROR 24x36 MWT | Kit Oval Mirror | Glass / Steel / MDF | MR1300MWT.jpg | MR1300MWT.jpg
MR1300PN | Kit Oval Mirror |  | MIRROR | Kit | Mirrors | Polished Nickel | PN | [7 empty] | 0 | No | [14 empty] | 0 | [12 empty] | 174.5 | 349 | 523.5 | W:24'' H:36'' E:2'' |  |  |  | 24 | 36 | [5 empty] | 2 | [34 empty] | 0 | 0 | 0 | 0 | 0 | 0 | 0 | 0 | 0 | 0 | 0 | 014817606836 | [17 empty] | KIT OVAL MIRROR 24x36 PN | Kit Oval Mirror | Glass / Steel / MDF | MR1300PN.jpg | MR1300PN.jpg
MR1300SN | Kit Oval Mirror |  | MIRROR | Kit | Mirrors | Satin Nickel | SN | [7 empty] | 0 | No | [14 empty] | 0 | [12 empty] | 174.5 | 349 | 523.5 | W:24'' H:36'' E:2'' |  |  |  | 24 | 36 | [5 empty] | 2 | [34 empty] | 0 | 0 | 0 | 0 | 0 | 0 | 0 | 0 | 0 | 0 | 0 | 014817606829 | [17 empty] | KIT OVAL MIRROR 24x36 SN | Kit Oval Mirror | Glass / Steel / MDF | MR1300SN.jpg | MR1300SN.jpg
MR1301BBS | Kit Round Mirror |  | MIRROR | Kit | Mirrors | Burnished Brass | BBS | [7 empty] | 0 | No | [14 empty] | 0 | [12 empty] | 189.5 | 379 | 568.5 | D:30'' E:2'' |  | 30 | [8 empty] | 2 | [34 empty] | 0 | 0 | 0 | 0 | 0 | 0 | 0 | 0 | 0 | 0 | 0 | 014817606867 | [17 empty] | KIT ROUND MIRROR 30IN DIA BBS | Kit Round Mirror | Glass / Stainless Steel / MDF | MR1301BBS.jpg | MR1301BBS.jpg
MR1301MBK | Kit Round Mirror |  | MIRROR | Kit | Mirrors | Midnight Black | MBK | [7 empty] | 0 | No | [14 empty] | 0 | [12 empty] | 189.5 | 379 | 568.5 | D:30'' E:2'' |  | 30 | [8 empty] | 2 | [34 empty] | 0 | 0 | 0 | 0 | 0 | 0 | 0 | 0 | 0 | 0 | 0 | 014817606898 | [17 empty] | KIT ROUND MIRROR 30IN DIA MBK | Kit Round Mirror | Glass / Steel / MDF | MR1301MBK.jpg | MR1301MBK.jpg
MR1301MWT | Kit Round Mirror |  | MIRROR | Kit | Mirrors | Matte White | MWT | [7 empty] | 0 | No | [14 empty] | 0 | [12 empty] | 189.5 | 379 | 568.5 | D:30'' E:2'' |  | 30 | [8 empty] | 2 | [34 empty] | 0 | 0 | 0 | 0 | 0 | 0 | 0 | 0 | 0 | 0 | 0 | 014817606904 | [17 empty] | KIT ROUND MIRROR 30IN DIA MWT | Kit Round Mirror | Glass / Steel / MDF | MR1301MWT.jpg | MR1301MWT.jpg
MR1301PN | Kit Round Mirror |  | MIRROR | Kit | Mirrors | Polished Nickel | PN | [7 empty] | 0 | No | [14 empty] | 0 | [12 empty] | 189.5 | 379 | 568.5 | D:30'' E:2'' |  | 30 | [8 empty] | 2 | [34 empty] | 0 | 0 | 0 | 0 | 0 | 0 | 0 | 0 | 0 | 0 | 0 | 014817606881 | [17 empty] | KIT ROUND MIRROR 30IN DIA PN | Kit Round Mirror | Glass / Steel / MDF | MR1301PN.jpg | MR1301PN.jpg
MR1301SN | Kit Round Mirror |  | MIRROR | Kit | Mirrors | Satin Nickel | SN | [7 empty] | 0 | No | [14 empty] | 0 | [12 empty] | 189.5 | 379 | 568.5 | D:30'' E:2'' |  | 30 | [8 empty] | 2 | [34 empty] | 0 | 0 | 0 | 0 | 0 | 0 | 0 | 0 | 0 | 0 | 0 | 014817606874 | [17 empty] | KIT ROUND MIRROR 30IN DIA SN | Kit Round Mirror | Glass / Steel / MDF | MR1301SN.jpg | MR1301SN.jpg
MR1302BBS | Kit Square Mirror |  | MIRROR | Kit | Mirrors | Burnished Brass | BBS | [7 empty] | 0 | No | [14 empty] | 0 | [12 empty] | 174.5 | 349 | 523.5 | W:28'' H:28'' E:2'' |  |  |  | 28 | 28 | [5 empty] | 2 | [34 empty] | 0 | 0 | 0 | 0 | 0 | 0 | 0 | 0 | 0 | 0 | 0 | 014817606911 | [17 empty] | KIT SQUARE MIRROR 28IN | Kit Square Mirror | Glass / Stainless Steel / MDF | MR1302BBS.jpg | MR1302BBS.jpg
MR1302MBK | Kit Square Mirror |  | MIRROR | Kit | Mirrors | Midnight Black | MBK | [7 empty] | 0 | No | [14 empty] | 0 | [12 empty] | 174.5 | 349 | 523.5 | W:28'' H:28'' E:2'' |  |  |  | 28 | 28 | [5 empty] | 2 | [34 empty] | 0 | 0 | 0 | 0 | 0 | 0 | 0 | 0 | 0 | 0 | 0 | 014817606942 | [17 empty] | KIT SQUARE MIRROR 28IN | Kit Square Mirror | Glass / Steel / MDF | MR1302MBK.jpg | MR1302MBK.jpg
MR1302MWT | Kit Square Mirror |  | MIRROR | Kit | Mirrors | Matte White | MWT | [7 empty] | 0 | No | [14 empty] | 0 | [12 empty] | 174.5 | 349 | 523.5 | W:28'' H:28'' E:2'' |  |  |  | 28 | 28 | [5 empty] | 2 | [34 empty] | 0 | 0 | 0 | 0 | 0 | 0 | 0 | 0 | 0 | 0 | 0 | 014817606959 | [17 empty] | KIT SQUARE MIRROR 28IN | Kit Square Mirror | Glass / Steel / MDF | MR1302MWT.jpg | MR1302MWT.jpg
MR1302PN | Kit Square Mirror |  | MIRROR | Kit | Mirrors | Polished Nickel | PN | [7 empty] | 0 | No | [14 empty] | 0 | [12 empty] | 174.5 | 349 | 523.5 | W:28'' H:28'' E:2'' |  |  |  | 28 | 28 | [5 empty] | 2 | [34 empty] | 0 | 0 | 0 | 0 | 0 | 0 | 0 | 0 | 0 | 0 | 0 | 014817606935 | [17 empty] | KIT SQUARE MIRROR 28IN | Kit Square Mirror | Glass / Steel / MDF | MR1302PN.jpg | MR1302PN.jpg
MR1302SN | Kit Square Mirror |  | MIRROR | Kit | Mirrors | Satin Nickel | SN | [7 empty] | 0 | No | [14 empty] | 0 | [12 empty] | 174.5 | 349 | 523.5 | W:28'' H:28'' E:2'' |  |  |  | 28 | 28 | [5 empty] | 2 | [34 empty] | 0 | 0 | 0 | 0 | 0 | 0 | 0 | 0 | 0 | 0 | 0 | 014817606928 | [17 empty] | KIT SQUARE MIRROR 28IN | Kit Square Mirror | Glass / Steel / MDF | MR1302SN.jpg | MR1302SN.jpg
MR1303BBS | Kit Rectangular Mirror |  | MIRROR | Kit | Mirrors | Burnished Brass | BBS | [7 empty] | 0 | No | [14 empty] | 0 | [12 empty] | 174.5 | 349 | 523.5 | W:24'' H:36'' E:2'' |  |  |  | 24 | 36 | [5 empty] | 2 | [34 empty] | 0 | 0 | 0 | 0 | 0 | 0 | 0 | 0 | 0 | 0 | 0 | 014817606966 | [17 empty] | KIT RECT MIRROR 24x36 BBS | Kit Rectangular Mirror | Glass / Stainless Steel / MDF | MR1303BBS.jpg | MR1303BBS.jpg
MR1303MBK | Kit Rectangular Mirror |  | MIRROR | Kit | Mirrors | Midnight Black | MBK | [7 empty] | 0 | No | [14 empty] | 0 | [12 empty] | 174.5 | 349 | 523.5 | W:24'' H:36'' E:2'' |  |  |  | 24 | 36 | [5 empty] | 2 | [34 empty] | 0 | 0 | 0 | 0 | 0 | 0 | 0 | 0 | 0 | 0 | 0 | 014817606997 | [17 empty] | KIT RECT MIRROR 24x36 MBK | Kit Rectangular Mirror | Glass / Steel / MDF | MR1303MBK.jpg | MR1303MBK.jpg
MR1303MWT | Kit Rectangular Mirror |  | MIRROR | Kit | Mirrors | Matte White | MWT | [7 empty] | 0 | No | [14 empty] | 0 | [12 empty] | 174.5 | 349 | 523.5 | W:24'' H:36'' E:2'' |  |  |  | 24 | 36 | [5 empty] | 2 | [34 empty] | 0 | 0 | 0 | 0 | 0 | 0 | 0 | 0 | 0 | 0 | 0 | 014817607000 | [17 empty] | KIT RECT MIRROR 24x36 MWT | Kit Rectangular Mirror | Glass / Steel / MDF | MR1303MWT.jpg | MR1303MWT.jpg
MR1303PN | Kit Rectangular Mirror |  | MIRROR | Kit | Mirrors | Polished Nickel | PN | [7 empty] | 0 | No | [14 empty] | 0 | [12 empty] | 174.5 | 349 | 523.5 | W:24'' H:36'' E:2'' |  |  |  | 24 | 36 | [5 empty] | 2 | [34 empty] | 0 | 0 | 0 | 0 | 0 | 0 | 0 | 0 | 0 | 0 | 0 | 014817606980 | [17 empty] | KIT RECT MIRROR 24x36 PN | Kit Rectangular Mirror | Glass / Steel / MDF | MR1303PN.jpg | MR1303PN.jpg
MR1303SN | Kit Rectangular Mirror |  | MIRROR | Kit | Mirrors | Satin Nickel | SN | [7 empty] | 0 | No | [14 empty] | 0 | [12 empty] | 174.5 | 349 | 523.5 | W:24'' H:36'' E:2'' |  |  |  | 24 | 36 | [5 empty] | 2 | [34 empty] | 0 | 0 | 0 | 0 | 0 | 0 | 0 | 0 | 0 | 0 | 0 | 014817606973 | [17 empty] | KIT RECT MIRROR 24x36 SN | Kit Rectangular Mirror | Glass / Steel / MDF | MR1303SN.jpg | MR1303SN.jpg
OL10600DWZ | 1 - Light Outdoor Sconce | Inspired by traditional Parisian style lanterns, the Shepherd outdoor lighting collection by Feiss features a decorative shepherd's crook, a latched and hinged front door panel, an inner Case White glass shade, Clear Seeded outer glass to create the visual appearance of vintage gas lanterns. Made of a proprietary composition for outstanding durability even in the harshest elements, the collection has a 5-year warranty. Offered in either Dark Weathered Zinc or Heritage Copper finishes, the collection includes 16”, 19”, 25” and 35” 1-Light Outdoor Wall Lanterns, 1-Light Outdoor Post, 1-Light Outdoor Hanging Lantern and a 2-Light Outdoor Flushmount. | OUTDOOR | Shepherd | Outdoor Lighting | Dark Weathered Zinc | DWZ | StoneStrong | Opal Etched Glass |  |  |  | 1 Medium A19 75w |  | 1 | No | [14 empty] | 0 | [12 empty] | 85.95 | 171.9 | 257.85 | W:7'' H:16 1/2'' E:7 1/4'' | 5 |  |  | 7 | 16.5 | Cap Nuts |  |  |  |  | 7.25 | [29 empty] | 8 | Black/White |  |  | Hardwired | 0 | 0 | 0 | 0 | 0 | 0 | 0 | 0 | 0 | 0 | 0 | 014817540116 | 23 | 12 | 12 | 7 | 1.917 | 250 | Yes | [9 empty] | cETL Wet | 1L Shepherd Outdoor Wall Dark Weathered Zinc | 1 - Light Outdoor Sconce |  | OL10600DWZ.jpg | OL10600DWZ.jpg
OL10600HTCP | 1 - Light Outdoor Sconce | Inspired by traditional Parisian style lanterns, the Shepherd outdoor lighting collection by Feiss features a decorative shepherd's crook, a latched and hinged front door panel, an inner Case White glass shade, Clear Seeded outer glass to create the visual appearance of vintage gas lanterns. Made of a proprietary composition for outstanding durability even in the harshest elements, the collection has a 5-year warranty. Offered in either Dark Weathered Zinc or Heritage Copper finishes, the collection includes 16”, 19”, 25” and 35” 1-Light Outdoor Wall Lanterns, 1-Light Outdoor Post, 1-Light Outdoor Hanging Lantern and a 2-Light Outdoor Flushmount. | OUTDOOR | Shepherd | Outdoor Lighting | Heritage Copper | HTCP | StoneStrong | Opal Etched Glass |  |  |  | 1 Medium A19 75w |  | 1 | No | [14 empty] | 0 | [12 empty] | 85.95 | 171.9 | 257.85 | W:7'' H:16 1/2'' E:7 1/4'' | 5 |  |  | 7 | 16.5 | Cap Nuts |  |  |  |  | 7.25 | [29 empty] | 8 | Black/White |  |  | Hardwired | 0 | 0 | 0 | 0 | 0 | 0 | 0 | 0 | 0 | 0 | 0 | 014817540109 | 22.5 | 12 | 11.75 | 6.8 | 1.836 | 250 | Yes | [9 empty] | cETL Wet | 1L Shepherd Outdoor Wall Heritage Copper | 1 - Light Outdoor Sconce |  | OL10600HTCP.jpg | OL10600HTCP.jpg
OL10601DWZ | 1 - Light Outdoor Sconce | Inspired by traditional Parisian style lanterns, the Shepherd outdoor lighting collection by Feiss features a decorative shepherd's crook, a latched and hinged front door panel, an inner Case White glass shade, Clear Seeded outer glass to create the visual appearance of vintage gas lanterns. Made of a proprietary composition for outstanding durability even in the harshest elements, the collection has a 5-year warranty. Offered in either Dark Weathered Zinc or Heritage Copper finishes, the collection includes 16”, 19”, 25” and 35” 1-Light Outdoor Wall Lanterns, 1-Light Outdoor Post, 1-Light Outdoor Hanging Lantern and a 2-Light Outdoor Flushmount. | OUTDOOR | Shepherd | Outdoor Lighting | Dark Weathered Zinc | DWZ | StoneStrong | Opal Etched Glass |  |  |  | 1 Medium A19 75w |  | 1 | No | [14 empty] | 0 | [12 empty] | 109.45 | 218.9 | 328.35 | W:7 3/8'' H:19 1/8'' E:7 1/4'' | 6 |  |  | 7.375 | 19.125 | Cap Nuts |  |  |  |  | 7.25 | [29 empty] | 8 | Black/White |  |  | Hardwired | 0 | 0 | 0 | 0 | 0 | 0 | 0 | 0 | 0 | 0 | 0 | 014817540130 | 26 | 12 | 12 | 7.9 | 2.167 | 250 | Yes | [9 empty] | cETL Wet | 1L Shepherd Outdoor Wall Dark Weathered Zinc | 1 - Light Outdoor Sconce |  | OL10601DWZ.jpg | OL10601DWZ.jpg
OL10601HTCP | 1 - Light Outdoor Sconce | Inspired by traditional Parisian style lanterns, the Shepherd outdoor lighting collection by Feiss features a decorative shepherd's crook, a latched and hinged front door panel, an inner Case White glass shade, Clear Seeded outer glass to create the visual appearance of vintage gas lanterns. Made of a proprietary composition for outstanding durability even in the harshest elements, the collection has a 5-year warranty. Offered in either Dark Weathered Zinc or Heritage Copper finishes, the collection includes 16”, 19”, 25” and 35” 1-Light Outdoor Wall Lanterns, 1-Light Outdoor Post, 1-Light Outdoor Hanging Lantern and a 2-Light Outdoor Flushmount. | OUTDOOR | Shepherd | Outdoor Lighting | Heritage Copper | HTCP | StoneStrong | Opal Etched Glass |  |  |  | 1 Medium A19 75w |  | 1 | No | [14 empty] | 0 | [12 empty] | 109.45 | 218.9 | 328.35 | W:7 3/8'' H:19 1/8'' E:7 1/4'' | 6 |  |  | 7.375 | 19.125 | Cap Nuts |  |  |  |  | 7.25 | [29 empty] | 8 | Black/White |  |  | Hardwired | 0 | 0 | 0 | 0 | 0 | 0 | 0 | 0 | 0 | 0 | 0 | 014817540123 | 26 | 12 | 11.75 | 8 | 2.122 | 250 | Yes | [9 empty] | cETL Wet | 1L Shepherd Outdoor Wall Heritage Copper | 1 - Light Outdoor Sconce |  | OL10601HTCP.jpg | OL10601HTCP.jpg
OL10602DWZ | 1 - Light Outdoor Sconce | Inspired by traditional Parisian style lanterns, the Shepherd outdoor lighting collection by Feiss features a decorative shepherd's crook, a latched and hinged front door panel, an inner Case White glass shade, Clear Seeded outer glass to create the visual appearance of vintage gas lanterns. Made of a proprietary composition for outstanding durability even in the harshest elements, the collection has a 5-year warranty. Offered in either Dark Weathered Zinc or Heritage Copper finishes, the collection includes 16”, 19”, 25” and 35” 1-Light Outdoor Wall Lanterns, 1-Light Outdoor Post, 1-Light Outdoor Hanging Lantern and a 2-Light Outdoor Flushmount. | OUTDOOR | Shepherd | Outdoor Lighting | Dark Weathered Zinc | DWZ | StoneStrong | Opal Etched Glass |  |  |  | 1 Medium A19 75w |  | 1 | No | [14 empty] | 0 | [12 empty] | 138.45 | 276.9 | 415.35 | W:8 1/2'' H:25 5/8'' E:9 5/8'' | 10 |  |  | 8.5 | 25.625 | Cap Nuts |  |  |  |  | 9.625 | [29 empty] | 8 | Black/White |  |  | Hardwired | 0 | 0 | 0 | 0 | 0 | 0 | 0 | 0 | 0 | 0 | 0 | 014817540154 | 33.75 | 14.25 | 13.5 | 13 | 3.757 | 250 | Yes | [9 empty] | cETL Wet | 1L Shepherd Outdoor Wall Dark Weathered Zinc | 1 - Light Outdoor Sconce |  | OL10602DWZ.jpg | OL10602DWZ.jpg
OL10602HTCP | 1 - Light Outdoor Sconce | Inspired by traditional Parisian style lanterns, the Shepherd outdoor lighting collection by Feiss features a decorative shepherd's crook, a latched and hinged front door panel, an inner Case White glass shade, Clear Seeded outer glass to create the visual appearance of vintage gas lanterns. Made of a proprietary composition for outstanding durability even in the harshest elements, the collection has a 5-year warranty. Offered in either Dark Weathered Zinc or Heritage Copper finishes, the collection includes 16”, 19”, 25” and 35” 1-Light Outdoor Wall Lanterns, 1-Light Outdoor Post, 1-Light Outdoor Hanging Lantern and a 2-Light Outdoor Flushmount. | OUTDOOR | Shepherd | Outdoor Lighting | Heritage Copper | HTCP | StoneStrong | Opal Etched Glass |  |  |  | 1 Medium A19 75w |  | 1 | No | [14 empty] | 0 | [12 empty] | 138.45 | 276.9 | 415.35 | W:8 1/2'' H:25 5/8'' E:9 5/8'' | 10 |  |  | 8.5 | 25.625 | Cap Nuts |  |  |  |  | 9.625 | [29 empty] | 8 | Black/White |  |  | Hardwired | 0 | 0 | 0 | 0 | 0 | 0 | 0 | 0 | 0 | 0 | 0 | 014817540147 | 34.25 | 14 | 13.5 | 13.3 | 3.746 | 250 | Yes | [9 empty] | cETL Wet | 1L Shepherd Outdoor Wall Heritage Copper | 1 - Light Outdoor Sconce |  | OL10602HTCP.jpg | OL10602HTCP.jpg
OL10603DWZ | 1 - Light Outdoor Sconce | Inspired by traditional Parisian style lanterns, the Shepherd outdoor lighting collection by Feiss features a decorative shepherd's crook, a latched and hinged front door panel, an inner Case White glass shade, Clear Seeded outer glass to create the visual appearance of vintage gas lanterns. Made of a proprietary composition for outstanding durability even in the harshest elements, the collection has a 5-year warranty. Offered in either Dark Weathered Zinc or Heritage Copper finishes, the collection includes 16”, 19”, 25” and 35” 1-Light Outdoor Wall Lanterns, 1-Light Outdoor Post, 1-Light Outdoor Hanging Lantern and a 2-Light Outdoor Flushmount. | OUTDOOR | Shepherd | Outdoor Lighting | Dark Weathered Zinc | DWZ | StoneStrong | Opal Etched Glass |  |  |  | 1 Medium A19 75w |  | 1 | No | [14 empty] | 0 | [12 empty] | 230.45 | 460.9 | 691.35 | W:11 1/2'' H:35 1/8'' E:12 7/8'' | 18 |  |  | 11.5 | 35.125 | Cap Nuts |  |  |  |  | 12.875 | [29 empty] | 8 | Black/White |  |  | Hardwired | 0 | 0 | 0 | 0 | 0 | 0 | 0 | 0 | 0 | 0 | 0 | 014817540178 | 44.38 | 17.25 | 16.38 | 24.4 | 7.257 | 250 | Yes | [9 empty] | cETL Wet | 1L Shepherd Outdoor Wall Dark Weathered Zinc | 1 - Light Outdoor Sconce |  | OL10603DWZ.jpg | OL10603DWZ.jpg
OL10603HTCP | 1 - Light Outdoor Sconce | Inspired by traditional Parisian style lanterns, the Shepherd outdoor lighting collection by Feiss features a decorative shepherd's crook, a latched and hinged front door panel, an inner Case White glass shade, Clear Seeded outer glass to create the visual appearance of vintage gas lanterns. Made of a proprietary composition for outstanding durability even in the harshest elements, the collection has a 5-year warranty. Offered in either Dark Weathered Zinc or Heritage Copper finishes, the collection includes 16”, 19”, 25” and 35” 1-Light Outdoor Wall Lanterns, 1-Light Outdoor Post, 1-Light Outdoor Hanging Lantern and a 2-Light Outdoor Flushmount. | OUTDOOR | Shepherd | Outdoor Lighting | Heritage Copper | HTCP | StoneStrong | Opal Etched Glass |  |  |  | 1 Medium A19 75w |  | 1 | No | [14 empty] | 0 | [12 empty] | 230.45 | 460.9 | 691.35 | W:11 1/2'' H:35 1/8'' E:12 7/8'' | 18 |  |  | 11.5 | 35.125 | Cap Nuts |  |  |  |  | 12.875 | [29 empty] | 8 | Black/White |  |  | Hardwired | 0 | 0 | 0 | 0 | 0 | 0 | 0 | 0 | 0 | 0 | 0 | 014817540161 | 44.75 | 17.25 | 16.5 | 23.8 | 7.371 | 250 | Yes | [9 empty] | cETL Wet | 1L Shepherd Outdoor Wall Heritage Copper | 1 - Light Outdoor Sconce |  | OL10603HTCP.jpg | OL10603HTCP.jpg
OL10608DWZ | 1 - Light Outdoor Post | Inspired by traditional Parisian style lanterns, the Shepherd outdoor lighting collection by Feiss features a decorative shepherd's crook, a latched and hinged front door panel, an inner Case White glass shade, Clear Seeded outer glass to create the visual appearance of vintage gas lanterns. Made of a proprietary composition for outstanding durability even in the harshest elements, the collection has a 5-year warranty. Offered in either Dark Weathered Zinc or Heritage Copper finishes, the collection includes 16”, 19”, 25” and 35” 1-Light Outdoor Wall Lanterns, 1-Light Outdoor Post, 1-Light Outdoor Hanging Lantern and a 2-Light Outdoor Flushmount. | OUTDOOR | Shepherd | Outdoor Lighting | Dark Weathered Zinc | DWZ | StoneStrong | Opal Etched Glass |  |  |  | 1 Medium A19 75w |  | 1 | No | [14 empty] | 0 | [12 empty] | 109.45 | 218.9 | 328.35 | W:8 1/2'' H:23 5/8'' | 8 |  |  | 8.5 | 23.625 | Post | [34 empty] | 12 | Black/White |  |  | Hardwired | 0 | 0 | 0 | 0 | 0 | 0 | 0 | 0 | 0 | 0 | 0 | 014817540192 | 20.5 | 17 | 13.5 | 10.5 | 2.723 | 250 | Yes | [9 empty] | cETL Wet | 1L Shepherd Outdoor Post Dark Weathered Zinc | 1 - Light Outdoor Post |  | OL10608DWZ.jpg | OL10608DWZ.jpg
OL10608HTCP | 1 - Light Outdoor Post | Inspired by traditional Parisian style lanterns, the Shepherd outdoor lighting collection by Feiss features a decorative shepherd's crook, a latched and hinged front door panel, an inner Case White glass shade, Clear Seeded outer glass to create the visual appearance of vintage gas lanterns. Made of a proprietary composition for outstanding durability even in the harshest elements, the collection has a 5-year warranty. Offered in either Dark Weathered Zinc or Heritage Copper finishes, the collection includes 16”, 19”, 25” and 35” 1-Light Outdoor Wall Lanterns, 1-Light Outdoor Post, 1-Light Outdoor Hanging Lantern and a 2-Light Outdoor Flushmount. | OUTDOOR | Shepherd | Outdoor Lighting | Heritage Copper | HTCP | StoneStrong | Opal Etched Glass |  |  |  | 1 Medium A19 75w |  | 1 | No | [14 empty] | 0 | [12 empty] | 109.45 | 218.9 | 328.35 | W:8 1/2'' H:23 5/8'' | 8 |  |  | 8.5 | 23.625 | Post | [34 empty] | 12 | Black/White |  |  | Hardwired | 0 | 0 | 0 | 0 | 0 | 0 | 0 | 0 | 0 | 0 | 0 | 014817540185 | 20.5 | 17 | 13.5 | 10.5 | 2.723 | 250 | Yes | [9 empty] | cETL Wet | 1L Shepherd Outdoor Post Heritage Copper | 1 - Light Outdoor Post |  | OL10608HTCP.jpg | OL10608HTCP.jpg
OL10611DWZ | 1 - Light Outdoor Pendant | Inspired by traditional Parisian style lanterns, the Shepherd outdoor lighting collection by Feiss features a decorative shepherd's crook, a latched and hinged front door panel, an inner Case White glass shade, Clear Seeded outer glass to create the visual appearance of vintage gas lanterns. Made of a proprietary composition for outstanding durability even in the harshest elements, the collection has a 5-year warranty. Offered in either Dark Weathered Zinc or Heritage Copper finishes, the collection includes 16”, 19”, 25” and 35” 1-Light Outdoor Wall Lanterns, 1-Light Outdoor Post, 1-Light Outdoor Hanging Lantern and a 2-Light Outdoor Flushmount. | OUTDOOR | Shepherd | Outdoor Lighting | Dark Weathered Zinc | DWZ | StoneStrong | Opal Etched Glass |  |  |  | 1 Medium A19 75w |  | 1 | No | [14 empty] | 0 | [12 empty] | 109.95 | 219.9 | 329.85 | W:8 1/2'' H:21 1/8'' | 10.5 |  |  | 8.5 | 21.125 | Center Lock-Up | [34 empty] | 180 | Brown | 60 |  | Hardwired | 0 | 0 | 0 | 0 | 0 | 0 | 0 | 0 | 0 | 0 | 0 | 014817540215 | 22.18 | 13.25 | 17.25 | 11.3 | 2.934 | 250 | Yes | [9 empty] | cETL Damp | 1L Shepherd Outdoor Pendant Dark Weathered Zinc | 1 - Light Outdoor Pendant |  | OL10611DWZ.jpg | OL10611DWZ.jpg
OL10611HTCP | 1 - Light Outdoor Pendant | Inspired by traditional Parisian style lanterns, the Shepherd outdoor lighting collection by Feiss features a decorative shepherd's crook, a latched and hinged front door panel, an inner Case White glass shade, Clear Seeded outer glass to create the visual appearance of vintage gas lanterns. Made of a proprietary composition for outstanding durability even in the harshest elements, the collection has a 5-year warranty. Offered in either Dark Weathered Zinc or Heritage Copper finishes, the collection includes 16”, 19”, 25” and 35” 1-Light Outdoor Wall Lanterns, 1-Light Outdoor Post, 1-Light Outdoor Hanging Lantern and a 2-Light Outdoor Flushmount. | OUTDOOR | Shepherd | Outdoor Lighting | Heritage Copper | HTCP | StoneStrong | Opal Etched Glass |  |  |  | 1 Medium A19 75w |  | 1 | No | [14 empty] | 0 | [12 empty] | 109.95 | 219.9 | 329.85 | W:8 1/2'' H:21 1/8'' | 10.5 |  |  | 8.5 | 21.125 | Center Lock-Up | [34 empty] | 180 | Brown | 60 |  | Hardwired | 0 | 0 | 0 | 0 | 0 | 0 | 0 | 0 | 0 | 0 | 0 | 014817540208 | 22 | 17.25 | 13.25 | 11.8 | 2.91 | 175 | Yes | [9 empty] | cETL Damp | 1L Shepherd Outdoor Pendant Heritage Copper | 1 - Light Outdoor Pendant |  | OL10611HTCP.jpg | OL10611HTCP.jpg
OL10613DWZ | 2 - Light Outdoor Flush | Inspired by traditional Parisian style lanterns, the Shepherd outdoor lighting collection by Feiss features a decorative shepherd's crook, a latched and hinged front door panel, an inner Case White glass shade, Clear Seeded outer glass to create the visual appearance of vintage gas lanterns. Made of a proprietary composition for outstanding durability even in the harshest elements, the collection has a 5-year warranty. Offered in either Dark Weathered Zinc or Heritage Copper finishes, the collection includes 16”, 19”, 25” and 35” 1-Light Outdoor Wall Lanterns, 1-Light Outdoor Post, 1-Light Outdoor Hanging Lantern and a 2-Light Outdoor Flushmount. | OUTDOOR | Shepherd | Outdoor Lighting | Dark Weathered Zinc | DWZ | StoneStrong | Opal Etched Glass |  |  |  | 2 Medium A19 75w |  | 2 | No | [14 empty] | 0 | [12 empty] | 127.45 | 254.9 | 382.35 | W:13'' H:5 3/4'' | 9 |  |  | 13 | 5.75 | Key Slots | [34 empty] | 8 |  |  |  | Hardwired | 0 | 0 | 0 | 0 | 0 | 0 | 0 | 0 | 0 | 0 | 0 | 014817540239 | 22 | 17.25 | 13.25 | 11.8 | 2.91 | 175 | Yes | [9 empty] | cETL Damp | 2L Shepherd Outdoor Flush Dark Weathered Zinc | 2 - Light Outdoor Flush |  | OL10613DWZ.jpg | OL10613DWZ.jpg
OL11100DWZ | 2 - Light Outdoor Sconce | Inspired by distinctive, outdoor lanterns commonly found throughout the streets of London, the crowning detail of the traditional Pediment outdoor lighting collection by Feiss is its classically, curving roof line. The hinged and latched front panel adds a historical reference and also makes relamping easy. The Clear Seeded glass subtly obscures the lamping and helps create the visual appearance of vintage gas lanterns. Offered in either Dark Weathered Zinc or Dark Aged Copper finishes, the collection includes 12” and 18” 2-Light Outdoor Wall Lanterns, 18” and 24” 3-Light Outdoor Wall Lanterns, 2-Light Outdoor Post, 2-Light Outdoor Hanging Lantern and a 2-Light Outdoor Flushmount. | OUTDOOR | Pediment | Outdoor Lighting | Dark Weathered Zinc | DWZ | Stainless Steel |  |  |  |  | 2 Candelabra B Torpedo 60w |  | 2 | No | [14 empty] | 0 | [12 empty] | 120.95 | 241.9 | 362.85 | W:6 3/4'' H:12 1/2'' E:6'' | 5.5 |  |  | 6.75 | 12.5 | Cap Nuts |  |  |  |  | 6 | [29 empty] | 8 |  |  |  | Hardwired | 0 | 0 | 0 | 0 | 0 | 0 | 0 | 0 | 0 | 0 | 0 | 014817540291 | 17 | 12 | 12 | 5.9 | 1.417 | 175 | Yes | [9 empty] | cETL Wet | 2L Pediment Outdoor Wall Dark Weathered Zinc | 2 - Light Outdoor Sconce |  | OL11100DWZ.jpg | OL11100DWZ.jpg
OL11101DWZ | 2 - Light Outdoor Sconce | Inspired by distinctive, outdoor lanterns commonly found throughout the streets of London, the crowning detail of the traditional Pediment outdoor lighting collection by Feiss is its classically, curving roof line. The hinged and latched front panel adds a historical reference and also makes relamping easy. The Clear Seeded glass subtly obscures the lamping and helps create the visual appearance of vintage gas lanterns. Offered in either Dark Weathered Zinc or Dark Aged Copper finishes, the collection includes 12” and 18” 2-Light Outdoor Wall Lanterns, 18” and 24” 3-Light Outdoor Wall Lanterns, 2-Light Outdoor Post, 2-Light Outdoor Hanging Lantern and a 2-Light Outdoor Flushmount. | OUTDOOR | Pediment | Outdoor Lighting | Dark Weathered Zinc | DWZ | Stainless Steel |  |  |  |  | 2 Candelabra B Torpedo 60w |  | 2 | No | [14 empty] | 0 | [12 empty] | 149.95 | 299.9 | 449.85 | W:7'' H:18 1/8'' E:6'' | 6 |  |  | 7 | 18.125 | Cap Nuts |  |  |  |  | 6 | [29 empty] | 8 |  |  |  | Hardwired | 0 | 0 | 0 | 0 | 0 | 0 | 0 | 0 | 0 | 0 | 0 | 014817540314 | 23 | 12.25 | 11.75 | 8 | 1.916 | 175 | Yes | [9 empty] | cETL Wet | 2L Pediment Outdoor Wall Dark Weathered Zinc | 2 - Light Outdoor Sconce |  | OL11101DWZ.jpg | OL11101DWZ.jpg
OL11102DWZ | 3 - Light Outdoor Sconce | Inspired by distinctive, outdoor lanterns commonly found throughout the streets of London, the crowning detail of the traditional Pediment outdoor lighting collection by Feiss is its classically, curving roof line. The hinged and latched front panel adds a historical reference and also makes relamping easy. The Clear Seeded glass subtly obscures the lamping and helps create the visual appearance of vintage gas lanterns. Offered in either Dark Weathered Zinc or Dark Aged Copper finishes, the collection includes 12” and 18” 2-Light Outdoor Wall Lanterns, 18” and 24” 3-Light Outdoor Wall Lanterns, 2-Light Outdoor Post, 2-Light Outdoor Hanging Lantern and a 2-Light Outdoor Flushmount. | OUTDOOR | Pediment | Outdoor Lighting | Dark Weathered Zinc | DWZ | Stainless Steel |  |  |  |  | 3 Candelabra B Torpedo 60w |  | 3 | No | [14 empty] | 0 | [12 empty] | 172.95 | 345.9 | 518.85 | W:8'' H:23 7/8'' E:6'' | 9 |  |  | 8 | 23.875 | Cap Nuts |  |  |  |  | 6 | [29 empty] | 8 |  |  |  | Hardwired | 0 | 0 | 0 | 0 | 0 | 0 | 0 | 0 | 0 | 0 | 0 | 014817540338 | 29.25 | 13.25 | 12.75 | 11.4 | 2.86 | 175 | Yes | [9 empty] | cETL Wet | 3L Pediment Outdoor Wall Dark Weathered Zinc | 3 - Light Outdoor Sconce |  | OL11102DWZ.jpg | OL11102DWZ.jpg
OL11104DWZ | 3 - Light Outdoor Sconce | Inspired by distinctive, outdoor lanterns commonly found throughout the streets of London, the crowning detail of the traditional Pediment outdoor lighting collection by Feiss is its classically, curving roof line. The hinged and latched front panel adds a historical reference and also makes relamping easy. The Clear Seeded glass subtly obscures the lamping and helps create the visual appearance of vintage gas lanterns. Offered in either Dark Weathered Zinc or Dark Aged Copper finishes, the collection includes 12” and 18” 2-Light Outdoor Wall Lanterns, 18” and 24” 3-Light Outdoor Wall Lanterns, 2-Light Outdoor Post, 2-Light Outdoor Hanging Lantern and a 2-Light Outdoor Flushmount. | OUTDOOR | Pediment | Outdoor Lighting | Dark Weathered Zinc | DWZ | Stainless Steel |  |  |  |  | 3 Candelabra B Torpedo 60w |  | 3 | No | [14 empty] | 0 | [12 empty] | 172.95 | 345.9 | 518.85 | W:10'' H:18 1/8'' E:6'' | 1.9 |  |  | 10 | 18.125 | Cap Nuts |  |  |  |  | 6 | [29 empty] | 8 |  |  |  | Hardwired | 0 | 0 | 0 | 0 | 0 | 0 | 0 | 0 | 0 | 0 | 0 | 014817540352 | 26 | 12 | 11.75 | 8 | 2.122 | 250 | Yes | [9 empty] | cETL Wet | 3L Pediment Outdoor Wall Dark Weathered Zinc | 3 - Light Outdoor Sconce |  | OL11104DWZ.jpg | OL11104DWZ.jpg
OL11107DAC | 3 - Light Outdoor Post | Inspired by distinctive, outdoor lanterns commonly found throughout the streets of London, the crowning detail of the traditional Pediment outdoor lighting collection by Feiss is its classically, curving roof line. The hinged and latched front panel adds a historical reference and also makes relamping easy. The Clear Seeded glass subtly obscures the lamping and helps create the visual appearance of vintage gas lanterns. Offered in either Dark Weathered Zinc or Dark Aged Copper finishes, the collection includes 12” and 18” 2-Light Outdoor Wall Lanterns, 18” and 24” 3-Light Outdoor Wall Lanterns, 2-Light Outdoor Post, 2-Light Outdoor Hanging Lantern and a 2-Light Outdoor Flushmount. | OUTDOOR | Pediment | Outdoor Lighting | Dark Aged Copper | DAC | Stainless Steel |  |  |  |  | 3 Candelabra B Torpedo 60w |  | 3 | No | [14 empty] | 0 | [12 empty] | 149.5 | 299 | 448.5 | W:7'' H:20 1/8'' | 8 |  |  | 7 | 20.125 | Post | [34 empty] | 12 |  |  |  | Hardwired | 0 | 0 | 0 | 0 | 0 | 0 | 0 | 0 | 0 | 0 | 0 | 014817540406 | 24.25 | 12.5 | 11.75 | 10 | 2.061 | 175 | Yes | [9 empty] | cETL Wet | 3L Pediment Outdoor Post Dark Aged Copper | 3 - Light Outdoor Post |  | OL11107DAC.jpg | OL11107DAC.jpg
OL11107DWZ | 3 - Light Outdoor Post | Inspired by distinctive, outdoor lanterns commonly found throughout the streets of London, the crowning detail of the traditional Pediment outdoor lighting collection by Feiss is its classically, curving roof line. The hinged and latched front panel adds a historical reference and also makes relamping easy. The Clear Seeded glass subtly obscures the lamping and helps create the visual appearance of vintage gas lanterns. Offered in either Dark Weathered Zinc or Dark Aged Copper finishes, the collection includes 12” and 18” 2-Light Outdoor Wall Lanterns, 18” and 24” 3-Light Outdoor Wall Lanterns, 2-Light Outdoor Post, 2-Light Outdoor Hanging Lantern and a 2-Light Outdoor Flushmount. | OUTDOOR | Pediment | Outdoor Lighting | Dark Weathered Zinc | DWZ | Stainless Steel |  |  |  |  | 3 Candelabra B Torpedo 60w |  | 3 | No | [14 empty] | 0 | [12 empty] | 172.95 | 345.9 | 518.85 | W:7'' H:20 1/8'' | 7.8 |  |  | 7 | 20.125 | Post | [34 empty] | 12 |  |  |  | Hardwired | 0 | 0 | 0 | 0 | 0 | 0 | 0 | 0 | 0 | 0 | 0 | 014817540390 | 24.25 | 12.5 | 12 | 9.8 | 2.105 | 175 | Yes | [9 empty] | cETL Wet | 3L Pediment Outdoor Post Dark Weathered Zinc | 3 - Light Outdoor Post |  | OL11107DWZ.jpg | OL11107DWZ.jpg
OL11109DWZ | 3 - Light Outdoor Pendant | Inspired by distinctive, outdoor lanterns commonly found throughout the streets of London, the crowning detail of the traditional Pediment outdoor lighting collection by Feiss is its classically, curving roof line. The hinged and latched front panel adds a historical reference and also makes relamping easy. The Clear Seeded glass subtly obscures the lamping and helps create the visual appearance of vintage gas lanterns. Offered in either Dark Weathered Zinc or Dark Aged Copper finishes, the collection includes 12” and 18” 2-Light Outdoor Wall Lanterns, 18” and 24” 3-Light Outdoor Wall Lanterns, 2-Light Outdoor Post, 2-Light Outdoor Hanging Lantern and a 2-Light Outdoor Flushmount. | OUTDOOR | Pediment | Outdoor Lighting | Dark Weathered Zinc | DWZ | Stainless Steel |  |  |  |  | 3 Candelabra B Torpedo 60w |  | 3 | No | [14 empty] | 0 | [12 empty] | 173.45 | 346.9 | 520.35 | W:7'' H:20 1/2'' | 10 |  |  | 7 | 20.5 | Center Lock-Up | [34 empty] | 180 | Black | 60 |  | Hardwired | 0 | 0 | 0 | 0 | 0 | 0 | 0 | 0 | 0 | 0 | 0 | 014817540376 | 25 | 12.5 | 11.75 | 13.3 | 2.125 | 125 | Yes | [9 empty] | cETL Damp | 3L Pediment Outdoor Pendant Dark Weathered Zinc | 3 - Light Outdoor Pendant |  | OL11109DWZ.jpg | OL11109DWZ.jpg
OL11113DWZ | 3 - Light Outdoor Flush | Inspired by distinctive, outdoor lanterns commonly found throughout the streets of London, the crowning detail of the traditional Pediment outdoor lighting collection by Feiss is its classically, curving roof line. The hinged and latched front panel adds a historical reference and also makes relamping easy. The Clear Seeded glass subtly obscures the lamping and helps create the visual appearance of vintage gas lanterns. Offered in either Dark Weathered Zinc or Dark Aged Copper finishes, the collection includes 12” and 18” 2-Light Outdoor Wall Lanterns, 18” and 24” 3-Light Outdoor Wall Lanterns, 2-Light Outdoor Post, 2-Light Outdoor Hanging Lantern and a 2-Light Outdoor Flushmount. | OUTDOOR | Pediment | Outdoor Lighting | Dark Weathered Zinc | DWZ | Stainless Steel |  |  |  |  | 3 Medium A19 40w |  | 3 | No | [14 empty] | 0 | [12 empty] | 121.45 | 242.9 | 364.35 | L:13'' W:13'' H:5 7/8'' |  |  | 13 | 13 | 5.875 | Key Slots | [34 empty] | 8 |  |  |  | Hardwired | 0 | 0 | 0 | 0 | 0 | 0 | 0 | 0 | 0 | 0 | 0 | 014817540413 | 17.75 | 17.75 | 17.4 | 11.7 | 3.173 | 250 | Yes | [9 empty] | cETL Damp | 3L Pediment Outdoor Flush Dark Weathered Zinc | 3 - Light Outdoor Flush |  | OL11113DWZ.jpg | OL11113DWZ.jpg
OL11200DWZ | 5" LED Outdoor Sconce | The Ledgend outdoor light wall sconces by Feiss are modern and dramatic, making a significant design statement as visitors reach the front door. Energy efficient and long-lasting LEDs direct light forward through off-set openings inspired by stacked flagstone, as well as shining up and down. Made of Cast Aluminum, the fixture has exceptional durability to withstand the harshest elements. With a Dark Weathered Zinc finish, the assortment includes 5", 18” 26” and 34” LED outdoor wall sconces. | OUTDOOR | Ledgend | Outdoor Lighting | Dark Weathered Zinc | DWZ | Steel |  |  |  | White Glass |  |  | 1 | No | 600 | 2700 | 90 | 14 | 120 | 19 - Integrated | LED - Array |  | 5 | 100 | LED | 14 | 14 | 30000 | 0 | [12 empty] | 109.45 | 218.9 | 328.35 | W:5'' H:5'' E:3 3/8'' | 2 |  |  | 5 | 5 | Cap Nuts |  |  |  |  | 3.375 | [29 empty] | 8 |  |  |  | Hardwired | 1 | 0 | 0 | 0 | 0 | 0 | 1 | 0 | 0 | 0 | 0 | 014817541199 | 12.75 | 8.25 | 9.78 | 2.55 | 0.595 | 175 | Yes | [9 empty] | cETL Wet | LED Ledgend Outdoor Sconce Dark Weathered Zinc | 5" LED Outdoor Sconce |  | OL11200DWZ.jpg | OL11200DWZ.jpg
OL11201DWZ | 18" LED Outdoor Sconce | The Ledgend outdoor light wall sconces by Feiss are modern and dramatic, making a significant design statement as visitors reach the front door. Energy efficient and long-lasting LEDs direct light forward through off-set openings inspired by stacked flagstone, as well as shining up and down. Made of Cast Aluminum, the fixture has exceptional durability to withstand the harshest elements. With a Dark Weathered Zinc finish, the assortment includes 5", 18” 26” and 34” LED outdoor wall sconces. | OUTDOOR | Ledgend | Outdoor Lighting | Dark Weathered Zinc | DWZ | Steel |  |  |  | White Glass |  |  | 1 | No | 1600 | 2700 | 90 | 32 | 120 | 19 - Integrated | LED - Array |  | 5 | 100 | LED | 32 | 32 | 30000 | 0 | [12 empty] | 184.95 | 369.9 | 554.85 | W:5'' H:17 1/2'' E:3 3/8'' | 4.5 |  |  | 5 | 17.5 | Cap Nuts |  |  |  |  | 3.375 | [29 empty] | 8 |  |  |  | Hardwired | 1 | 0 | 0 | 0 | 0 | 0 | 1 | 0 | 0 | 0 | 0 | 014817541205 | 22 | 9.5 | 10.5 | 6.2 | 1.27 | 175 | Yes | [9 empty] | cETL Wet | LED Ledgend Outdoor Sconce Dark Weathered Zinc | 18" LED Outdoor Sconce |  | OL11201DWZ.jpg | OL11201DWZ.jpg
OL11202DWZ | 26" LED Outdoor Sconce | The Ledgend outdoor light wall sconces by Feiss are modern and dramatic, making a significant design statement as visitors reach the front door. Energy efficient and long-lasting LEDs direct light forward through off-set openings inspired by stacked flagstone, as well as shining up and down. Made of Cast Aluminum, the fixture has exceptional durability to withstand the harshest elements. With a Dark Weathered Zinc finish, the assortment includes 5", 18” 26” and 34” LED outdoor wall sconces. | OUTDOOR | Ledgend | Outdoor Lighting | Dark Weathered Zinc | DWZ | Steel |  |  |  | White Glass |  |  | 1 | No | 2240 | 2700 | 90 | 32 | 120 | 19 - Integrated | LED - Array |  | 5 | 100 | LED | 32 | 32 | 30000 | 0 | [12 empty] | 271.45 | 542.9 | 814.35 | W:5'' H:26'' E:3 3/8'' | 7.5 |  |  | 5 | 26 | Cap Nuts |  |  |  |  | 3.375 | [29 empty] | 8 |  |  |  | Hardwired | 1 | 0 | 0 | 0 | 0 | 0 | 1 | 0 | 0 | 0 | 0 | 014817541212 | 31.5 | 9.5 | 10.5 | 9.5 | 1.818 | 175 | Yes | [9 empty] | cETL Wet | LED Ledgend Outdoor Sconce Dark Weathered Zinc | 26" LED Outdoor Sconce |  | OL11202DWZ.jpg | OL11202DWZ.jpg
OL11203DWZ | 34" LED Outdoor Sconce | The Ledgend outdoor light wall sconces by Feiss are modern and dramatic, making a significant design statement as visitors reach the front door. Energy efficient and long-lasting LEDs direct light forward through off-set openings inspired by stacked flagstone, as well as shining up and down. Made of Cast Aluminum, the fixture has exceptional durability to withstand the harshest elements. With a Dark Weathered Zinc finish, the assortment includes 5", 18” 26” and 34” LED outdoor wall sconces. | OUTDOOR | Ledgend | Outdoor Lighting | Dark Weathered Zinc | DWZ | Steel |  |  |  | White Glass |  |  | 1 | No | 2560 | 2700 | 90 | 38 | 120 | 19 - Integrated | LED - Array |  | 5 | 100 | LED | 38 | 38 | 30000 | 0 | [12 empty] | 357.95 | 715.9 | 1073.85 | W:5'' H:34'' E:3 3/8'' | 10 |  |  | 5 | 34 | Cap Nuts |  |  |  |  | 3.375 | [29 empty] | 8 |  |  |  | Hardwired | 1 | 0 | 0 | 0 | 0 | 0 | 1 | 0 | 0 | 0 | 0 | 014817541229 | 39.25 | 10.5 | 9.5 | 12.5 | 2.266 | 175 | Yes | [9 empty] | cETL Wet | LED Ledgend Outdoor Sconce Dark Weathered Zinc | 34" LED Outdoor Sconce |  | OL11203DWZ.jpg | OL11203DWZ.jpg
OL11300BK | 1 - Light Outdoor Sconce | The traditional wall lanterns of the Londontowne outdoor lighting collection by Feiss boast 16 panes of glass framed with classic, architectural details to complement the chamfered edges of the stately roof line. Dense bubbles in the Clear Seeded glass subtly obscure lamping. Made of a proprietary composition, the exterior has outstanding strength and durability to withstand harsh elements and a 5-year warranty. Offered with incandescent or integrated LED lamping. Finish options include Black and Weathered Chestnut, and the assortment includes 1-Light Outdoor Wall, medium and large 3-Light Outdoor Wall Lanterns, medium and large 3-Light Outdoor Posts, medium and large 3-Light Outdoor Pendants, an LED Outdoor Post, and a 2-Light Outdoor Flushmount. | OUTDOOR | Londontowne | Outdoor Lighting | Black | BK | StoneStrong |  |  |  |  | 1 Medium A19 75w |  | 1 | No | [14 empty] | 0 | [12 empty] | 63.45 | 126.9 | 190.35 | W:6 3/4'' H:11 1/4'' E:8 1/8'' | 4.5 |  |  | 6.75 | 11.25 | Cap Nuts |  |  |  |  | 8.125 | [25 empty] | DP:1 1/2'' W:5'' H:8'' OB DOWN:3'' Irregular |  |  |  | 8 |  |  |  | Hardwired | 0 | 0 | 0 | 0 | 0 | 0 | 0 | 0 | 0 | 0 | 0 | 014817536812 | 15.4 | 11.6 | 12.5 | 5 | 1.292 | 250 | Yes | [9 empty] | cETL Wet | 1L Londontowne Outdoor Sconce Black | 1 - Light Outdoor Sconce |  | OL11300BK.jpg | OL11300BK.jpg
OL11300BK-LED | LED Outdoor Sconce | The traditional wall lanterns of the Londontowne outdoor lighting collection by Feiss boast 16 panes of glass framed with classic, architectural details to complement the chamfered edges of the stately roof line. Dense bubbles in the Clear Seeded glass subtly obscure lamping. Made of a proprietary composition, the exterior has outstanding strength and durability to withstand harsh elements and a 5-year warranty. Offered with incandescent or integrated LED lamping. Finish options include Black and Weathered Chestnut, and the assortment includes 1-Light Outdoor Wall, medium and large 3-Light Outdoor Wall Lanterns, medium and large 3-Light Outdoor Posts, medium and large 3-Light Outdoor Pendants, an LED Outdoor Post, and a 2-Light Outdoor Flushmount. | OUTDOOR | Londontowne | Outdoor Lighting | Black | BK | StoneStrong | [6 empty] | 1 | No | 730 | 2700 | 90 | 9 | 120 | 19 - Integrated | MODS - Modules |  | 10 | 100 | LED | 9 | 9 | 50000 | 0 | [12 empty] | 74.45 | 148.9 | 223.35 | W:6 3/4'' H:11 1/4'' E:8 1/8'' | 4.5 |  |  | 6.75 | 11.25 | Cap Nuts |  |  |  |  | 8.125 | [29 empty] | 8 |  |  |  | Hardwired | 0 | 0 | 0 | 0 | 0 | 0 | 1 | 0 | 0 | 0 | 0 | 014817503210 | 15.38 | 11.5 | 12.5 | 5.1 | 1.279 | 175 | Yes | [9 empty] | cETL Wet | LED Londontowne Outdoor Sconce Black | LED Outdoor Sconce | SRL46 | OL11300BK-LED.jpg | OL11300BK.jpg
OL11300WCT | 1 - Light Outdoor Sconce | The traditional wall lanterns of the Londontowne outdoor lighting collection by Feiss boast 16 panes of glass framed with classic, architectural details to complement the chamfered edges of the stately roof line. Dense bubbles in the Clear Seeded glass subtly obscure lamping. Made of a proprietary composition, the exterior has outstanding strength and durability to withstand harsh elements and a 5-year warranty. Offered with incandescent or integrated LED lamping. Finish options include Black and Weathered Chestnut, and the assortment includes 1-Light Outdoor Wall, medium and large 3-Light Outdoor Wall Lanterns, medium and large 3-Light Outdoor Posts, medium and large 3-Light Outdoor Pendants, an LED Outdoor Post, and a 2-Light Outdoor Flushmount. | OUTDOOR | Londontowne | Outdoor Lighting | Weathered Chestnut | WCT | StoneStrong |  |  |  |  | 1 Medium A19 75w |  | 1 | No | [14 empty] | 0 | [12 empty] | 63.45 | 126.9 | 190.35 | W:6 3/4'' H:11 1/4'' E:8 1/8'' | 4.5 |  |  | 6.75 | 11.25 | Cap Nuts |  |  |  |  | 8.125 | [25 empty] | DP:1 1/2'' W:5'' H:8'' OB DOWN:3'' Irregular |  |  |  | 8 |  |  |  | Hardwired | 0 | 0 | 0 | 0 | 0 | 0 | 0 | 0 | 0 | 0 | 0 | 014817541113 | 15.4 | 11.6 | 12.5 | 5 | 1.292 | 250 | Yes | [9 empty] | cETL Wet | 1L Londontowne Outdoor Sconce Weathered Chestnut | 1 - Light Outdoor Sconce |  | OL11300WCT.jpg | OL11300WCT.jpg
OL11300WCT-LED | LED Outdoor Sconce | The traditional wall lanterns of the Londontowne outdoor lighting collection by Feiss boast 16 panes of glass framed with classic, architectural details to complement the chamfered edges of the stately roof line. Dense bubbles in the Clear Seeded glass subtly obscure lamping. Made of a proprietary composition, the exterior has outstanding strength and durability to withstand harsh elements and a 5-year warranty. Offered with incandescent or integrated LED lamping. Finish options include Black and Weathered Chestnut, and the assortment includes 1-Light Outdoor Wall, medium and large 3-Light Outdoor Wall Lanterns, medium and large 3-Light Outdoor Posts, medium and large 3-Light Outdoor Pendants, an LED Outdoor Post, and a 2-Light Outdoor Flushmount. | OUTDOOR | Londontowne | Outdoor Lighting | Weathered Chestnut | WCT | StoneStrong | [6 empty] | 1 | No | 730 | 2700 | 90 | 9 | 120 | 19 - Integrated | MODS - Modules |  | 10 | 100 | LED | 9 | 9 | 50000 | 0 | [12 empty] | 74.45 | 148.9 | 223.35 | W:6 3/4'' H:11 1/4'' E:8 1/8'' | 4.5 |  |  | 6.75 | 11.25 | Cap Nuts |  |  |  |  | 8.125 | [29 empty] | 8 |  |  |  | Hardwired | 0 | 0 | 0 | 0 | 0 | 0 | 1 | 0 | 0 | 0 | 0 | 014817503227 | 15.38 | 11.5 | 12.5 | 5.1 | 1.279 | 175 | Yes | [9 empty] | cETL Wet | LED Londontowne Outdoor Sconce Weathered Chestnut | LED Outdoor Sconce |  | OL11300WCT-LED.jpg | OL11300WCT.jpg
OL11301BK | 3 - Light Outdoor Sconce | The traditional wall lanterns of the Londontowne outdoor lighting collection by Feiss boast 16 panes of glass framed with classic, architectural details to complement the chamfered edges of the stately roof line. Dense bubbles in the Clear Seeded glass subtly obscure lamping. Made of a proprietary composition, the exterior has outstanding strength and durability to withstand harsh elements and a 5-year warranty. Offered with incandescent or integrated LED lamping. Finish options include Black and Weathered Chestnut, and the assortment includes 1-Light Outdoor Wall, medium and large 3-Light Outdoor Wall Lanterns, medium and large 3-Light Outdoor Posts, medium and large 3-Light Outdoor Pendants, an LED Outdoor Post, and a 2-Light Outdoor Flushmount. | OUTDOOR | Londontowne | Outdoor Lighting | Black | BK | StoneStrong |  |  |  |  | 3 Candelabra B Torpedo 60w |  | 3 | No | [14 empty] | 0 | [12 empty] | 97.95 | 195.9 | 293.85 | W:8 1/4'' H:13 3/4'' E:9 3/4'' | 6.5 |  |  | 8.25 | 13.75 | Cap Nuts |  |  |  |  | 9.75 | [29 empty] | 8 |  |  |  | Hardwired | 0 | 0 | 0 | 0 | 0 | 0 | 0 | 0 | 0 | 0 | 0 | 014817536829 | 17.5 | 14 | 12.25 | 7 | 1.737 | 175 | Yes | [9 empty] | cETL Wet | 3L Londontowne Outdoor Sconce Black | 3 - Light Outdoor Sconce |  | OL11301BK.jpg | OL11301BK.jpg
OL11301BK-LED | LED Outdoor Sconce | The traditional wall lanterns of the Londontowne outdoor lighting collection by Feiss boast 16 panes of glass framed with classic, architectural details to complement the chamfered edges of the stately roof line. Dense bubbles in the Clear Seeded glass subtly obscure lamping. Made of a proprietary composition, the exterior has outstanding strength and durability to withstand harsh elements and a 5-year warranty. Offered with incandescent or integrated LED lamping. Finish options include Black and Weathered Chestnut, and the assortment includes 1-Light Outdoor Wall, medium and large 3-Light Outdoor Wall Lanterns, medium and large 3-Light Outdoor Posts, medium and large 3-Light Outdoor Pendants, an LED Outdoor Post, and a 2-Light Outdoor Flushmount. | OUTDOOR | Londontowne | Outdoor Lighting | Black | BK | StoneStrong | [6 empty] | 1 | No | 1120 | 2700 | 90 | 14 | 120 | 19 - Integrated | MODS - Modules |  | 10 | 100 | LED | 14 | 14 | 50000 | 0 | [12 empty] | 120.95 | 241.9 | 362.85 | W:8 1/4'' H:13 3/4'' E:9 3/4'' | 6 |  |  | 8.25 | 13.75 | Cap Nuts |  |  |  |  | 9.75 | [29 empty] | 8 |  |  |  | Hardwired | 0 | 0 | 0 | 0 | 0 | 0 | 1 | 0 | 0 | 0 | 0 | 014817503234 | 17.5 | 13.5 | 12.5 | 6.8 | 1.709 | 175 | Yes | [9 empty] | cETL Wet | LED Londontowne Outdoor Sconce Black | LED Outdoor Sconce |  | OL11301BK-LED.jpg | OL11301BK.jpg
OL11301WCT | 3 - Light Outdoor Sconce | The traditional wall lanterns of the Londontowne outdoor lighting collection by Feiss boast 16 panes of glass framed with classic, architectural details to complement the chamfered edges of the stately roof line. Dense bubbles in the Clear Seeded glass subtly obscure lamping. Made of a proprietary composition, the exterior has outstanding strength and durability to withstand harsh elements and a 5-year warranty. Offered with incandescent or integrated LED lamping. Finish options include Black and Weathered Chestnut, and the assortment includes 1-Light Outdoor Wall, medium and large 3-Light Outdoor Wall Lanterns, medium and large 3-Light Outdoor Posts, medium and large 3-Light Outdoor Pendants, an LED Outdoor Post, and a 2-Light Outdoor Flushmount. | OUTDOOR | Londontowne | Outdoor Lighting | Weathered Chestnut | WCT | StoneStrong |  |  |  |  | 3 Candelabra B Torpedo 60w |  | 3 | No | [14 empty] | 0 | [12 empty] | 97.95 | 195.9 | 293.85 | W:8 1/4'' H:13 3/4'' E:9 3/4'' | 6.5 |  |  | 8.25 | 13.75 | Cap Nuts |  |  |  |  | 9.75 | [29 empty] | 8 |  |  |  | Hardwired | 0 | 0 | 0 | 0 | 0 | 0 | 0 | 0 | 0 | 0 | 0 | 014817541120 | 17.5 | 14 | 12.5 | 7 | 1.772 | 250 | Yes | [9 empty] | cETL Wet | 3L Londontowne Outdoor Sconce Weathered Chestnut | 3 - Light Outdoor Sconce |  | OL11301WCT.jpg | OL11301WCT.jpg
OL11301WCT-LED | LED Outdoor Sconce | The traditional wall lanterns of the Londontowne outdoor lighting collection by Feiss boast 16 panes of glass framed with classic, architectural details to complement the chamfered edges of the stately roof line. Dense bubbles in the Clear Seeded glass subtly obscure lamping. Made of a proprietary composition, the exterior has outstanding strength and durability to withstand harsh elements and a 5-year warranty. Offered with incandescent or integrated LED lamping. Finish options include Black and Weathered Chestnut, and the assortment includes 1-Light Outdoor Wall, medium and large 3-Light Outdoor Wall Lanterns, medium and large 3-Light Outdoor Posts, medium and large 3-Light Outdoor Pendants, an LED Outdoor Post, and a 2-Light Outdoor Flushmount. | OUTDOOR | Londontowne | Outdoor Lighting | Weathered Chestnut | WCT | StoneStrong | [6 empty] | 1 | No | 1120 | 2700 | 90 | 14 | 120 | 19 - Integrated | MODS - Modules |  | 10 | 100 | LED | 14 | 14 | 50000 | 0 | [12 empty] | 120.95 | 241.9 | 362.85 | W:8 1/4'' H:13 3/4'' E:9 3/4'' | 6 |  |  | 8.25 | 13.75 | Cap Nuts |  |  |  |  | 9.75 | [29 empty] | 8 |  |  |  | Hardwired | 0 | 0 | 0 | 0 | 0 | 0 | 1 | 0 | 0 | 0 | 0 | 014817503258 | 17.5 | 13.5 | 12.5 | 6.8 | 1.709 | 175 | Yes | [9 empty] | cETL Wet | LED Londontowne Outdoor Sconce Weathered Chestnut | LED Outdoor Sconce |  | OL11301WCT-LED.jpg | OL11301WCT.jpg
OL11302BK | 3 - Light Outdoor Sconce | The traditional wall lanterns of the Londontowne outdoor lighting collection by Feiss boast 16 panes of glass framed with classic, architectural details to complement the chamfered edges of the stately roof line. Dense bubbles in the Clear Seeded glass subtly obscure lamping. Made of a proprietary composition, the exterior has outstanding strength and durability to withstand harsh elements and a 5-year warranty. Offered with incandescent or integrated LED lamping. Finish options include Black and Weathered Chestnut, and the assortment includes 1-Light Outdoor Wall, medium and large 3-Light Outdoor Wall Lanterns, medium and large 3-Light Outdoor Posts, medium and large 3-Light Outdoor Pendants, an LED Outdoor Post, and a 2-Light Outdoor Flushmount. | OUTDOOR | Londontowne | Outdoor Lighting | Black | BK | StoneStrong |  |  |  |  | 3 Candelabra B Torpedo 60w |  | 3 | No | [14 empty] | 0 | [12 empty] | 120.95 | 241.9 | 362.85 | W:9 3/4'' H:16'' E:11 1/2'' | 8.6 |  |  | 9.75 | 16 | Cap Nuts |  |  |  |  | 11.5 | [29 empty] | 8 |  |  |  | Hardwired | 0 | 0 | 0 | 0 | 0 | 0 | 0 | 0 | 0 | 0 | 0 | 014817536836 | 20.4 | 16.25 | 15.6 | 9.4 | 2.993 | 250 | Yes | [9 empty] | cETL Wet | 3L Londontowne Outdoor Sconce Black | 3 - Light Outdoor Sconce |  | OL11302BK.jpg | OL11302BK.jpg
OL11302BK-LED | LED Outdoor Sconce | The traditional wall lanterns of the Londontowne outdoor lighting collection by Feiss boast 16 panes of glass framed with classic, architectural details to complement the chamfered edges of the stately roof line. Dense bubbles in the Clear Seeded glass subtly obscure lamping. Made of a proprietary composition, the exterior has outstanding strength and durability to withstand harsh elements and a 5-year warranty. Offered with incandescent or integrated LED lamping. Finish options include Black and Weathered Chestnut, and the assortment includes 1-Light Outdoor Wall, medium and large 3-Light Outdoor Wall Lanterns, medium and large 3-Light Outdoor Posts, medium and large 3-Light Outdoor Pendants, an LED Outdoor Post, and a 2-Light Outdoor Flushmount. | OUTDOOR | Londontowne | Outdoor Lighting | Black | BK | StoneStrong | [6 empty] | 2 | No | 1460 | 2700 | 90 | 9 | 120 | 19 - Integrated | MODS - Modules |  | 10 | 100 | LED | 9 | 9 | 50000 | 0 | [12 empty] | 143.95 | 287.9 | 431.85 | W:9 3/4'' H:16'' E:11 1/2'' | 8.3 |  |  | 9.75 | 16 | Cap Nuts |  |  |  |  | 11.5 | [29 empty] | 8 |  |  |  | Hardwired | 0 | 0 | 0 | 0 | 0 | 0 | 1 | 0 | 0 | 0 | 0 | 014817503265 | 20.25 | 16.25 | 15.5 | 9 | 2.952 | 250 | Yes | [9 empty] | cETL Wet | LED Londontowne Outdoor Sconce Black | LED Outdoor Sconce |  | OL11302BK-LED.jpg | OL11302BK.jpg
OL11302WCT | 3 - Light Outdoor Sconce | The traditional wall lanterns of the Londontowne outdoor lighting collection by Feiss boast 16 panes of glass framed with classic, architectural details to complement the chamfered edges of the stately roof line. Dense bubbles in the Clear Seeded glass subtly obscure lamping. Made of a proprietary composition, the exterior has outstanding strength and durability to withstand harsh elements and a 5-year warranty. Offered with incandescent or integrated LED lamping. Finish options include Black and Weathered Chestnut, and the assortment includes 1-Light Outdoor Wall, medium and large 3-Light Outdoor Wall Lanterns, medium and large 3-Light Outdoor Posts, medium and large 3-Light Outdoor Pendants, an LED Outdoor Post, and a 2-Light Outdoor Flushmount. | OUTDOOR | Londontowne | Outdoor Lighting | Weathered Chestnut | WCT | StoneStrong |  |  |  |  | 3 Candelabra B Torpedo 60w |  | 3 | No | [14 empty] | 0 | [12 empty] | 120.95 | 241.9 | 362.85 | W:9 3/4'' H:16'' E:11 1/2'' | 8.5 |  |  | 9.75 | 16 | Cap Nuts |  |  |  |  | 11.5 | [29 empty] | 8 |  |  |  | Hardwired | 0 | 0 | 0 | 0 | 0 | 0 | 0 | 0 | 0 | 0 | 0 | 014817541137 | 20.4 | 16.25 | 15.6 | 9.4 | 2.993 | 250 | Yes | [9 empty] | cETL Wet | 3L Londontowne Outdoor Sconce Weathered Chestnut | 3 - Light Outdoor Sconce |  | OL11302WCT.jpg | OL11302WCT.jpg
OL11302WCT-LED | LED Outdoor Sconce | The traditional wall lanterns of the Londontowne outdoor lighting collection by Feiss boast 16 panes of glass framed with classic, architectural details to complement the chamfered edges of the stately roof line. Dense bubbles in the Clear Seeded glass subtly obscure lamping. Made of a proprietary composition, the exterior has outstanding strength and durability to withstand harsh elements and a 5-year warranty. Offered with incandescent or integrated LED lamping. Finish options include Black and Weathered Chestnut, and the assortment includes 1-Light Outdoor Wall, medium and large 3-Light Outdoor Wall Lanterns, medium and large 3-Light Outdoor Posts, medium and large 3-Light Outdoor Pendants, an LED Outdoor Post, and a 2-Light Outdoor Flushmount. | OUTDOOR | Londontowne | Outdoor Lighting | Weathered Chestnut | WCT | StoneStrong | [6 empty] | 2 | No | 1460 | 2700 | 90 | 9 | 120 | 19 - Integrated | MODS - Modules |  | 10 | 100 | LED | 9 | 9 | 50000 | 0 | [12 empty] | 143.95 | 287.9 | 431.85 | W:9 3/4'' H:16'' E:11 1/2'' | 8.5 |  |  | 9.75 | 16 | Cap Nuts |  |  |  |  | 11.5 | [29 empty] | 8 |  |  |  | Hardwired | 0 | 0 | 0 | 0 | 0 | 0 | 1 | 0 | 0 | 0 | 0 | 014817499636 | 20.25 | 16.25 | 15.5 | 9 | 2.952 | 250 | Yes | [9 empty] | cETL Wet | LED Londontowne Outdoor Sconce Weathered Chestnut | LED Outdoor Sconce |  | OL11302WCT-LED.jpg | OL11302WCT.jpg
OL11307BK | 3 - Light Outdoor Post | The traditional wall lanterns of the Londontowne outdoor lighting collection by Feiss boast 16 panes of glass framed with classic, architectural details to complement the chamfered edges of the stately roof line. Dense bubbles in the Clear Seeded glass subtly obscure lamping. Made of a proprietary composition, the exterior has outstanding strength and durability to withstand harsh elements and a 5-year warranty. Offered with incandescent or integrated LED lamping. Finish options include Black and Weathered Chestnut, and the assortment includes 1-Light Outdoor Wall, medium and large 3-Light Outdoor Wall Lanterns, medium and large 3-Light Outdoor Posts, medium and large 3-Light Outdoor Pendants, an LED Outdoor Post, and a 2-Light Outdoor Flushmount. | OUTDOOR | Londontowne | Outdoor Lighting | Black | BK | StoneStrong |  |  |  |  | 3 Candelabra B Torpedo 60w |  | 3 | No | [14 empty] | 0 | [12 empty] | 109.45 | 218.9 | 328.35 | L:8 1/4'' W:8 1/4'' H:17'' | 4 |  | 8.25 | 8.25 | 17 | Post | [34 empty] | 12 | Black/White |  |  | Hardwired | 0 | 0 | 0 | 0 | 0 | 0 | 0 | 0 | 0 | 0 | 0 | 014817536843 | 20.5 | 11.6 | 14 | 6.5 | 1.927 | 250 | Yes | [9 empty] | cETL Wet | 3L Londontowne Outdoor Post Black | 3 - Light Outdoor Post |  | OL11307BK.jpg | OL11307BK.jpg
OL11307BK-LED | LED Outdoor Post | The traditional wall lanterns of the Londontowne outdoor lighting collection by Feiss boast 16 panes of glass framed with classic, architectural details to complement the chamfered edges of the stately roof line. Dense bubbles in the Clear Seeded glass subtly obscure lamping. Made of a proprietary composition, the exterior has outstanding strength and durability to withstand harsh elements and a 5-year warranty. Offered with incandescent or integrated LED lamping. Finish options include Black and Weathered Chestnut, and the assortment includes 1-Light Outdoor Wall, medium and large 3-Light Outdoor Wall Lanterns, medium and large 3-Light Outdoor Posts, medium and large 3-Light Outdoor Pendants, an LED Outdoor Post, and a 2-Light Outdoor Flushmount. | OUTDOOR | Londontowne | Outdoor Lighting | Black | BK | StoneStrong | [6 empty] | 1 | No | 1120 | 2700 | 90 | 14 | 120 | 19 - Integrated | MODS - Modules |  | 10 | 100 | LED | 14 | 14 | 50000 | 0 | [12 empty] | 132.45 | 264.9 | 397.35 | W:8 1/4'' H:17'' | 4 |  |  | 8.25 | 17 | Post | [34 empty] | 12 | Black/White |  |  | Hardwired | 0 | 0 | 0 | 0 | 0 | 0 | 1 | 0 | 0 | 0 | 0 | 014817499681 | 20.18 | 13.58 | 11.25 | 6.35 | 1.784 | 250 | Yes | [9 empty] | cETL Wet | LED Londontowne Outdoor Post Black | LED Outdoor Post |  | OL11307BK-LED.jpg | OL11307BK.jpg
OL11307WCT | 3 - Light Outdoor Post | The traditional wall lanterns of the Londontowne outdoor lighting collection by Feiss boast 16 panes of glass framed with classic, architectural details to complement the chamfered edges of the stately roof line. Dense bubbles in the Clear Seeded glass subtly obscure lamping. Made of a proprietary composition, the exterior has outstanding strength and durability to withstand harsh elements and a 5-year warranty. Offered with incandescent or integrated LED lamping. Finish options include Black and Weathered Chestnut, and the assortment includes 1-Light Outdoor Wall, medium and large 3-Light Outdoor Wall Lanterns, medium and large 3-Light Outdoor Posts, medium and large 3-Light Outdoor Pendants, an LED Outdoor Post, and a 2-Light Outdoor Flushmount. | OUTDOOR | Londontowne | Outdoor Lighting | Weathered Chestnut | WCT | StoneStrong |  |  |  |  | 3 Candelabra B Torpedo 60w |  | 3 | No | [14 empty] | 0 | [12 empty] | 109.45 | 218.9 | 328.35 | W:8 1/4'' H:17'' | 4 |  |  | 8.25 | 17 | Post | [34 empty] | 12 | Black/White |  |  | Hardwired | 0 | 0 | 0 | 0 | 0 | 0 | 0 | 0 | 0 | 0 | 0 | 014817541168 | 20.5 | 11.6 | 14 | 6.5 | 1.927 | 250 | Yes | [9 empty] | cETL Wet | 3L Londontowne Outdoor Post Weathered Chestnut | 3 - Light Outdoor Post |  | OL11307WCT.jpg | OL11307WCT.jpg
OL11307WCT-LED | LED Outdoor Post | The traditional wall lanterns of the Londontowne outdoor lighting collection by Feiss boast 16 panes of glass framed with classic, architectural details to complement the chamfered edges of the stately roof line. Dense bubbles in the Clear Seeded glass subtly obscure lamping. Made of a proprietary composition, the exterior has outstanding strength and durability to withstand harsh elements and a 5-year warranty. Offered with incandescent or integrated LED lamping. Finish options include Black and Weathered Chestnut, and the assortment includes 1-Light Outdoor Wall, medium and large 3-Light Outdoor Wall Lanterns, medium and large 3-Light Outdoor Posts, medium and large 3-Light Outdoor Pendants, an LED Outdoor Post, and a 2-Light Outdoor Flushmount. | OUTDOOR | Londontowne | Outdoor Lighting | Weathered Chestnut | WCT | StoneStrong | [6 empty] | 1 | No | 1120 | 2700 | 90 | 14 | 120 | 19 - Integrated | MODS - Modules |  | 10 | 100 | LED | 14 | 14 | 50000 | 0 | [12 empty] | 132.45 | 264.9 | 397.35 | W:8 1/4'' H:17'' | 4 |  |  | 8.25 | 17 | Post | [34 empty] | 12 | Black/White |  |  | Hardwired | 0 | 0 | 0 | 0 | 0 | 0 | 1 | 0 | 0 | 0 | 0 | 014817503272 | 20.25 | 12 | 14.25 | 6.4 | 2.004 | 250 | Yes | [9 empty] | cETL Wet | LED Londontowne Outdoor Post Weathered Chestnut | LED Outdoor Post |  | OL11307WCT-LED.jpg | OL11307WCT.jpg
OL11308BK | 3 - Light Outdoor Post | The traditional wall lanterns of the Londontowne outdoor lighting collection by Feiss boast 16 panes of glass framed with classic, architectural details to complement the chamfered edges of the stately roof line. Dense bubbles in the Clear Seeded glass subtly obscure lamping. Made of a proprietary composition, the exterior has outstanding strength and durability to withstand harsh elements and a 5-year warranty. Offered with incandescent or integrated LED lamping. Finish options include Black and Weathered Chestnut, and the assortment includes 1-Light Outdoor Wall, medium and large 3-Light Outdoor Wall Lanterns, medium and large 3-Light Outdoor Posts, medium and large 3-Light Outdoor Pendants, an LED Outdoor Post, and a 2-Light Outdoor Flushmount. | OUTDOOR | Londontowne | Outdoor Lighting | Black | BK | StoneStrong |  |  |  |  | 3 Candelabra B Torpedo 60w |  | 3 | No | [14 empty] | 0 | [12 empty] | 132.45 | 264.9 | 397.35 | W:9 3/4'' H:19 1/2'' | 6 |  |  | 9.75 | 19.5 | Post | [34 empty] | 12 | Black/White |  |  | Hardwired | 0 | 0 | 0 | 0 | 0 | 0 | 0 | 0 | 0 | 0 | 0 | 014817536850 | 23.38 | 14 | 15.5 | 8.6 | 2.936 | 250 | Yes | [9 empty] | cETL Wet | 3L Londontowne Outdoor Post Black | 3 - Light Outdoor Post |  | OL11308BK.jpg | OL11308BK.jpg
OL11308BK-LED | LED Outdoor Post | The traditional wall lanterns of the Londontowne outdoor lighting collection by Feiss boast 16 panes of glass framed with classic, architectural details to complement the chamfered edges of the stately roof line. Dense bubbles in the Clear Seeded glass subtly obscure lamping. Made of a proprietary composition, the exterior has outstanding strength and durability to withstand harsh elements and a 5-year warranty. Offered with incandescent or integrated LED lamping. Finish options include Black and Weathered Chestnut, and the assortment includes 1-Light Outdoor Wall, medium and large 3-Light Outdoor Wall Lanterns, medium and large 3-Light Outdoor Posts, medium and large 3-Light Outdoor Pendants, an LED Outdoor Post, and a 2-Light Outdoor Flushmount. | OUTDOOR | Londontowne | Outdoor Lighting | Black | BK | StoneStrong | [6 empty] | 2 | No | 1460 | 2700 | 90 | 9 | 120 | 19 - Integrated | MODS - Modules |  | 10 | 100 | LED | 9 | 9 | 50000 | 0 | [12 empty] | 143.95 | 287.9 | 431.85 | W:9 3/4'' H:19 1/2'' | 6 |  |  | 9.75 | 19.5 | Post | [34 empty] | 12 | Black/White |  |  | Hardwired | 0 | 0 | 0 | 0 | 0 | 0 | 1 | 0 | 0 | 0 | 0 | 014817503289 | 23.58 | 13.75 | 15.25 | 8.65 | 2.861 | 250 | Yes | [9 empty] | cETL Wet | LED Londontowne Outdoor Post Black | LED Outdoor Post |  | OL11308BK-LED.jpg | OL11308BK.jpg
OL11308WCT | 3 - Light Outdoor Post | The traditional wall lanterns of the Londontowne outdoor lighting collection by Feiss boast 16 panes of glass framed with classic, architectural details to complement the chamfered edges of the stately roof line. Dense bubbles in the Clear Seeded glass subtly obscure lamping. Made of a proprietary composition, the exterior has outstanding strength and durability to withstand harsh elements and a 5-year warranty. Offered with incandescent or integrated LED lamping. Finish options include Black and Weathered Chestnut, and the assortment includes 1-Light Outdoor Wall, medium and large 3-Light Outdoor Wall Lanterns, medium and large 3-Light Outdoor Posts, medium and large 3-Light Outdoor Pendants, an LED Outdoor Post, and a 2-Light Outdoor Flushmount. | OUTDOOR | Londontowne | Outdoor Lighting | Weathered Chestnut | WCT | StoneStrong |  |  |  |  | 3 Candelabra B Torpedo 60w |  | 3 | No | [14 empty] | 0 | [12 empty] | 132.45 | 264.9 | 397.35 | W:9 3/4'' H:19 1/2'' | 6 |  |  | 9.75 | 19.5 | Post | [34 empty] | 12 | Black/White |  |  | Hardwired | 0 | 0 | 0 | 0 | 0 | 0 | 0 | 0 | 0 | 0 | 0 | 014817541175 | 23.38 | 14 | 15.5 | 8.6 | 2.936 | 250 | Yes | [9 empty] | cETL Wet | 3L Londontowne Outdoor Post Weathered Chestnut | 3 - Light Outdoor Post |  | OL11308WCT.jpg | OL11308WCT.jpg
OL11308WCT-LED | LED Outdoor Post | The traditional wall lanterns of the Londontowne outdoor lighting collection by Feiss boast 16 panes of glass framed with classic, architectural details to complement the chamfered edges of the stately roof line. Dense bubbles in the Clear Seeded glass subtly obscure lamping. Made of a proprietary composition, the exterior has outstanding strength and durability to withstand harsh elements and a 5-year warranty. Offered with incandescent or integrated LED lamping. Finish options include Black and Weathered Chestnut, and the assortment includes 1-Light Outdoor Wall, medium and large 3-Light Outdoor Wall Lanterns, medium and large 3-Light Outdoor Posts, medium and large 3-Light Outdoor Pendants, an LED Outdoor Post, and a 2-Light Outdoor Flushmount. | OUTDOOR | Londontowne | Outdoor Lighting | Weathered Chestnut | WCT | StoneStrong | [6 empty] | 2 | No | 1460 | 2700 | 90 | 9 | 120 | 19 - Integrated | MODS - Modules |  | 10 | 100 | LED | 9 | 9 | 50000 | 0 | [12 empty] | 143.95 | 287.9 | 431.85 | W:9 3/4'' H:19 1/2'' | 6 |  |  | 9.75 | 19.5 | Post | [34 empty] | 12 | Black/White |  |  | Hardwired | 0 | 0 | 0 | 0 | 0 | 0 | 1 | 0 | 0 | 0 | 0 | 014817499728 | 25.58 | 13.75 | 15.25 | 8.5 | 3.104 | 250 | Yes | [9 empty] | cETL Wet | LED Londontowne Outdoor Post Weathered Chestnut | LED Outdoor Post |  | OL11308WCT-LED.jpg | OL11308WCT.jpg
OL11309BK | 3 - Light Outdoor Pendant | The traditional wall lanterns of the Londontowne outdoor lighting collection by Feiss boast 16 panes of glass framed with classic, architectural details to complement the chamfered edges of the stately roof line. Dense bubbles in the Clear Seeded glass subtly obscure lamping. Made of a proprietary composition, the exterior has outstanding strength and durability to withstand harsh elements and a 5-year warranty. Offered with incandescent or integrated LED lamping. Finish options include Black and Weathered Chestnut, and the assortment includes 1-Light Outdoor Wall, medium and large 3-Light Outdoor Wall Lanterns, medium and large 3-Light Outdoor Posts, medium and large 3-Light Outdoor Pendants, an LED Outdoor Post, and a 2-Light Outdoor Flushmount. | OUTDOOR | Londontowne | Outdoor Lighting | Black | BK | StoneStrong |  |  |  |  | 3 Candelabra B Torpedo 60w |  | 3 | No | [14 empty] | 0 | [12 empty] | 109.95 | 219.9 | 329.85 | W:8 1/4'' H:15'' | 5 |  |  | 8.25 | 15 | Center Lock-Up | [34 empty] | 180 | Black | 60 |  | Hardwired | 0 | 0 | 0 | 0 | 0 | 0 | 0 | 0 | 0 | 0 | 0 | 014817536867 | 20.6 | 11.5 | 13.75 | 7.7 | 1.885 | 175 | Yes | [9 empty] | cETL Damp | 3L Londontowne Outdoor Pendant Black | 3 - Light Outdoor Pendant |  | OL11309BK.jpg | OL11309BK.jpg
OL11309BK-LED | LED Outdoor Pendant | The traditional wall lanterns of the Londontowne outdoor lighting collection by Feiss boast 16 panes of glass framed with classic, architectural details to complement the chamfered edges of the stately roof line. Dense bubbles in the Clear Seeded glass subtly obscure lamping. Made of a proprietary composition, the exterior has outstanding strength and durability to withstand harsh elements and a 5-year warranty. Offered with incandescent or integrated LED lamping. Finish options include Black and Weathered Chestnut, and the assortment includes 1-Light Outdoor Wall, medium and large 3-Light Outdoor Wall Lanterns, medium and large 3-Light Outdoor Posts, medium and large 3-Light Outdoor Pendants, an LED Outdoor Post, and a 2-Light Outdoor Flushmount. | OUTDOOR | Londontowne | Outdoor Lighting | Black | BK | StoneStrong | [6 empty] | 1 | No | 1120 | 2700 | 90 | 14 | 120 | 19 - Integrated | MODS - Modules |  | 10 | 100 | LED | 14 | 14 | 50000 | 0 | [12 empty] | 132.95 | 265.9 | 398.85 | W:8 1/4'' H:15'' | 5 |  |  | 8.25 | 15 | Center Lock-Up | [34 empty] | 180 | Black | 60 |  | Hardwired | 0 | 0 | 0 | 0 | 0 | 0 | 1 | 0 | 0 | 0 | 0 | 014817499643 | 20.25 | 12 | 14.25 | 7.4 | 2.004 | 250 | Yes | [9 empty] | cETL Damp | LED Londontowne Outdoor Pendant Black | LED Outdoor Pendant |  | OL11309BK-LED.jpg | OL11309BK.jpg
OL11309WCT | 3 - Light Outdoor Pendant | The traditional wall lanterns of the Londontowne outdoor lighting collection by Feiss boast 16 panes of glass framed with classic, architectural details to complement the chamfered edges of the stately roof line. Dense bubbles in the Clear Seeded glass subtly obscure lamping. Made of a proprietary composition, the exterior has outstanding strength and durability to withstand harsh elements and a 5-year warranty. Offered with incandescent or integrated LED lamping. Finish options include Black and Weathered Chestnut, and the assortment includes 1-Light Outdoor Wall, medium and large 3-Light Outdoor Wall Lanterns, medium and large 3-Light Outdoor Posts, medium and large 3-Light Outdoor Pendants, an LED Outdoor Post, and a 2-Light Outdoor Flushmount. | OUTDOOR | Londontowne | Outdoor Lighting | Weathered Chestnut | WCT | StoneStrong |  |  |  |  | 3 Candelabra B Torpedo 60w |  | 3 | No | [14 empty] | 0 | [12 empty] | 109.95 | 219.9 | 329.85 | W:8 1/4'' H:15'' | 5 |  |  | 8.25 | 15 | Center Lock-Up | [34 empty] | 180 | Black | 60 |  | Hardwired | 0 | 0 | 0 | 0 | 0 | 0 | 0 | 0 | 0 | 0 | 0 | 014817541144 | 20.6 | 11.5 | 13.75 | 7.7 | 1.885 | 175 | Yes | [9 empty] | cETL Damp | 3L Londontowne Outdoor Pendant Weathered Chestnut | 3 - Light Outdoor Pendant |  | OL11309WCT.jpg | OL11309WCT.jpg
OL11309WCT-LED | LED Outdoor Pendant | The traditional wall lanterns of the Londontowne outdoor lighting collection by Feiss boast 16 panes of glass framed with classic, architectural details to complement the chamfered edges of the stately roof line. Dense bubbles in the Clear Seeded glass subtly obscure lamping. Made of a proprietary composition, the exterior has outstanding strength and durability to withstand harsh elements and a 5-year warranty. Offered with incandescent or integrated LED lamping. Finish options include Black and Weathered Chestnut, and the assortment includes 1-Light Outdoor Wall, medium and large 3-Light Outdoor Wall Lanterns, medium and large 3-Light Outdoor Posts, medium and large 3-Light Outdoor Pendants, an LED Outdoor Post, and a 2-Light Outdoor Flushmount. | OUTDOOR | Londontowne | Outdoor Lighting | Weathered Chestnut | WCT | StoneStrong | [6 empty] | 1 | No | 1120 | 2700 | 90 | 14 | 120 | 19 - Integrated | MODS - Modules |  | 10 | 100 | LED | 14 | 14 | 50000 | 0 | [12 empty] | 132.95 | 265.9 | 398.85 | W:8 1/4'' H:15'' | 5 |  |  | 8.25 | 15 | Center Lock-Up | [34 empty] | 180 | Black | 60 |  | Hardwired | 0 | 0 | 0 | 0 | 0 | 0 | 1 | 0 | 0 | 0 | 0 | 014817499650 | 20.25 | 12 | 14.25 | 7.4 | 2.004 | 250 | Yes | [9 empty] | cETL Damp | LED Londontowne Outdoor Pendant Weathered Chestnut | LED Outdoor Pendant |  | OL11309WCT-LED.jpg | OL11309WCT.jpg
OL11311BK | 3 - Light Outdoor Pendant | The traditional wall lanterns of the Londontowne outdoor lighting collection by Feiss boast 16 panes of glass framed with classic, architectural details to complement the chamfered edges of the stately roof line. Dense bubbles in the Clear Seeded glass subtly obscure lamping. Made of a proprietary composition, the exterior has outstanding strength and durability to withstand harsh elements and a 5-year warranty. Offered with incandescent or integrated LED lamping. Finish options include Black and Weathered Chestnut, and the assortment includes 1-Light Outdoor Wall, medium and large 3-Light Outdoor Wall Lanterns, medium and large 3-Light Outdoor Posts, medium and large 3-Light Outdoor Pendants, an LED Outdoor Post, and a 2-Light Outdoor Flushmount. | OUTDOOR | Londontowne | Outdoor Lighting | Black | BK | StoneStrong |  |  |  |  | 3 Candelabra B Torpedo 60w |  | 3 | No | [14 empty] | 0 | [12 empty] | 132.95 | 265.9 | 398.85 | W:9 3/4'' H:17 1/4'' | 7 |  |  | 9.75 | 17.25 | Center Lock-Up | [34 empty] | 180 | Black | 60 |  | Hardwired | 0 | 0 | 0 | 0 | 0 | 0 | 0 | 0 | 0 | 0 | 0 | 014817536874 | 20.1 | 13.75 | 15.5 | 9.3 | 2.479 | 250 | Yes | [9 empty] | cETL Damp | 3L Londontowne Outdoor Pendant Black | 3 - Light Outdoor Pendant |  | OL11311BK.jpg | OL11311BK.jpg
OL11311BK-LED | LED Outdoor Pendant | The traditional wall lanterns of the Londontowne outdoor lighting collection by Feiss boast 16 panes of glass framed with classic, architectural details to complement the chamfered edges of the stately roof line. Dense bubbles in the Clear Seeded glass subtly obscure lamping. Made of a proprietary composition, the exterior has outstanding strength and durability to withstand harsh elements and a 5-year warranty. Offered with incandescent or integrated LED lamping. Finish options include Black and Weathered Chestnut, and the assortment includes 1-Light Outdoor Wall, medium and large 3-Light Outdoor Wall Lanterns, medium and large 3-Light Outdoor Posts, medium and large 3-Light Outdoor Pendants, an LED Outdoor Post, and a 2-Light Outdoor Flushmount. | OUTDOOR | Londontowne | Outdoor Lighting | Black | BK | StoneStrong | [6 empty] | 2 | No | 1460 | 2700 | 90 | 9 | 120 | 19 - Integrated | MODS - Modules |  | 10 | 100 | LED | 9 | 9 | 50000 | 0 | [12 empty] | 161.95 | 323.9 | 485.85 | W:9 3/4'' H:17 1/4'' | 7.2 |  |  | 9.75 | 17.25 | Center Lock-Up | [34 empty] | 180 | Black | 60 |  | Hardwired | 0 | 0 | 0 | 0 | 0 | 0 | 1 | 0 | 0 | 0 | 0 | 014817499667 | 20.5 | 13.75 | 15.38 | 9.4 | 2.509 | 250 | Yes | [9 empty] | cETL Damp | LED Londontowne Outdoor Pendant Black | LED Outdoor Pendant |  | OL11311BK-LED.jpg | OL11311BK.jpg
OL11311WCT | 3 - Light Outdoor Pendant | The traditional wall lanterns of the Londontowne outdoor lighting collection by Feiss boast 16 panes of glass framed with classic, architectural details to complement the chamfered edges of the stately roof line. Dense bubbles in the Clear Seeded glass subtly obscure lamping. Made of a proprietary composition, the exterior has outstanding strength and durability to withstand harsh elements and a 5-year warranty. Offered with incandescent or integrated LED lamping. Finish options include Black and Weathered Chestnut, and the assortment includes 1-Light Outdoor Wall, medium and large 3-Light Outdoor Wall Lanterns, medium and large 3-Light Outdoor Posts, medium and large 3-Light Outdoor Pendants, an LED Outdoor Post, and a 2-Light Outdoor Flushmount. | OUTDOOR | Londontowne | Outdoor Lighting | Weathered Chestnut | WCT | StoneStrong |  |  |  |  | 3 Candelabra B Torpedo 60w |  | 3 | No | [14 empty] | 0 | [12 empty] | 132.95 | 265.9 | 398.85 | W:9 3/4'' H:17 1/4'' | 7 |  |  | 9.75 | 17.25 | Center Lock-Up | [34 empty] | 180 | Black | 60 |  | Hardwired | 0 | 0 | 0 | 0 | 0 | 0 | 0 | 0 | 0 | 0 | 0 | 014817541151 | 20.1 | 13.75 | 15.5 | 9.3 | 2.479 | 250 | Yes | [9 empty] | cETL Damp | 3L Londontowne Outdoor Pendant Weathered Chestnut | 3 - Light Outdoor Pendant |  | OL11311WCT.jpg | OL11311WCT.jpg
OL11311WCT-LED | LED Outdoor Pendant | The traditional wall lanterns of the Londontowne outdoor lighting collection by Feiss boast 16 panes of glass framed with classic, architectural details to complement the chamfered edges of the stately roof line. Dense bubbles in the Clear Seeded glass subtly obscure lamping. Made of a proprietary composition, the exterior has outstanding strength and durability to withstand harsh elements and a 5-year warranty. Offered with incandescent or integrated LED lamping. Finish options include Black and Weathered Chestnut, and the assortment includes 1-Light Outdoor Wall, medium and large 3-Light Outdoor Wall Lanterns, medium and large 3-Light Outdoor Posts, medium and large 3-Light Outdoor Pendants, an LED Outdoor Post, and a 2-Light Outdoor Flushmount. | OUTDOOR | Londontowne | Outdoor Lighting | Weathered Chestnut | WCT | StoneStrong | [6 empty] | 2 | No | 1460 | 2700 | 90 | 9 | 120 | 19 - Integrated | MODS - Modules |  | 10 | 100 | LED | 9 | 9 | 50000 | 0 | [12 empty] | 161.95 | 323.9 | 485.85 | W:9 3/4'' H:17 1/4'' | 7.2 |  |  | 9.75 | 17.25 | Center Lock-Up | [34 empty] | 180 | Black | 60 |  | Hardwired | 0 | 0 | 0 | 0 | 0 | 0 | 1 | 0 | 0 | 0 | 0 | 014817499674 | 20.38 | 15.58 | 15.38 | 9.5 | 2.826 | 250 | Yes | [9 empty] | cETL Damp | LED Londontowne Outdoor Pendant Weathered Chestnut | LED Outdoor Pendant |  | OL11311WCT-LED.jpg | OL11311WCT.jpg
OL11313BK | 2 - Light Outdoor Flush | The traditional wall lanterns of the Londontowne outdoor lighting collection by Feiss boast 16 panes of glass framed with classic, architectural details to complement the chamfered edges of the stately roof line. Dense bubbles in the Clear Seeded glass subtly obscure lamping. Made of a proprietary composition, the exterior has outstanding strength and durability to withstand harsh elements and a 5-year warranty. Offered with incandescent or integrated LED lamping. Finish options include Black and Weathered Chestnut, and the assortment includes 1-Light Outdoor Wall, medium and large 3-Light Outdoor Wall Lanterns, medium and large 3-Light Outdoor Posts, medium and large 3-Light Outdoor Pendants, an LED Outdoor Post, and a 2-Light Outdoor Flushmount. | OUTDOOR | Londontowne | Outdoor Lighting | Black | BK | StoneStrong |  |  |  |  | 2 Medium A19 75w |  | 2 | No | [14 empty] | 0 | [12 empty] | 86.45 | 172.9 | 259.35 | W:11 3/4'' H:5 1/8'' |  |  |  | 11.75 | 5.125 | Key Slots | [34 empty] | 8 |  |  |  | Hardwired | 0 | 0 | 0 | 0 | 0 | 0 | 0 | 0 | 0 | 0 | 0 | 014817536881 | 16.25 | 16.25 | 13.5 | 8.7 | 2.063 | 175 | Yes | [9 empty] | cETL Damp | 2L Londontowne Outdoor Flush | 2 - Light Outdoor Flush |  | OL11313BK.jpg | OL11313BK.jpg
OL11313BK-LED | LED Outdoor Flush | The traditional wall lanterns of the Londontowne outdoor lighting collection by Feiss boast 16 panes of glass framed with classic, architectural details to complement the chamfered edges of the stately roof line. Dense bubbles in the Clear Seeded glass subtly obscure lamping. Made of a proprietary composition, the exterior has outstanding strength and durability to withstand harsh elements and a 5-year warranty. Offered with incandescent or integrated LED lamping. Finish options include Black and Weathered Chestnut, and the assortment includes 1-Light Outdoor Wall, medium and large 3-Light Outdoor Wall Lanterns, medium and large 3-Light Outdoor Posts, medium and large 3-Light Outdoor Pendants, an LED Outdoor Post, and a 2-Light Outdoor Flushmount. | OUTDOOR | Londontowne | Outdoor Lighting | Black | BK | StoneStrong | [6 empty] | 2 | No | 2240 | 2700 | 90 | 14 | 120 | 19 - Integrated | MODS - Modules |  | 10 | 100 | LED | 14 | 14 | 50000 | 0 | [12 empty] | 103.95 | 207.9 | 311.85 | W:11 3/4'' H:5 1/8'' | 7.9 |  |  | 11.75 | 5.125 | Key Slots | [34 empty] | 8 |  |  |  | Hardwired | 0 | 0 | 0 | 0 | 0 | 0 | 1 | 0 | 0 | 0 | 0 | 014817499735 | 15.58 | 16.25 | 14 | 8.6 | 2.051 | 175 | Yes | [9 empty] | cETL Damp | LED Londontowne Outdoor Flush Black | LED Outdoor Flush |  | OL11313BK-LED.jpg | OL11313BK.jpg
OL11313WCT | 2 - Light Outdoor Flush | The traditional wall lanterns of the Londontowne outdoor lighting collection by Feiss boast 16 panes of glass framed with classic, architectural details to complement the chamfered edges of the stately roof line. Dense bubbles in the Clear Seeded glass subtly obscure lamping. Made of a proprietary composition, the exterior has outstanding strength and durability to withstand harsh elements and a 5-year warranty. Offered with incandescent or integrated LED lamping. Finish options include Black and Weathered Chestnut, and the assortment includes 1-Light Outdoor Wall, medium and large 3-Light Outdoor Wall Lanterns, medium and large 3-Light Outdoor Posts, medium and large 3-Light Outdoor Pendants, an LED Outdoor Post, and a 2-Light Outdoor Flushmount. | OUTDOOR | Londontowne | Outdoor Lighting | Weathered Chestnut | WCT | StoneStrong |  |  |  |  | 2 Medium A19 75w |  | 2 | No | [14 empty] | 0 | [12 empty] | 86.45 | 172.9 | 259.35 | W:11 3/4'' H:5 1/8'' |  |  |  | 11.75 | 5.125 | Key Slots | [34 empty] | 8 |  |  |  | Hardwired | 0 | 0 | 0 | 0 | 0 | 0 | 0 | 0 | 0 | 0 | 0 | 014817541182 | 16.25 | 16.25 | 13.5 | 8.7 | 2.063 | 175 | Yes | [9 empty] | cETL Damp | 2L Londontowne Outdoor Flush Weathered Chestnut | 2 - Light Outdoor Flush |  | OL11313WCT.jpg | OL11313WCT.jpg
OL11313WCT-LED | LED Outdoor Flush | The traditional wall lanterns of the Londontowne outdoor lighting collection by Feiss boast 16 panes of glass framed with classic, architectural details to complement the chamfered edges of the stately roof line. Dense bubbles in the Clear Seeded glass subtly obscure lamping. Made of a proprietary composition, the exterior has outstanding strength and durability to withstand harsh elements and a 5-year warranty. Offered with incandescent or integrated LED lamping. Finish options include Black and Weathered Chestnut, and the assortment includes 1-Light Outdoor Wall, medium and large 3-Light Outdoor Wall Lanterns, medium and large 3-Light Outdoor Posts, medium and large 3-Light Outdoor Pendants, an LED Outdoor Post, and a 2-Light Outdoor Flushmount. | OUTDOOR | Londontowne | Outdoor Lighting | Weathered Chestnut | WCT | StoneStrong | [6 empty] | 2 | No | 2240 | 2700 | 90 | 14 | 120 | 19 - Integrated | MODS - Modules |  | 10 | 100 | LED | 14 | 14 | 50000 | 0 | [12 empty] | 103.95 | 207.9 | 311.85 | W:11 3/4'' H:5 1/8'' | 7.9 |  |  | 11.75 | 5.125 | Key Slots | [34 empty] | 8 |  |  |  | Hardwired | 0 | 0 | 0 | 0 | 0 | 0 | 1 | 0 | 0 | 0 | 0 | 014817503296 | 16.58 | 16.25 | 14 | 8.6 | 2.183 | 250 | Yes | [9 empty] | cETL Damp | LED Londontowne Outdoor Flush Weathered Chestnut | LED Outdoor Flush |  | OL11313WCT-LED.jpg | OL11313WCT.jpg
OL11601ORB-LED | 2 - Light ADA Outdoor LED Wall | The Mattix outdoor lighting collection by Feiss combines exemplary engineering and beautiful modern design into wall sconces unlike any others. Vertically recessed LED light softly grazes across recessed inserts, unique with rich texture. The Oil Rubbed Bronze finish of the sleek outer frame is paired with a metal insert specially treated to create a heavily textured, organic pattern. The Painted Silver finish complements a clear glass insert deeply carved, vertically, to suggest a waterfall. While rated for outdoor lighting use, Mattix wall sconces can also be used for indoor applications, such as a media room where soft accent lighting versus task lighting is preferred. The line includes three, varying sizes of outdoor lighting wall sconces. ADA compliant. | OUTDOOR | Mattix | Outdoor Lighting | Oil Rubbed Bronze | ORB | Cast Aluminum |  |  |  |  | 1 Integrated Array 20w |  | 1 | Yes | 1800 | 2700 | 90 | 20 |  | 19 - Integrated | MODS - Modules |  | 10 | 100 | LED |  |  | 50000 | 0 | [12 empty] | 158.48 | 316.96 | 475.44 | W:6'' H:14 3/8'' E:3 1/2'' | 6 |  |  | 6 | 14.375 | Universal Mounting Plate |  |  |  |  | 3.5 | [25 empty] | DP:1'' W:5 3/4'' H:7 7/8'' OB DOWN:7 1/4'' Rectangular |  |  |  | 8 |  |  |  | Hardwired | 1 | 0 | 0 | 0 | 0 | 0 | 1 | 0 | 0 | 0 | 0 | 014817565744 | 19.25 | 10 | 7.5 | 7.4 | 0.836 | 100 | Yes | [9 empty] | cETL Wet | MATTIX 14.5IN O.WALL LED O.RBD BZ | 2 - Light Outdoor Wall Lantern |  | OL11601ORB-LED.jpg | OL11601ORBLED.jpg
OL11601PSI-LED | 2 - Light Outdoor LED Wall Lantern | The Mattix outdoor lighting collection by Feiss combines exemplary engineering and beautiful modern design into wall sconces unlike any others. Vertically recessed LED light softly grazes across recessed inserts, unique with rich texture. The Oil Rubbed Bronze finish of the sleek outer frame is paired with a metal insert specially treated to create a heavily textured, organic pattern. The Painted Silver finish complements a clear glass insert deeply carved, vertically, to suggest a waterfall. While rated for outdoor lighting use, Mattix wall sconces can also be used for indoor applications, such as a media room where soft accent lighting versus task lighting is preferred. The line includes three, varying sizes of outdoor lighting wall sconces. ADA compliant. | OUTDOOR | Mattix | Outdoor Lighting | Painted Silver | PSI | Cast Aluminum |  |  |  |  | 1 Integrated Array 20w |  | 1 | Yes | 1800 | 2700 | 90 | 20 |  | 19 - Integrated | MODS - Modules |  | 10 | 100 | LED |  |  | 50000 | 0 | [12 empty] | 134.5 | 269 | 403.5 | L:14 1/2'' W:6'' H:7'' E:3 1/2'' | 6.5 |  | 14.5 | 6 | 7 | Universal Mounting Plate |  |  |  |  | 3.5 | [25 empty] | DP:1'' W:5 3/4'' H:7 7/8'' OB DOWN:7 1/4'' Rectangular |  |  |  | 8 |  |  |  | Hardwired | 1 | 0 | 0 | 0 | 0 | 0 | 1 | 0 | 0 | 0 | 0 | 014817565607 | 19.25 | 10 | 7.5 | 7.2 | 0.836 | 100 | Yes | [9 empty] | cETL Wet | MATTIX 14.5IN O.WALL LED PAINT SLV | 2 - Light Outdoor Wall Lantern |  | OL11601PSI-LED.jpg | OL11601PSILED.jpg
OL11602ORB-LED | 4 - Light ADA Outdoor LED Wall | The Mattix outdoor lighting collection by Feiss combines exemplary engineering and beautiful modern design into wall sconces unlike any others. Vertically recessed LED light softly grazes across recessed inserts, unique with rich texture. The Oil Rubbed Bronze finish of the sleek outer frame is paired with a metal insert specially treated to create a heavily textured, organic pattern. The Painted Silver finish complements a clear glass insert deeply carved, vertically, to suggest a waterfall. While rated for outdoor lighting use, Mattix wall sconces can also be used for indoor applications, such as a media room where soft accent lighting versus task lighting is preferred. The line includes three, varying sizes of outdoor lighting wall sconces. ADA compliant. | OUTDOOR | Mattix | Outdoor Lighting | Oil Rubbed Bronze | ORB | Cast Aluminum |  |  |  |  | 1 Integrated Array 40w |  | 1 | Yes | 3600 | 2700 | 90 | 40 |  | 19 - Integrated | MODS - Modules |  | 10 | 100 | LED |  |  | 50000 | 0 | [12 empty] | 276.95 | 553.9 | 830.85 | L:25 1/2'' W:6'' H:7'' E:3 1/2'' | 10 |  | 25.5 | 6 | 7 | Universal Mounting Plate |  |  |  |  | 3.5 | [25 empty] | DP:1'' W:5 3/4'' H:16 7/8'' OB DOWN:12 1/2'' Rectangular |  |  |  | 8 |  |  |  | Hardwired | 1 | 0 | 0 | 0 | 0 | 0 | 1 | 0 | 0 | 0 | 0 | 014817565737 | 30.5 | 9.75 | 7.5 | 13 | 1.291 | 93 | Yes | [9 empty] | cETL Wet | MATTIX 25.5IN O.WALL LED O.RBD BZ | 4 - Light Outdoor Wall Lantern |  | OL11602ORB-LED.png | OL11602ORBLED.jpg
OL11602PSI-LED | 4 - Light Outdoor LED Wall Lantern | The Mattix outdoor lighting collection by Feiss combines exemplary engineering and beautiful modern design into wall sconces unlike any others. Vertically recessed LED light softly grazes across recessed inserts, unique with rich texture. The Oil Rubbed Bronze finish of the sleek outer frame is paired with a metal insert specially treated to create a heavily textured, organic pattern. The Painted Silver finish complements a clear glass insert deeply carved, vertically, to suggest a waterfall. While rated for outdoor lighting use, Mattix wall sconces can also be used for indoor applications, such as a media room where soft accent lighting versus task lighting is preferred. The line includes three, varying sizes of outdoor lighting wall sconces. ADA compliant. | OUTDOOR | Mattix | Outdoor Lighting | Painted Silver | PSI | Cast Aluminum |  |  |  |  | 1 Integrated Array 40w |  | 1 | Yes | 3600 | 2700 | 90 | 40 |  | 19 - Integrated | MODS - Modules |  | 10 | 100 | LED |  |  | 50000 | 0 | [12 empty] | 239.5 | 479 | 718.5 | L:25 1/2'' W:6'' H:7'' E:3 1/2'' | 9.6 |  | 25.5 | 6 | 7 | Universal Mounting Plate |  |  |  |  | 3.5 | [25 empty] | DP:1'' W:5 3/4'' H:16 7/8'' OB DOWN:12 1/2'' Rectangular |  |  |  | 8 |  |  |  | Hardwired | 1 | 0 | 0 | 0 | 0 | 0 | 1 | 0 | 0 | 0 | 0 | 014817565614 | 31 | 9.75 | 7.5 | 12.4 | 1.312 | 100 | Yes | [9 empty] | cETL Wet | MATTIX 25.5IN O.WALL LED PAINT SLV | 4 - Light Outdoor Wall Lantern |  | OL11602PSI-LED.jpg | OL11602PSILED.jpg
OL11603ORB-LED | 6 - Light Outdoor Wall Lantern | The Mattix outdoor lighting collection by Feiss combines exemplary engineering and beautiful modern design into wall sconces unlike any others. Vertically recessed LED light softly grazes across recessed inserts, unique with rich texture. The Oil Rubbed Bronze finish of the sleek outer frame is paired with a metal insert specially treated to create a heavily textured, organic pattern. The Painted Silver finish complements a clear glass insert deeply carved, vertically, to suggest a waterfall. While rated for outdoor lighting use, Mattix wall sconces can also be used for indoor applications, such as a media room where soft accent lighting versus task lighting is preferred. The line includes three, varying sizes of outdoor lighting wall sconces. ADA compliant. | OUTDOOR | Mattix | Outdoor Lighting | Oil Rubbed Bronze | ORB | Cast Aluminum |  |  |  |  | 1 Integrated Array 60w |  | 1 | Yes | 5400 | 2700 | 90 | 60 |  | 19 - Integrated | MODS - Modules |  | 10 | 100 | LED |  |  | 50000 | 0 | [12 empty] | 369.45 | 738.9 | 1108.35 | L:36 1/2'' W:6'' H:7'' E:3 1/2'' | 13 |  | 36.5 | 6 | 7 | Universal Mounting Plate |  |  |  |  | 3.5 | [25 empty] | DP:1'' W:5 3/4'' H:24 3/4'' OB DOWN:18 1/8'' Rectangular |  |  |  | 8 |  |  |  | Hardwired | 1 | 0 | 0 | 0 | 0 | 0 | 1 | 0 | 0 | 0 | 0 | 014817565751 | 42 | 10 | 7.5 | 18.5 | 1.823 | 93 | Yes | [9 empty] | cETL Wet | MATTIX 36.5IN O.WALL LED O.RBD BZ | 6 - Light Outdoor Wall Lantern |  | OL11603ORB-LED.jpg | OL11603ORBLED.jpg
OL12000ORB | 1 - Light Bluffton Outdoor Wall Sconce | Inspired by mountain luxe trends, the transitional Bluffton lighting collection by Feiss has a perforated screen shade much like that of a cozy fireplace—with decorative hooks and rods adding to the unique, rustic details. Using antique-style bulbs furthers the warm and inviting look. | OUTDOOR | Bluffton | Outdoor Lighting | Oil Rubbed Bronze | ORB | Steel / Aluminum / Glass | Clear Glass |  |  |  | 1 Medium A19 100w |  | 1 | No | [14 empty] | 0 | [12 empty] | 126.95 | 253.9 | 380.85 | W:6 1/8'' H:15 7/8'' E:8 1/2'' - 8 1/2'' | 5.83 |  |  | 6.125 | 15.875 | Other |  |  |  |  | 8.5 - 8.5 | [25 empty] | DP:7/8'' W:5'' H:7'' OB UP:3 1/4'' OB DOWN:12 5/8'' Rectangular |  |  |  | 8 | Black/White |  |  | Hardwired | 0 | 0 | 0 | 0 | 0 | 0 | 0 | 0 | 0 | 0 | 0 | 014817523478 | 19.25 | 9.75 | 11.75 | 7.02 | 1.276 | 175 | Yes | [8 empty] | ETL Wet |  | OUTDOOR LANTERN WALL SCONCE | 1 - Light Bluffton Outdoor Wall Sconce |  | WB1718ORB.jpg | OL12000ORB.jpg
OL12001ORB | 1 - Light Bluffton Outdoor Wall Sconce | Inspired by mountain luxe trends, the transitional Bluffton lighting collection by Feiss has a perforated screen shade much like that of a cozy fireplace—with decorative hooks and rods adding to the unique, rustic details. Using antique-style bulbs furthers the warm and inviting look. | OUTDOOR | Bluffton | Outdoor Lighting | Oil Rubbed Bronze | ORB |  | Clear Glass |  |  |  | 1 Medium A19 100w |  | 1 | No | [14 empty] | 0 | [12 empty] | 149.95 | 299.9 | 449.85 | W:7 1/4'' H:18 1/2'' E:9'' - 9'' | 7.59 |  |  | 7.25 | 18.5 | Other |  |  |  |  | 2020-09-09 | [25 empty] | DP:7/8'' W:5'' H:7'' OB UP:3 1/4'' OB DOWN:15 1/4'' Rectangular |  |  |  | 8 | Black/White |  |  | Hardwired | 0 | 0 | 0 | 0 | 0 | 0 | 0 | 0 | 0 | 0 | 0 | 014817523485 | 22.25 | 10.75 | 12.5 | 9.2 | 1.73 | 175 | Yes | [8 empty] | C-UL-US Wet |  | OUTDOOR LANTERN WALL SCONCE | 1 - Light Bluffton Outdoor Wall Sconce |  | OL12001ORB.jpg | OL12001ORB.jpg
OL12014ORB | 5 - Light Bluffton Outdoor Hanging | Inspired by mountain luxe trends, the transitional Bluffton lighting collection by Feiss has a perforated screen shade much like that of a cozy fireplace—with decorative hooks and rods adding to the unique, rustic details. Using antique-style bulbs furthers the warm and inviting look. | OUTDOOR | Bluffton | Outdoor Lighting | Oil Rubbed Bronze | ORB |  | Clear Glass |  |  |  | 5 Medium A19 60w |  | 5 | No | [14 empty] | 0 | [12 empty] | 274.5 | 549 | 823.5 | D:15'' H:24 3/4'' O:81 1/2'' | 27.72 | 15 |  |  | 24.75 | Universal Mounting Plate |  | 27.5 | 81.5 | 27.5 - 81.5 | [25 empty] | D:5'' H:5/8'' Round |  |  |  |  | 180 | Brown |  |  | Hardwired | 0 | 0 | 0 | 0 | 0 | 0 | 0 | 0 | 0 | 0 | 0 | 014817523515 | 30 | 23 | 20 | 34.6 | 7.986 | 175 | Yes | [8 empty] | C-UL-US Damp |  | OUTDOOR LANTERN HANGING | 5 - Light Bluffton Outdoor Hanging |  | F29305ORB.jpg | OL12014ORB.jpg
OL12800TXB-L1 | 1 - Light Outdoor Wall Lantern | The transitional McHenry lighting collection by Feiss not only features energy-efficient LED lighting, it’s made of StoneStrong material for added strength, durability and longevity. All McHenry products feature advanced, warm-on-dim technology with a color temperature that warms when dimmed, from 2700K to 2200K. The fixtures feature panes of Clear Seeded glass which subtly reveal White Opal inner glass, and the framed architectural details complement the chamfered edges of the roof line, all in a Textured Black finish. McHenry has a 5-year warranty, and is recommended for coastal areas. | OUTDOOR | McHenry | Outdoor Lighting | Textured Black | TXB | StoneStrong | Undefined Glass | L:2.75" W:3.875" H:8.25" |  |  | 1 Integrated Array 9w |  | 1 | Yes | 700 | 2700 | 90 | 9 | 120 | 19 - Integrated | MODS - Modules |  |  |  |  | 9 | 9 | 50000 | 0 | [12 empty] | 109.45 | 218.9 | 328.35 | L:11 1/8'' W:7'' H:7'' E:5 1/2'' | 3.4 |  | 11.125 | 7 | 7 | Universal Mounting Plate |  |  |  |  | 5.5 | [25 empty] | DP:3/4'' W:6 3/8'' H:8 1/8'' OB DOWN:6 1/8'' Rectangular |  |  |  | 8 |  |  |  | Hardwired | 0 | 0 | 0 | 0 | 1 | 0 | 0 | 0 | 0 | 0 | 0 | 014817582277 | 16.25 | 10.25 | 10.25 | 6.4 | 0.988 | 125 | Yes | [9 empty] | cETL Wet | SM MCHENRY LED O.WALL TXT BLK | 1 - Light Outdoor Wall Lantern |  | OL12800TXB-L1.jpg | OL12800TXBL1.jpg
OL12801TXB-L1 | 1 - Light Outdoor Wall Lantern | The transitional McHenry lighting collection by Feiss not only features energy-efficient LED lighting, it’s made of StoneStrong material for added strength, durability and longevity. All McHenry products feature advanced, warm-on-dim technology with a color temperature that warms when dimmed, from 2700K to 2200K. The fixtures feature panes of Clear Seeded glass which subtly reveal White Opal inner glass, and the framed architectural details complement the chamfered edges of the roof line, all in a Textured Black finish. McHenry has a 5-year warranty, and is recommended for coastal areas. | OUTDOOR | McHenry | Outdoor Lighting | Textured Black | TXB | StoneStrong | Undefined Glass | L:3.5" W:4.75" H:9.75" |  |  | 1 Integrated Array 14w |  | 1 | Yes | 1000 | 2700 | 90 | 14 | 120 | 19 - Integrated | MODS - Modules |  |  |  |  | 14 | 14 | 50000 | 0 | [12 empty] | 138.45 | 276.9 | 415.35 | L:13'' W:8 1/4'' H:8 1/4'' E:6 1/2'' | 5.2 |  | 13 | 8.25 | 8.25 | Universal Mounting Plate |  |  |  |  | 6.5 | [25 empty] | DP:7/8'' W:7 5/8'' H:9 5/8'' OB DOWN:7 1/4'' Rectangular |  |  |  | 8 |  |  |  | Hardwired | 0 | 0 | 0 | 0 | 1 | 0 | 0 | 0 | 0 | 0 | 0 | 014817582284 | 19 | 11.75 | 11.75 | 9.2 | 1.518 | 125 | Yes | [9 empty] | cETL Wet | MD MCHENRY LED O.WALL TXT BLK | 1 - Light Outdoor Wall Lantern |  | OL12801TXB-L1.jpg | OL12801TXBL1.jpg
OL12802TXB-L1 | 1 - Light Outdoor Wall Lantern | The transitional McHenry lighting collection by Feiss not only features energy-efficient LED lighting, it’s made of StoneStrong material for added strength, durability and longevity. All McHenry products feature advanced, warm-on-dim technology with a color temperature that warms when dimmed, from 2700K to 2200K. The fixtures feature panes of Clear Seeded glass which subtly reveal White Opal inner glass, and the framed architectural details complement the chamfered edges of the roof line, all in a Textured Black finish. McHenry has a 5-year warranty, and is recommended for coastal areas. | OUTDOOR | McHenry | Outdoor Lighting | Textured Black | TXB | StoneStrong | Undefined Glass | L:3.5" W:4.75" H:14.25" |  |  | 1 Integrated Array 14w |  | 1 | Yes | 1000 | 2700 | 90 | 14 | 120 | 19 - Integrated | MODS - Modules |  |  |  |  | 14 | 14 | 50000 | 0 | [12 empty] | 174.98 | 349.96 | 524.94 | L:17 1/4'' W:8 1/4'' H:8'' E:6 1/2'' | 7.8 |  | 17.25 | 8.25 | 8 | Universal Mounting Plate |  |  |  |  | 6.5 | [25 empty] | DP:7/8'' W:7 5/8'' H:14 1/4'' OB DOWN:9 1/2'' Rectangular |  |  |  | 8 |  |  |  | Hardwired | 0 | 0 | 0 | 0 | 1 | 0 | 0 | 0 | 0 | 0 | 0 | 014817582291 | 23.25 | 12 | 12 | 11.8 | 1.938 | 125 | Yes | [9 empty] | cETL Wet | LG MCHENRY LED O.WALL TXT BLK | 1 - Light Outdoor Wall Lantern |  | OL12802TXB-L1.jpg | OL12802TXBL1.jpg
OL12807TXB-L1 | 1 - Light Outdoor Post Lantern | The transitional McHenry lighting collection by Feiss not only features energy-efficient LED lighting, it’s made of StoneStrong material for added strength, durability and longevity. All McHenry products feature advanced, warm-on-dim technology with a color temperature that warms when dimmed, from 2700K to 2200K. The fixtures feature panes of Clear Seeded glass which subtly reveal White Opal inner glass, and the framed architectural details complement the chamfered edges of the roof line, all in a Textured Black finish. McHenry has a 5-year warranty, and is recommended for coastal areas. | OUTDOOR | McHenry | Outdoor Lighting | Textured Black | TXB | StoneStrong | Undefined Glass | L:4.5" W:0.125" H:11" |  |  | 1 Integrated Array 14w |  | 1 | No | 1000 | 2700 | 90 | 14 | 120 | 19 - Integrated | MODS - Modules |  |  |  |  | 14 | 14 | 50000 | 0 | [12 empty] | 138.45 | 276.9 | 415.35 | L:6 1/2'' W:8 1/4'' H:16 5/8'' | 5.4 |  | 6.5 | 8.25 | 16.625 | Universal Mounting Plate | [31 empty] | D:3'' H:3 1/2'' Round |  |  | 8 |  |  |  | Hardwired | 0 | 0 | 0 | 0 | 1 | 0 | 0 | 0 | 0 | 0 | 0 | 014817582307 | 20 | 15.5 | 10.75 | 9.4 | 1.929 | 175 | Yes | [9 empty] | cETL Wet | MD MCHENRY LED O.POST TXT BLK | 1 - Light Outdoor Post Lantern |  | OL12807TXB-L1.jpg | OL12807TXBL1.jpg
OL12809TXB-L1 | 1 - Light Outdoor Pendant Lantern | The transitional McHenry lighting collection by Feiss not only features energy-efficient LED lighting, it’s made of StoneStrong material for added strength, durability and longevity. All McHenry products feature advanced, warm-on-dim technology with a color temperature that warms when dimmed, from 2700K to 2200K. The fixtures feature panes of Clear Seeded glass which subtly reveal White Opal inner glass, and the framed architectural details complement the chamfered edges of the roof line, all in a Textured Black finish. McHenry has a 5-year warranty, and is recommended for coastal areas. | OUTDOOR | McHenry | Outdoor Lighting | Textured Black | TXB | StoneStrong | Undefined Glass | L:3.5" W:4.75" H:9.75" |  |  | 1 Integrated Array 14w |  | 1 | Yes | 1000 | 2700 | 90 | 14 | 120 | 19 - Integrated | MODS - Modules |  |  |  |  | 14 | 14 | 50000 | 0 | [12 empty] | 138.95 | 277.9 | 416.85 | L:6 1/2'' W:8 1/4'' H:13 1/4'' O:70 1/2'' | 6.6 |  | 6.5 | 8.25 | 13.25 | Universal Mounting Plate |  |  | 70.5 | [26 empty] | D:5 1/8'' H:1'' Round |  |  |  |  | 180 | Black |  |  | Hardwired | 0 | 0 | 0 | 0 | 1 | 0 | 0 | 0 | 0 | 0 | 0 | 014817582314 | 21.25 | 12 | 12 | 10.6 | 1.771 | 125 | Yes | [9 empty] | cETL Damp | MD MCHENRY LED O.PEND TXT BLK | 1 - Light Outdoor Pendant Lantern |  | OL12809TXB-L1.jpg | OL12809TXBL1.jpg
OL12813TXB-L1 | 2 - Light Outdoor Flush Mount | The transitional McHenry lighting collection by Feiss not only features energy-efficient LED lighting, it’s made of StoneStrong material for added strength, durability and longevity. All McHenry products feature advanced, warm-on-dim technology with a color temperature that warms when dimmed, from 2700K to 2200K. The fixtures feature panes of Clear Seeded glass which subtly reveal White Opal inner glass, and the framed architectural details complement the chamfered edges of the roof line, all in a Textured Black finish. McHenry has a 5-year warranty, and is recommended for coastal areas. | CEILING | McHenry | Outdoor Lighting | Textured Black | TXB | StoneStrong | Undefined Glass | L:8.5" W:8.5" H:4.375" |  |  | 2 Integrated Array 14w |  | 2 | No | 1000 | 2700 | 90 | 28 | 120 | 19 - Integrated | MODS - Modules |  | 10 | 100 | LED | 28 | 28 | 50000 | 0 | [12 empty] | 138.95 | 277.9 | 416.85 | L:13'' W:13'' H:6'' | 5.8 |  | 13 | 13 | 6 | Cap Nuts | [29 empty] | DP:13'' W:13'' H:1 3/8'' Rectangular |  |  |  |  | 8 |  |  |  | Hardwired | 0 | 0 | 0 | 0 | 1 | 0 | 0 | 0 | 0 | 0 | 0 | 014817582321 | 16.5 | 16.5 | 12 | 11 | 1.891 | 175 | Yes | [9 empty] | cETL Damp | 13in MCHENRY LED O.FLSH TXT BLK | 2 - Light Outdoor Flush Mount |  | OL12813TXB-L1.jpg | OL12813TXBL1.jpg
OL12900TXB | 1 - Light Outdoor Wall Lantern | The classic, rectangular silhouette of the Roscoe lighting collection from Feiss is a modern take on a vintage coach lantern. Striated details frame the recessed White Opal Glass panel, while the rectangular handle detail on top completes the transitional design. Each lantern is composed of Feiss' proprietary StoneStrong composition (with a 5-year warranty) for supreme strength, durability, and longevity. The Roscoe collection includes three different sized lanterns, a hanging lantern and a post/pier lantern. | OUTDOOR | Roscoe | Outdoor Lighting | Textured Black | TXB | StoneStrong | White Opal Etched Glass | L:4" W:3.5" H:8.125" |  |  | 1 Medium A19 60w |  | 1 | No | [14 empty] | 0 | [12 empty] | 57.45 | 114.9 | 172.35 | W:6 3/8'' H:11 1/2'' E:6'' | 4.5 |  |  | 6.375 | 11.5 | Key Slots |  |  |  |  | 6 | [25 empty] | DP:3/4'' W:5'' H:6 1/2'' OB DOWN:6 1/2'' Rectangular |  |  |  | 8 |  |  |  | Hardwired | 0 | 0 | 0 | 0 | 0 | 0 | 0 | 0 | 0 | 0 | 0 | 014817567311 | 16.5 | 9.5 | 9.5 | 5.4 | 0.862 | 125 | Yes | [9 empty] | cETL Wet | SM O.WALL TXTR BLK | 1 - Light Outdoor Wall Lantern |  | OL12900TXB.jpg | OL12900TXB.jpg
OL12901TXB | 1 - Light Outdoor Wall Lantern | The classic, rectangular silhouette of the Roscoe lighting collection from Feiss is a modern take on a vintage coach lantern. Striated details frame the recessed White Opal Glass panel, while the rectangular handle detail on top completes the transitional design. Each lantern is composed of Feiss' proprietary StoneStrong composition (with a 5-year warranty) for supreme strength, durability, and longevity. The Roscoe collection includes three different sized lanterns, a hanging lantern and a post/pier lantern. | OUTDOOR | Roscoe | Outdoor Lighting | Textured Black | TXB | StoneStrong | White Opal Etched Glass | L:4.75" W:3.75" H:9.75" |  |  | 1 Medium A19 75w |  | 1 | No | [14 empty] | 0 | [12 empty] | 81.98 | 163.96 | 245.94 | W:7 1/2'' H:13 1/2'' E:7'' | 6.5 |  |  | 7.5 | 13.5 | Key Slots |  |  |  |  | 7 | [25 empty] | DP:1'' W:6'' H:7 3/4'' OB DOWN:8'' Rectangular |  |  |  | 8 |  |  |  | Hardwired | 0 | 0 | 0 | 0 | 0 | 0 | 0 | 0 | 0 | 0 | 0 | 014817567328 | 18.5 | 11 | 11 | 7.7 | 1.295 | 175 | Yes | [9 empty] | cETL Wet | MD O.WALL TXTR BLK | 1 - Light Outdoor Wall Lantern |  | OL12901TXB.jpg | OL12901TXB.jpg
OL12902TXB | 1 - Light Outdoor Wall Lantern | The classic, rectangular silhouette of the Roscoe lighting collection from Feiss is a modern take on a vintage coach lantern. Striated details frame the recessed White Opal Glass panel, while the rectangular handle detail on top completes the transitional design. Each lantern is composed of Feiss' proprietary StoneStrong composition (with a 5-year warranty) for supreme strength, durability, and longevity. The Roscoe collection includes three different sized lanterns, a hanging lantern and a post/pier lantern. | OUTDOOR | Roscoe | Outdoor Lighting | Textured Black | TXB | StoneStrong | White Opal Etched Glass | L:5.5" W:4.5" H:14.25" |  |  | 1 Medium A19 75w |  | 1 | No | [14 empty] | 0 | [12 empty] | 114.95 | 229.9 | 344.85 | W:8 1/2'' H:18 1/4'' E:8'' | 8 |  |  | 8.5 | 18.25 | Key Slots |  |  |  |  | 8 | [25 empty] | DP:1'' W:6'' H:7 3/4'' OB DOWN:10'' Rectangular |  |  |  | 8 |  |  |  | Hardwired | 0 | 0 | 0 | 0 | 0 | 0 | 0 | 0 | 0 | 0 | 0 | 014817567335 | 22.75 | 12 | 11.5 | 10.9 | 1.817 | 125 | Yes | [9 empty] | cETL Wet | LG O.WALL TXTR BLK | 1 - Light Outdoor Wall Lantern |  | OL12902TXB.jpg | OL12902TXB.jpg
OL12907TXB | 1 - Light Outdoor Post Lantern | The classic, rectangular silhouette of the Roscoe lighting collection from Feiss is a modern take on a vintage coach lantern. Striated details frame the recessed White Opal Glass panel, while the rectangular handle detail on top completes the transitional design. Each lantern is composed of Feiss' proprietary StoneStrong composition (with a 5-year warranty) for supreme strength, durability, and longevity. The Roscoe collection includes three different sized lanterns, a hanging lantern and a post/pier lantern. | OUTDOOR | Roscoe | Outdoor Lighting | Textured Black | TXB | StoneStrong | White Opal Etched Glass | L:4.75" W:3.75" H:10.5" |  |  | 1 Medium A19 75w |  | 1 | No | [14 empty] | 0 | [12 empty] | 85.95 | 171.9 | 257.85 | L:7 1/2'' W:7 1/2'' H:16 1/2'' | 5 |  | 7.5 | 7.5 | 16.5 | Post | [31 empty] | D:3'' H:3 1/2'' Round |  |  | 12 | Black/White |  |  | Hardwired | 0 | 0 | 0 | 0 | 0 | 0 | 0 | 0 | 0 | 0 | 0 | 014817567342 | 22.25 | 11 | 9.5 | 6.5 | 1.346 | 175 | Yes | [9 empty] | cETL Wet | MD O.POST TXTR BLK | 1 - Light Outdoor Post Lantern |  | OL12907TXB.jpg | OL12907TXB.jpg
OL12909TXB | 1 - Light Outdoor Pendant | The classic, rectangular silhouette of the Roscoe lighting collection from Feiss is a modern take on a vintage coach lantern. Striated details frame the recessed White Opal Glass panel, while the rectangular handle detail on top completes the transitional design. Each lantern is composed of Feiss' proprietary StoneStrong composition (with a 5-year warranty) for supreme strength, durability, and longevity. The Roscoe collection includes three different sized lanterns, a hanging lantern and a post/pier lantern. | OUTDOOR | Roscoe | Outdoor Lighting | Textured Black | TXB | StoneStrong | White Opal Etched Glass | L:4.75" W:3.75" H:9.75" |  |  | 1 Medium A19 75w |  | 1 | No | [14 empty] | 0 | [12 empty] | 98.45 | 196.9 | 295.35 | L:7 1/2'' W:7 1/2'' H:12 1/4'' O:69 1/4'' | 6 |  | 7.5 | 7.5 | 12.25 | Swivel |  |  | 69.25 | 21.25 - 69.25 | [25 empty] | D:5 1/4'' H:3 1/4'' Round |  |  |  |  | 180 | Black |  |  | Hardwired | 0 | 0 | 0 | 0 | 0 | 0 | 0 | 0 | 0 | 0 | 0 | 014817567359 | 17.5 | 10.75 | 10.75 | 7.8 | 1.17 | 125 | Yes | [9 empty] | cETL Damp | MD O.PEND TXTR BLK | 1 - Light Outdoor Pendant |  | OL12909TXB.jpg | OL12909TXB.jpg
OL13100PTBZ | 1 - Light Outdoor Wall Lantern | Inspired by a beautiful church, the Oakmont outdoor collection by Feiss boasts incredible details, from the steeply pitched roofline and softly curved glass panels to an angular backplate, lovely curved arm extension and classic finials. A new Patina Bronze finish paired with Clear Seeded glass give this stately collection old world charm. The full offering includes extra small one-light, small two-light, medium three-light and large three-light outdoor wall lanterns, a three-light outdoor post lantern, and a three-light outdoor pendant. Cast aluminum construction ensures durability. Wet Rated. | OUTDOOR | Oakmont | Outdoor Lighting | Patina Bronze | PTBZ | Cast Aluminum | Clear Seeded Glass |  |  |  | 1 Medium A19 60w |  | 1 | No | [14 empty] | 0 | [12 empty] | 63.45 | 126.9 | 190.35 | W:6 1/2'' H:10 3/4'' E:8'' | 2.86 |  |  | 6.5 | 10.75 | Set Screw(s) |  |  |  |  | 8 | [25 empty] | DP:3/4'' W:5'' H:6 1/2'' OB DOWN:3 7/8'' Rectangular |  |  |  | 8 |  |  |  | Hardwired | 0 | 0 | 0 | 0 | 0 | 0 | 0 | 0 | 0 | 0 | 0 | 014817570977 | 16 | 12.5 | 10.5 | 4.5 | 1.215 | 250 | Yes | [9 empty] | cETL Wet | OAKMONT 1L XS WALL PAT BRZ | 1 - Light Outdoor Wall Lantern |  | OL13100PTBZ.jpg | OL13100PTBZ.jpg
OL13101PTBZ | 2 - Light Outdoor Wall Lantern | Inspired by a beautiful church, the Oakmont outdoor collection by Feiss boasts incredible details, from the steeply pitched roofline and softly curved glass panels to an angular backplate, lovely curved arm extension and classic finials. A new Patina Bronze finish paired with Clear Seeded glass give this stately collection old world charm. The full offering includes extra small one-light, small two-light, medium three-light and large three-light outdoor wall lanterns, a three-light outdoor post lantern, and a three-light outdoor pendant. Cast aluminum construction ensures durability. Wet Rated. | OUTDOOR | Oakmont | Outdoor Lighting | Patina Bronze | PTBZ | Cast Aluminum | Clear Seeded Glass |  |  |  | 2 Candelabra B10 Torpedo 60w |  | 2 | No | [14 empty] | 0 | [12 empty] | 116.98 | 233.96 | 350.94 | W:10'' H:26 1/2'' E:12 3/8'' | 8.14 |  |  | 10 | 26.5 | Set Screw(s) |  |  |  |  | 12.375 | [25 empty] | DP:1'' W:5 7/8'' H:13'' OB DOWN:13 1/4'' Rectangular |  |  |  | 8 |  |  |  | Hardwired | 0 | 0 | 0 | 0 | 0 | 0 | 0 | 0 | 0 | 0 | 0 | 014817570984 | 22.75 | 16.75 | 14.25 | 11.2 | 3.142 | 250 | Yes | [9 empty] | cETL Wet | OAKMONT 2L SM WALL PAT BRZ | 2 - Light Outdoor Wall Lantern |  | OL13101PTBZ.jpg | OL13101PTBZ.jpg
OL13102PTBZ | 3 - Light Outdoor Wall Lantern | Inspired by a beautiful church, the Oakmont outdoor collection by Feiss boasts incredible details, from the steeply pitched roofline and softly curved glass panels to an angular backplate, lovely curved arm extension and classic finials. A new Patina Bronze finish paired with Clear Seeded glass give this stately collection old world charm. The full offering includes extra small one-light, small two-light, medium three-light and large three-light outdoor wall lanterns, a three-light outdoor post lantern, and a three-light outdoor pendant. Cast aluminum construction ensures durability. Wet Rated. | OUTDOOR | Oakmont | Outdoor Lighting | Patina Bronze | PTBZ | Cast Aluminum | Clear Seeded Glass |  |  |  | 3 Candelabra B10 Torpedo 60w |  | 3 | No | [14 empty] | 0 | [12 empty] | 172.95 | 345.9 | 518.85 | W:12'' H:33 7/8'' E:14 3/4'' | 13.64 |  |  | 12 | 33.875 | Set Screw(s) |  |  |  |  | 14.75 | [25 empty] | DP:1 1/8'' W:7'' H:17 3/8'' OB DOWN:16 7/8'' Rectangular |  |  |  | 8 |  |  |  | Hardwired | 0 | 0 | 0 | 0 | 0 | 0 | 0 | 0 | 0 | 0 | 0 | 014817570991 | 28.75 | 20.5 | 16.5 | 18.4 | 5.628 | 250 | Yes | [9 empty] | cETL Wet | OAKMONT 3L MD WALL PAT BRZ | 3 - Light Outdoor Wall Lantern |  | OL13102PTBZ.jpg | OL13102PTBZ.jpg
OL13103PTBZ | 4 - Light Outdoor Wall Lantern | Inspired by a beautiful church, the Oakmont outdoor collection by Feiss boasts incredible details, from the steeply pitched roofline and softly curved glass panels to an angular backplate, lovely curved arm extension and classic finials. A new Patina Bronze finish paired with Clear Seeded glass give this stately collection old world charm. The full offering includes extra small one-light, small two-light, medium three-light and large three-light outdoor wall lanterns, a three-light outdoor post lantern, and a three-light outdoor pendant. Cast aluminum construction ensures durability. Wet Rated. | OUTDOOR | Oakmont | Outdoor Lighting | Patina Bronze | PTBZ | Cast Aluminum | Clear Seeded Glass |  |  |  | 4 Candelabra B10 Torpedo 60w |  | 4 | No | [14 empty] | 0 | [12 empty] | 345.95 | 691.9 | 1037.85 | W:16'' H:43 5/8'' E:19 3/4'' | 24.42 |  |  | 16 | 43.625 | Set Screw(s) |  |  |  |  | 19.75 | [25 empty] | DP:1 1/2'' W:9 3/8'' H:21 5/8'' OB DOWN:21 5/8'' Rectangular |  |  |  | 8 |  |  |  | Hardwired | 0 | 0 | 0 | 0 | 0 | 0 | 0 | 0 | 0 | 0 | 0 | 014817571004 | 36 | 24.75 | 20.5 | 32.3 | 10.57 | 250 | Yes | [9 empty] | cETL Wet | OAKMONT 4L LG WALL PAT BRZ | 4 - Light Outdoor Wall Lantern |  | OL13103PTBZ.jpg | OL13103PTBZ.jpg
OL13107PTBZ | 3 - Light Outdoor Post Lantern | Inspired by a beautiful church, the Oakmont outdoor collection by Feiss boasts incredible details, from the steeply pitched roofline and softly curved glass panels to an angular backplate, lovely curved arm extension and classic finials. A new Patina Bronze finish paired with Clear Seeded glass give this stately collection old world charm. The full offering includes extra small one-light, small two-light, medium three-light and large three-light outdoor wall lanterns, a three-light outdoor post lantern, and a three-light outdoor pendant. Cast aluminum construction ensures durability. Wet Rated. | OUTDOOR | Oakmont | Outdoor Lighting | Patina Bronze | PTBZ | Cast Aluminum | Clear Seeded Glass |  |  |  | 3 Candelabra B10 Torpedo 60w |  | 3 | No | [14 empty] | 0 | [12 empty] | 172.95 | 345.9 | 518.85 | L:12'' W:12'' H:29 1/4'' | 9.46 |  | 12 | 12 | 29.25 | Set Screw(s) | [31 empty] | D:3'' H:3'' Round |  |  | 8 |  |  |  | Hardwired | 0 | 0 | 0 | 0 | 0 | 0 | 0 | 0 | 0 | 0 | 0 | 014817571011 | 25.25 | 16.25 | 15.25 | 12.7 | 3.621 | 250 | Yes | [9 empty] | cETL Wet | OAKMONT 3L MD POST PAT BRZ | 3 - Light Outdoor Post Lantern |  | OL13107PTBZ.jpg | OL13107PTBZ.jpg
OL13109PTBZ | 3 - Light Outdoor Pendant Lantern | Inspired by a beautiful church, the Oakmont outdoor collection by Feiss boasts incredible details, from the steeply pitched roofline and softly curved glass panels to an angular backplate, lovely curved arm extension and classic finials. A new Patina Bronze finish paired with Clear Seeded glass give this stately collection old world charm. The full offering includes extra small one-light, small two-light, medium three-light and large three-light outdoor wall lanterns, a three-light outdoor post lantern, and a three-light outdoor pendant. Cast aluminum construction ensures durability. Wet Rated. | OUTDOOR | Oakmont | Outdoor Lighting | Patina Bronze | PTBZ | Cast Aluminum | Clear Seeded Glass |  |  |  | 3 Candelabra B10 Torpedo 60w |  | 3 | No | [14 empty] | 0 | [12 empty] | 173.45 | 346.9 | 520.35 | L:12'' W:12'' H:28 1/4'' O:90 1/2'' | 11.22 |  | 12 | 12 | 28.25 | Center Lock-Up |  |  | 90.5 | [26 empty] | D:4 3/4'' H:1'' Round |  |  |  |  | 180 | Brown | 60 |  | Hardwired | 0 | 0 | 0 | 0 | 0 | 0 | 0 | 0 | 0 | 0 | 0 | 014817571028 | 28.75 | 17.25 | 16.5 | 15.1 | 4.736 | 250 | Yes | [9 empty] | cETL Damp | OAKMONT 3L MD PEND PAT BRZ | 3 - Light Outdoor Pendant Lantern |  | OL13109PTBZ.jpg | OL13109PTBZ.jpg
OL13200ANBZ | 3 - Light Outdoor Wall Lantern | A subtle interplay of traditional design elements and nautical influences creates the charming visual approach to the Wellsworth outdoor collection by Feiss. Available in three finishes and two different aesthetics. Antique Bronze finish paired with Clear Seeded glass creates a more traditional look to these outdoor light fixtures; while Burnished Brass and Painted Brushed Steel finish coupled with Clear glass reflects a more contemporary approach. The Wellsworth collection includes a 3-light outdoor pendant, a 3-light outdoor post lantern, and 3-light small and medium outdoor lanterns, as well as a 4-light large outdoor lantern. Cast aluminum construction ensures durability. Wet Rated. | OUTDOOR | Wellsworth | Outdoor Lighting | Antique Bronze | ANBZ | Cast Aluminum | Clear Seeded Glass |  |  |  | 3 Candelabra B10 Torpedo 60w |  | 3 | No | [14 empty] | 0 | [12 empty] | 143.95 | 287.9 | 431.85 | L:18 1/4'' W:8 1/2'' H:6 1/2'' E:7 1/2'' | 7.26 |  | 18.25 | 8.5 | 6.5 | Set Screw(s) |  |  |  |  | 7.5 | [25 empty] | DP:3/4'' W:4 7/8'' H:8 1/2'' OB UP:9 7/8'' Rectangular |  |  |  | 8 |  |  |  | Hardwired | 0 | 0 | 0 | 0 | 0 | 0 | 0 | 0 | 0 | 0 | 0 | 014817571042 | 21.75 | 13.5 | 11.25 | 9.6 | 1.912 | 175 | Yes | [9 empty] | cETL Wet | WELLSWORTH 3L SM WALL ANT BRZ | 3 - Light Outdoor Wall Lantern |  | OL13200ANBZ.jpg | OL13200ANBZ.jpg
OL13200PBS | 3 - Light Outdoor Wall Lantern | A subtle interplay of traditional design elements and nautical influences creates the charming visual approach to the Wellsworth outdoor collection by Feiss. Available in three finishes and two different aesthetics. Antique Bronze finish paired with Clear Seeded glass creates a more traditional look to these outdoor light fixtures; while Burnished Brass and Painted Brushed Steel finish coupled with Clear glass reflects a more contemporary approach. The Wellsworth collection includes a 3-light outdoor pendant, a 3-light outdoor post lantern, and 3-light small and medium outdoor lanterns, as well as a 4-light large outdoor lantern. Cast aluminum construction ensures durability. Wet Rated. | OUTDOOR | Wellsworth | Outdoor Lighting | Painted Brushed Steel | PBS | Cast Aluminum | Clear Glass |  |  |  | 3 Candelabra B10 Torpedo 60w |  | 3 | No | [14 empty] | 0 | [12 empty] | 143.95 | 287.9 | 431.85 | W:8 1/2'' H:18 1/4'' E:7 1/2'' | 7.26 |  |  | 8.5 | 18.25 | Set Screw(s) |  |  |  |  | 7.5 | [25 empty] | DP:3/4'' W:4 7/8'' H:8 1/2'' OB UP:9 7/8'' Rectangular |  |  |  | 8 |  |  |  | Hardwired | 0 | 0 | 0 | 0 | 0 | 0 | 0 | 0 | 0 | 0 | 0 | 014817571035 | 21.75 | 13.5 | 11.25 | 9.6 | 1.912 | 175 | Yes | [9 empty] | cETL Wet | WELLSWORTH 3L SM WALL P.B.STL | 3 - Light Outdoor Wall Lantern |  | OL13200PBS.jpg | OL13200PBS.jpg
OL13200PDB | 3 - Light Outdoor Wall Lantern | A subtle interplay of traditional design elements and nautical influences creates the charming visual approach to the Wellsworth outdoor collection by Feiss. Available in three finishes and two different aesthetics. Antique Bronze finish paired with Clear Seeded glass creates a more traditional look to these outdoor light fixtures; while Burnished Brass and Painted Brushed Steel finish coupled with Clear glass reflects a more contemporary approach. The Wellsworth collection includes a 3-light outdoor pendant, a 3-light outdoor post lantern, and 3-light small and medium outdoor lanterns, as well as a 4-light large outdoor lantern. Cast aluminum construction ensures durability. Wet Rated. | OUTDOOR | Wellsworth | Outdoor Lighting | Painted Distressed Brass | PDB | Cast Aluminum | Clear Glass |  |  |  | 3 Candelabra B10 Torpedo 60w |  | 3 | No | [14 empty] | 0 | [12 empty] | 143.95 | 287.9 | 431.85 | W:8 1/2'' H:18 1/4'' E:7 1/2'' | 7.26 |  |  | 8.5 | 18.25 | Set Screw(s) |  |  |  |  | 7.5 | [25 empty] | DP:3/4'' W:4 7/8'' H:8 1/2'' OB UP:9 7/8'' Rectangular |  |  |  | 8 | Black/White |  |  | Hardwired | 0 | 0 | 0 | 0 | 0 | 0 | 0 | 0 | 0 | 0 | 0 | 014817598025 | 21.5 | 11.5 | 12.75 | 9.4 | 1.824 | 175 | Yes | [9 empty] | cETL Wet | WELLSWORTH 3L SM WALL PDB | 3 - Light Outdoor Wall Lantern |  | OL13200PDB.jpg | OL13200PDB.jpg
OL13201ANBZ | 3 - Light Outdoor Wall Lantern | A subtle interplay of traditional design elements and nautical influences creates the charming visual approach to the Wellsworth outdoor collection by Feiss. Available in three finishes and two different aesthetics. Antique Bronze finish paired with Clear Seeded glass creates a more traditional look to these outdoor light fixtures; while Burnished Brass and Painted Brushed Steel finish coupled with Clear glass reflects a more contemporary approach. The Wellsworth collection includes a 3-light outdoor pendant, a 3-light outdoor post lantern, and 3-light small and medium outdoor lanterns, as well as a 4-light large outdoor lantern. Cast aluminum construction ensures durability. Wet Rated. | OUTDOOR | Wellsworth | Outdoor Lighting | Antique Bronze | ANBZ | Cast Aluminum | Clear Seeded Glass |  |  |  | 3 Candelabra B10 Torpedo 60w |  | 3 | No | [14 empty] | 0 | [12 empty] | 201.45 | 402.9 | 604.35 | W:10 1/2'' H:22 1/2'' E:9 1/8'' | 11.44 |  |  | 10.5 | 22.5 | Set Screw(s) |  |  |  |  | 9.125 | [25 empty] | DP:1'' W:6'' H:10 1/2'' OB UP:12 1/8'' Rectangular |  |  |  | 8 |  |  |  | Hardwired | 0 | 0 | 0 | 0 | 0 | 0 | 0 | 0 | 0 | 0 | 0 | 014817571066 | 26 | 15.25 | 13.25 | 13.7 | 3.04 | 175 | Yes | [9 empty] | cETL Wet | WELLSWORTH 3L MD WALL ANT BRZ | 3 - Light Outdoor Wall Lantern |  | OL13201ANBZ.jpg | OL13201ANBZ.jpg
OL13201PBS | 3 - Light Outdoor Wall Lantern | A subtle interplay of traditional design elements and nautical influences creates the charming visual approach to the Wellsworth outdoor collection by Feiss. Available in three finishes and two different aesthetics. Antique Bronze finish paired with Clear Seeded glass creates a more traditional look to these outdoor light fixtures; while Burnished Brass and Painted Brushed Steel finish coupled with Clear glass reflects a more contemporary approach. The Wellsworth collection includes a 3-light outdoor pendant, a 3-light outdoor post lantern, and 3-light small and medium outdoor lanterns, as well as a 4-light large outdoor lantern. Cast aluminum construction ensures durability. Wet Rated. | OUTDOOR | Wellsworth | Outdoor Lighting | Painted Brushed Steel | PBS | Cast Aluminum | Clear Glass |  |  |  | 3 Candelabra B10 Torpedo 60w |  | 3 | No | [14 empty] | 0 | [12 empty] | 201.45 | 402.9 | 604.35 | W:10 1/2'' H:22 3/4'' E:9'' | 11.44 |  |  | 10.5 | 22.75 | Set Screw(s) |  |  |  |  | 9 | [25 empty] | DP:1'' W:6'' H:10 1/2'' OB UP:12 1/8'' Rectangular |  |  |  | 8 |  |  |  | Hardwired | 0 | 0 | 0 | 0 | 0 | 0 | 0 | 0 | 0 | 0 | 0 | 014817571059 | 26 | 15.25 | 13.25 | 13.7 | 3.04 | 175 | Yes | [9 empty] | cETL Wet | WELLSWORTH 3L MD WALL P.B.STL | 3 - Light Outdoor Wall Lantern |  | OL13201PBS.jpg | OL13201PBS.jpg
OL13201PDB | 3 - Light Outdoor Wall Lantern | A subtle interplay of traditional design elements and nautical influences creates the charming visual approach to the Wellsworth outdoor collection by Feiss. Available in three finishes and two different aesthetics. Antique Bronze finish paired with Clear Seeded glass creates a more traditional look to these outdoor light fixtures; while Burnished Brass and Painted Brushed Steel finish coupled with Clear glass reflects a more contemporary approach. The Wellsworth collection includes a 3-light outdoor pendant, a 3-light outdoor post lantern, and 3-light small and medium outdoor lanterns, as well as a 4-light large outdoor lantern. Cast aluminum construction ensures durability. Wet Rated. | OUTDOOR | Wellsworth | Outdoor Lighting | Painted Distressed Brass | PDB | Cast Aluminum | Clear Glass |  |  |  | 3 Candelabra B10 Torpedo 60w |  | 3 | No | [14 empty] | 0 | [12 empty] | 201.45 | 402.9 | 604.35 | W:10 1/2'' H:22 1/2'' E:9 1/8'' | 11.44 |  |  | 10.5 | 22.5 | Set Screw(s) |  |  |  |  | 9.125 | [25 empty] | DP:1'' W:6'' H:10 1/2'' OB UP:12 1/8'' Rectangular |  |  |  | 8 | Black/White |  |  | Hardwired | 0 | 0 | 0 | 0 | 0 | 0 | 0 | 0 | 0 | 0 | 0 | 014817598018 | 26 | 13.25 | 15 | 14.2 | 2.99 | 175 | Yes | [9 empty] | cETL Wet | WELLSWORTH 3L MD WALL PDB | 3 - Light Outdoor Wall Lantern |  | OL13201PDB.jpg | OL13201PDB.jpg
OL13202ANBZ | 4 - Light Outdoor Wall Lantern | A subtle interplay of traditional design elements and nautical influences creates the charming visual approach to the Wellsworth outdoor collection by Feiss. Available in three finishes and two different aesthetics. Antique Bronze finish paired with Clear Seeded glass creates a more traditional look to these outdoor light fixtures; while Burnished Brass and Painted Brushed Steel finish coupled with Clear glass reflects a more contemporary approach. The Wellsworth collection includes a 3-light outdoor pendant, a 3-light outdoor post lantern, and 3-light small and medium outdoor lanterns, as well as a 4-light large outdoor lantern. Cast aluminum construction ensures durability. Wet Rated. | OUTDOOR | Wellsworth | Outdoor Lighting | Antique Bronze | ANBZ | Cast Aluminum | Clear Seeded Glass |  |  |  | 4 Candelabra B10 Torpedo 60w |  | 4 | No | [14 empty] | 0 | [12 empty] | 288.45 | 576.9 | 865.35 | W:12 1/2'' H:26 7/8'' E:10 7/8'' | 15.4 |  |  | 12.5 | 26.875 | Set Screw(s) |  |  |  |  | 10.875 | [25 empty] | DP:1'' W:7 1/8'' H:12'' OB UP:14 1/4'' Rectangular |  |  |  | 8 |  |  |  | Hardwired | 0 | 0 | 0 | 0 | 0 | 0 | 0 | 0 | 0 | 0 | 0 | 014817571080 | 30.25 | 18.75 | 16.25 | 21.4 | 5.334 | 175 | Yes | [9 empty] | cETL Wet | WELLSWORTH 4L LG WALL ANT BRZ | 4 - Light Outdoor Wall Lantern |  | OL13202ANBZ.jpg | OL13202ANBZ.jpg
OL13202PBS | 4 - Light Outdoor Wall Lantern | A subtle interplay of traditional design elements and nautical influences creates the charming visual approach to the Wellsworth outdoor collection by Feiss. Available in three finishes and two different aesthetics. Antique Bronze finish paired with Clear Seeded glass creates a more traditional look to these outdoor light fixtures; while Burnished Brass and Painted Brushed Steel finish coupled with Clear glass reflects a more contemporary approach. The Wellsworth collection includes a 3-light outdoor pendant, a 3-light outdoor post lantern, and 3-light small and medium outdoor lanterns, as well as a 4-light large outdoor lantern. Cast aluminum construction ensures durability. Wet Rated. | OUTDOOR | Wellsworth | Outdoor Lighting | Painted Brushed Steel | PBS | Cast Aluminum | Clear Glass |  |  |  | 4 Candelabra B10 Torpedo 60w |  | 4 | No | [14 empty] | 0 | [12 empty] | 288.45 | 576.9 | 865.35 | W:12 1/2'' H:26 7/8'' E:10 7/8'' | 15.4 |  |  | 12.5 | 26.875 | Set Screw(s) |  |  |  |  | 10.875 | [25 empty] | DP:1'' W:7 1/8'' H:12'' OB UP:14 1/4'' Rectangular |  |  |  | 8 |  |  |  | Hardwired | 0 | 0 | 0 | 0 | 0 | 0 | 0 | 0 | 0 | 0 | 0 | 014817571073 | 30.5 | 18.75 | 16.5 | 20.6 | 5.461 | 250 | Yes | [9 empty] | cETL Wet | WELLSWORTH 4L LG WALL P.B.STL | 4 - Light Outdoor Wall Lantern |  | OL13202PBS.jpg | OL13202PBS.jpg
OL13202PDB | 4 - Light Outdoor Wall Lantern | A subtle interplay of traditional design elements and nautical influences creates the charming visual approach to the Wellsworth outdoor collection by Feiss. Available in three finishes and two different aesthetics. Antique Bronze finish paired with Clear Seeded glass creates a more traditional look to these outdoor light fixtures; while Burnished Brass and Painted Brushed Steel finish coupled with Clear glass reflects a more contemporary approach. The Wellsworth collection includes a 3-light outdoor pendant, a 3-light outdoor post lantern, and 3-light small and medium outdoor lanterns, as well as a 4-light large outdoor lantern. Cast aluminum construction ensures durability. Wet Rated. | OUTDOOR | Wellsworth | Outdoor Lighting | Painted Distressed Brass | PDB | Cast Aluminum | Clear Glass |  |  |  | 4 Candelabra B10 Torpedo 60w |  | 4 | No | [14 empty] | 0 | [12 empty] | 288.45 | 576.9 | 865.35 | W:12 1/2'' H:26 7/8'' E:10 7/8'' | 15.4 |  |  | 12.5 | 26.875 | Set Screw(s) |  |  |  |  | 10.875 | [25 empty] | DP:1'' W:7 1/8'' H:12'' OB UP:14 1/4'' Rectangular |  |  |  | 8 | Black/White |  |  | Hardwired | 0 | 0 | 0 | 0 | 0 | 0 | 0 | 0 | 0 | 0 | 0 | 014817598001 | 30 | 16.5 | 18.5 | 22 | 5.299 | 175 | Yes | [9 empty] | cETL Wet | WELLSWORTH 4L LG WALL PDB | 4 - Light Outdoor Wall Lantern |  | OL13202PDB.jpg | OL13202PDB.jpg
OL13207ANBZ | 3 - Light Post Lantern | A subtle interplay of traditional design elements and nautical influences creates the charming visual approach to the Wellsworth outdoor collection by Feiss. Available in three finishes and two different aesthetics. Antique Bronze finish paired with Clear Seeded glass creates a more traditional look to these outdoor light fixtures; while Burnished Brass and Painted Brushed Steel finish coupled with Clear glass reflects a more contemporary approach. The Wellsworth collection includes a 3-light outdoor pendant, a 3-light outdoor post lantern, and 3-light small and medium outdoor lanterns, as well as a 4-light large outdoor lantern. Cast aluminum construction ensures durability. Wet Rated. | OUTDOOR | Wellsworth | Outdoor Lighting | Antique Bronze | ANBZ | Cast Aluminum | Clear Seeded Glass |  |  |  | 3 Candelabra B10 Torpedo 60w |  | 3 | No | [14 empty] | 0 | [12 empty] | 201.45 | 402.9 | 604.35 | L:6 1/8'' W:8 1/2'' H:20 3/4'' | 5.94 |  | 6.125 | 8.5 | 20.75 | Post | [31 empty] | D:3'' H:2 1/2'' Round |  |  | 12 |  |  |  | Hardwired | 0 | 0 | 0 | 0 | 0 | 0 | 0 | 0 | 0 | 0 | 0 | 014817571103 | 25.5 | 11.25 | 11.25 | 8.2 | 1.868 | 175 | Yes | [9 empty] | cETL Wet | WELLSWORTH 3L MD POST ANT BRZ | 3 - Light Post Lantern |  | OL13207ANBZ.jpg | OL13207ANBZ.jpg
OL13207PBS | 3 - Light Post Lantern | A subtle interplay of traditional design elements and nautical influences creates the charming visual approach to the Wellsworth outdoor collection by Feiss. Available in three finishes and two different aesthetics. Antique Bronze finish paired with Clear Seeded glass creates a more traditional look to these outdoor light fixtures; while Burnished Brass and Painted Brushed Steel finish coupled with Clear glass reflects a more contemporary approach. The Wellsworth collection includes a 3-light outdoor pendant, a 3-light outdoor post lantern, and 3-light small and medium outdoor lanterns, as well as a 4-light large outdoor lantern. Cast aluminum construction ensures durability. Wet Rated. | OUTDOOR | Wellsworth | Outdoor Lighting | Painted Brushed Steel | PBS | Cast Aluminum | Clear Glass |  |  |  | 3 Candelabra B10 Torpedo 60w |  | 3 | No | [14 empty] | 0 | [12 empty] | 201.45 | 402.9 | 604.35 | L:6 1/8'' W:8 1/2'' H:20 3/4'' | 5.94 |  | 6.125 | 8.5 | 20.75 | Post | [31 empty] | D:3'' H:2 1/2'' Round |  |  | 12 |  |  |  | Hardwired | 0 | 0 | 0 | 0 | 0 | 0 | 0 | 0 | 0 | 0 | 0 | 014817571097 | 25.5 | 11.25 | 11.25 | 8.2 | 1.868 | 175 | Yes | [9 empty] | cETL Wet | WELLSWORTH 3L MD POST P.B.STL | 3 - Light Post Lantern |  | OL13207PBS.jpg | OL13207PBS.jpg
OL13207PDB | 3 - Light Post Lantern | A subtle interplay of traditional design elements and nautical influences creates the charming visual approach to the Wellsworth outdoor collection by Feiss. Available in three finishes and two different aesthetics. Antique Bronze finish paired with Clear Seeded glass creates a more traditional look to these outdoor light fixtures; while Burnished Brass and Painted Brushed Steel finish coupled with Clear glass reflects a more contemporary approach. The Wellsworth collection includes a 3-light outdoor pendant, a 3-light outdoor post lantern, and 3-light small and medium outdoor lanterns, as well as a 4-light large outdoor lantern. Cast aluminum construction ensures durability. Wet Rated. | OUTDOOR | Wellsworth | Outdoor Lighting | Painted Distressed Brass | PDB | Cast Aluminum | Clear Glass |  |  |  | 3 Candelabra B10 Torpedo 60w |  | 3 | No | [14 empty] | 0 | [12 empty] | 201.45 | 402.9 | 604.35 | L:6 1/8'' W:8 1/2'' H:20 3/4'' | 5.94 |  | 6.125 | 8.5 | 20.75 | Post | [31 empty] | D:3'' H:2 1/2'' Round |  |  | 12 | Black/White |  |  | Hardwired | 0 | 0 | 0 | 0 | 0 | 0 | 0 | 0 | 0 | 0 | 0 | 014817597998 | 25.5 | 11.25 | 11.25 | 8.2 | 1.868 | 175 | Yes | [9 empty] | cETL Wet | WELLSWORTH 3L MD POST PDB | 3 - Light Post Lantern |  | OL13207PDB.jpg | OL13207PDB.jpg
OL13209ANBZ | 3 - Light Outdoor Pendant Lantern | A subtle interplay of traditional design elements and nautical influences creates the charming visual approach to the Wellsworth outdoor collection by Feiss. Available in three finishes and two different aesthetics. Antique Bronze finish paired with Clear Seeded glass creates a more traditional look to these outdoor light fixtures; while Burnished Brass and Painted Brushed Steel finish coupled with Clear glass reflects a more contemporary approach. The Wellsworth collection includes a 3-light outdoor pendant, a 3-light outdoor post lantern, and 3-light small and medium outdoor lanterns, as well as a 4-light large outdoor lantern. Cast aluminum construction ensures durability. Wet Rated. | OUTDOOR | Wellsworth | Outdoor Lighting | Antique Bronze | ANBZ | Cast Aluminum | Clear Seeded Glass |  |  |  | 3 Candelabra B10 Torpedo 60w |  | 3 | No | [14 empty] | 0 | [12 empty] | 202.45 | 404.9 | 607.35 | L:6 1/8'' W:8 1/2'' H:18 3/4'' O:64'' | 6.82 |  | 6.125 | 8.5 | 18.75 | Center Lock-Up |  |  | 64 | 27.875 - 63.875 | [25 empty] | D:5 1/8'' H:1'' Round |  |  |  |  | 180 |  |  |  | Hardwired | 0 | 0 | 0 | 0 | 0 | 0 | 0 | 0 | 0 | 0 | 0 | 014817571127 | 25.5 | 11.5 | 11.25 | 8.2 | 1.909 | 175 | Yes | [9 empty] | cETL Damp | WELLSWORTH 3L MD PEND ANT BRZ | 3 - Light Outdoor Pendant Lantern |  | OL13209ANBZ.jpg | OL13209ANBZ.jpg
OL13209PBS | 3 - Light Outdoor Pendant Lantern | A subtle interplay of traditional design elements and nautical influences creates the charming visual approach to the Wellsworth outdoor collection by Feiss. Available in three finishes and two different aesthetics. Antique Bronze finish paired with Clear Seeded glass creates a more traditional look to these outdoor light fixtures; while Burnished Brass and Painted Brushed Steel finish coupled with Clear glass reflects a more contemporary approach. The Wellsworth collection includes a 3-light outdoor pendant, a 3-light outdoor post lantern, and 3-light small and medium outdoor lanterns, as well as a 4-light large outdoor lantern. Cast aluminum construction ensures durability. Wet Rated. | OUTDOOR | Wellsworth | Outdoor Lighting | Painted Brushed Steel | PBS | Cast Aluminum | Clear Glass |  |  |  | 3 Candelabra B10 Torpedo 60w |  | 3 | No | [14 empty] | 0 | [12 empty] | 202.45 | 404.9 | 607.35 | L:6 1/8'' W:8 1/2'' H:18 3/4'' O:64'' | 6.82 |  | 6.125 | 8.5 | 18.75 | Center Lock-Up |  |  | 64 | 27.875 - 63.875 | [25 empty] | D:5 1/8'' H:1'' Round |  |  |  |  | 180 |  |  |  | Hardwired | 0 | 0 | 0 | 0 | 0 | 0 | 0 | 0 | 0 | 0 | 0 | 014817571110 | 22.75 | 12.25 | 11.75 | 9.6 | 1.895 | 175 | Yes | [9 empty] | cETL Damp | WELLSWORTH 3L MD PEND P.B.STL | 3 - Light Outdoor Pendant Lantern |  | OL13209PBS.jpg | OL13209PBS.jpg
OL13209PDB | 3 - Light Outdoor Pendant Lantern | A subtle interplay of traditional design elements and nautical influences creates the charming visual approach to the Wellsworth outdoor collection by Feiss. Available in three finishes and two different aesthetics. Antique Bronze finish paired with Clear Seeded glass creates a more traditional look to these outdoor light fixtures; while Burnished Brass and Painted Brushed Steel finish coupled with Clear glass reflects a more contemporary approach. The Wellsworth collection includes a 3-light outdoor pendant, a 3-light outdoor post lantern, and 3-light small and medium outdoor lanterns, as well as a 4-light large outdoor lantern. Cast aluminum construction ensures durability. Wet Rated. | OUTDOOR | Wellsworth | Outdoor Lighting | Painted Distressed Brass | PDB | Cast Aluminum | Clear Glass |  |  |  | 3 Candelabra B10 Torpedo 60w |  | 3 | No | [14 empty] | 0 | [12 empty] | 202.45 | 404.9 | 607.35 | L:6 1/8'' W:8 1/2'' H:18 3/4'' O:64'' | 6.82 |  | 6.125 | 8.5 | 18.75 | Center Lock-Up |  |  | 64 | 27.875 - 63.875 | [25 empty] | D:5 1/8'' H:1'' Round |  |  |  |  | 180 | Clear Silver |  |  | Hardwired | 0 | 0 | 0 | 0 | 0 | 0 | 0 | 0 | 0 | 0 | 0 | 014817597981 | 22.75 | 12.5 | 11.75 | 9.6 | 1.934 | 175 | Yes | [9 empty] | cETL Damp | WELLSWORTH 3L MD PEND PDB | 3 - Light Outdoor Pendant Lantern |  | OL13209PDB.jpg | OL13209PDB.jpg
OL13300ABLK | 1 - Light Outdoor Wall Lantern | With a soft, updated approach to the clean lines of the Prairie design style, the Hodges outdoor collection by Feiss has a simple yet refined farmhouse look. Great craftsmanship and technique is applied to bend the metal roofline and to create the loop at the crown. A new Ash Black finish combined with Clear Seeded glass panels provides a warm welcome. Constructed of a proprietary StoneStrong material for added strength, durability and longevity, the collection offers a 5-year warranty. The Hodges Outdoor Collection includes small, medium and large 1-light outdoor wall lanterns, a 1-light outdoor post lantern, and a 1-light outdoor pendant. Wet Rated. | OUTDOOR | Hodges | Outdoor Lighting | Ash Black | ABLK | StoneStrong | Clear Seeded Glass |  |  |  | 1 Medium A19 60w |  | 1 | No | [14 empty] | 0 | [12 empty] | 45.95 | 91.9 | 137.85 | W:7'' H:11 3/4'' E:7'' | 3.74 |  |  | 7 | 11.75 | Set Screw(s) |  |  |  |  | 7 | [25 empty] | DP:2'' W:4 3/4'' H:8 1/4'' OB DOWN:7 1/2'' Round |  |  |  | 8 |  |  |  | Hardwired | 0 | 0 | 0 | 0 | 0 | 0 | 0 | 0 | 0 | 0 | 0 | 014817571134 | 12.5 | 10.5 | 11.5 | 5 | 0.873 | 175 | Yes | [9 empty] | cETL Wet | HODGES 1L SM WALL ASH BLK | 1 - Light Outdoor Wall Lantern |  | OL13300ABLK.jpg | OL13300ABLK.jpg
OL13301ABLK | 1 - Light Outdoor Wall Lantern | With a soft, updated approach to the clean lines of the Prairie design style, the Hodges outdoor collection by Feiss has a simple yet refined farmhouse look. Great craftsmanship and technique is applied to bend the metal roofline and to create the loop at the crown. A new Ash Black finish combined with Clear Seeded glass panels provides a warm welcome. Constructed of a proprietary StoneStrong material for added strength, durability and longevity, the collection offers a 5-year warranty. The Hodges Outdoor Collection includes small, medium and large 1-light outdoor wall lanterns, a 1-light outdoor post lantern, and a 1-light outdoor pendant. Wet Rated. | OUTDOOR | Hodges | Outdoor Lighting | Ash Black | ABLK | StoneStrong | Clear Seeded Glass |  |  |  | 1 Medium A19 60w |  | 1 | No | [14 empty] | 0 | [12 empty] | 69.45 | 138.9 | 208.35 | W:9'' H:13 3/4'' E:7'' | 5.06 |  |  | 9 | 13.75 | Set Screw(s) |  |  |  |  | 7 | [25 empty] | DP:2'' W:5 1/4'' H:10'' OB DOWN:8 3/4'' Rectangular |  |  |  | 8 |  |  |  | Hardwired | 0 | 0 | 0 | 0 | 0 | 0 | 0 | 0 | 0 | 0 | 0 | 014817571141 | 14 | 12.5 | 11.75 | 6.5 | 1.19 | 175 | Yes | [9 empty] | cETL Wet | HODGES 1L MD WALL ASH BLK | 1 - Light Outdoor Wall Lantern |  | OL13301ABLK.jpg | OL13301ABLK.jpg
OL13302ABLK | 1 - Light Outdoor Wall Lantern | With a soft, updated approach to the clean lines of the Prairie design style, the Hodges outdoor collection by Feiss has a simple yet refined farmhouse look. Great craftsmanship and technique is applied to bend the metal roofline and to create the loop at the crown. A new Ash Black finish combined with Clear Seeded glass panels provides a warm welcome. Constructed of a proprietary StoneStrong material for added strength, durability and longevity, the collection offers a 5-year warranty. The Hodges Outdoor Collection includes small, medium and large 1-light outdoor wall lanterns, a 1-light outdoor post lantern, and a 1-light outdoor pendant. Wet Rated. | OUTDOOR | Hodges | Outdoor Lighting | Ash Black | ABLK | StoneStrong | Clear Seeded Glass |  |  |  | 1 Medium A19 60w |  | 1 | No | [14 empty] | 0 | [12 empty] | 103.45 | 206.9 | 310.35 | W:10 3/4'' H:16 1/4'' E:7 3/4'' | 6.6 |  |  | 10.75 | 16.25 | Set Screw(s) |  |  |  |  | 7.75 | [25 empty] | DP:2 3/4'' W:6 3/4'' H:15'' OB DOWN:10 1/4'' Rectangular |  |  |  | 8 |  |  |  | Hardwired | 0 | 0 | 0 | 0 | 0 | 0 | 0 | 0 | 0 | 0 | 0 | 014817571158 | 16.5 | 13.5 | 12 | 8.8 | 1.547 | 175 | Yes | [9 empty] | cETL Wet | HODGES 1L LG WALL ASH BLK | 1 - Light Outdoor Wall Lantern |  | OL13302ABLK.jpg | OL13302ABLK.jpg
OL13307ABLK | 1 - Light Outdoor Post Lantern | With a soft, updated approach to the clean lines of the Prairie design style, the Hodges outdoor collection by Feiss has a simple yet refined farmhouse look. Great craftsmanship and technique is applied to bend the metal roofline and to create the loop at the crown. A new Ash Black finish combined with Clear Seeded glass panels provides a warm welcome. Constructed of a proprietary StoneStrong material for added strength, durability and longevity, the collection offers a 5-year warranty. The Hodges Outdoor Collection includes small, medium and large 1-light outdoor wall lanterns, a 1-light outdoor post lantern, and a 1-light outdoor pendant. Wet Rated. | OUTDOOR | Hodges | Outdoor Lighting | Ash Black | ABLK | StoneStrong | Clear Seeded Glass |  |  |  | 1 Medium A19 60w |  | 1 | No | [14 empty] | 0 | [12 empty] | 114.95 | 229.9 | 344.85 | L:7 1/2'' W:10 3/4'' H:19 3/4'' | 5.5 |  | 7.5 | 10.75 | 19.75 | Set Screw(s) | [31 empty] | D:3'' H:3'' Round |  |  | 8 |  |  |  | Hardwired | 0 | 0 | 0 | 0 | 0 | 0 | 0 | 0 | 0 | 0 | 0 | 014817571165 | 19.5 | 13.5 | 12 | 7.9 | 1.828 | 175 | Yes | [9 empty] | cETL Wet | HODGES 1L MD POST ASH BLK | 1 - Light Outdoor Post Lantern |  | OL13307ABLK.jpg | OL13307ABLK.jpg
OL13503ANBZ | 4 - Light Outdoor Wall Lantern | The Herald outdoor collection by Feiss is rich with heritage and design details, like the vented crown, curved piping extending from the backplate and gently tapered glass panels. The combination of a new Antique Bronze finish, Clear Seeded glass shades and candelabra lamping celebrate this period-inspired, yet universal design. The outdoor collection offers small (13 inches high with 1-light), medium (18-inches high with 3-light), large (21 inches high with 4-light) and extra-large (27 inches high with 4-light) outdoor wall lanterns, as well as a 3-light outdoor post lantern and a 3-light outdoor pendant. Cast aluminum construction ensures durability. Wet Rated. | OUTDOOR | Herald | Outdoor Lighting | Antique Bronze | ANBZ | Cast Aluminum | Clear Seeded Glass |  |  |  | 4 Candelabra B10 Torpedo 60w |  | 4 | No | [14 empty] | 0 | [12 empty] | 249.5 | 499 | 748.5 | W:14 1/2'' H:27'' E:17 3/4'' | 17.6 |  |  | 14.5 | 27 | Set Screw(s) |  |  |  |  | 17.75 | [25 empty] | DP:1'' W:6 1/2'' H:12 1/2'' OB DOWN:18 3/4'' Rectangular |  |  |  | 8 |  |  |  | Hardwired | 0 | 0 | 0 | 0 | 0 | 0 | 0 | 0 | 0 | 0 | 0 | 014817571219 | 31 | 21 | 18 | 24 | 6.781 | 250 | Yes | [9 empty] | cETL Wet | HERALD 4L XL WALL ANT BRZ | 4 - Light Outdoor Wall Lantern |  | OL13503ANBZ.jpg | OL13503ANBZ.jpg
OL13600ANBZ | 1 - Light Outdoor Wall Lantern | The Prairie style is known for simple, linear design elements often influenced by Asian characteristics, and the Glenview outdoor collection by Feiss delivers that look with its streamlined frame and subtly detailed, flat roofline. A new gilded Antique Bronze finish brings a refreshing and stylish tone to dress up outdoor spaces. The open bottom ensure the low-maintenance fixture is easy to clean. Fixtures offered in the Glenview Collection include small one-light wall lantern (10 inches high), medium one-light wall lantern (12 inches high), large one-light wall lantern (14 inches high), and extra-large one-light wall lantern (18 inches high), an one-light outdoor post lantern and an one-light outdoor pendant. Cast aluminum construction ensures durability. Wet Rated. (This collection was previously known as the Chappman collection.) | OUTDOOR | Glenview | Outdoor Lighting | Antique Bronze | ANBZ | Cast Aluminum | Clear Glass |  |  |  | 1 Medium A19 60w |  | 1 | No | [14 empty] | 0 | [12 empty] | 45.95 | 91.9 | 137.85 | W:6 1/2'' H:10'' E:7'' | 3.74 |  |  | 6.5 | 10 | Set Screw(s) |  |  |  |  | 7 | [25 empty] | DP:1/2'' W:4 1/2'' H:7'' OB DOWN:5'' Rectangular |  |  |  | 8 |  |  |  |  | 0 | 0 | 0 | 0 | 0 | 0 | 0 | 0 | 0 | 0 | 0 | 014817571240 | 13 | 11.75 | 10 | 4.8 | 0.884 | 175 | Yes | [9 empty] | cETL Wet | GLENVIEW 1L SM WALL ANT BRZ | 1 - Light Outdoor Wall Lantern |  | OL13600ANBZ.jpg | OL13600ANBZ.jpg
OL13601ANBZ | 1 - Light Outdoor Wall Lantern | The Prairie style is known for simple, linear design elements often influenced by Asian characteristics, and the Glenview outdoor collection by Feiss delivers that look with its streamlined frame and subtly detailed, flat roofline. A new gilded Antique Bronze finish brings a refreshing and stylish tone to dress up outdoor spaces. The open bottom ensure the low-maintenance fixture is easy to clean. Fixtures offered in the Glenview Collection include small one-light wall lantern (10 inches high), medium one-light wall lantern (12 inches high), large one-light wall lantern (14 inches high), and extra-large one-light wall lantern (18 inches high), an one-light outdoor post lantern and an one-light outdoor pendant. Cast aluminum construction ensures durability. Wet Rated. (This collection was previously known as the Chappman collection.) | OUTDOOR | Glenview | Outdoor Lighting | Antique Bronze | ANBZ | Cast Aluminum | Clear Glass |  |  |  | 1 Medium A19 60w |  | 1 | No | [14 empty] | 0 | [12 empty] | 69.45 | 138.9 | 208.35 | W:7 3/4'' H:12'' E:8 1/2'' | 5.06 |  |  | 7.75 | 12 | Set Screw(s) |  |  |  |  | 8.5 | [25 empty] | DP:1/2'' W:5'' H:8 1/2'' OB DOWN:6'' Rectangular |  |  |  | 8 |  |  |  |  | 0 | 0 | 0 | 0 | 0 | 0 | 0 | 0 | 0 | 0 | 0 | 014817571257 | 16.25 | 12 | 11 | 6.8 | 1.241 | 175 | Yes | [9 empty] | cETL Wet | GLENVIEW 1L MD WALL ANT BRZ | 1 - Light Outdoor Wall Lantern |  | OL13601ANBZ.jpg | OL13601ANBZ.jpg
OL13602ANBZ | 1 - Light Outdoor Wall Lantern | The Prairie style is known for simple, linear design elements often influenced by Asian characteristics, and the Glenview outdoor collection by Feiss delivers that look with its streamlined frame and subtly detailed, flat roofline. A new gilded Antique Bronze finish brings a refreshing and stylish tone to dress up outdoor spaces. The open bottom ensure the low-maintenance fixture is easy to clean. Fixtures offered in the Glenview Collection include small one-light wall lantern (10 inches high), medium one-light wall lantern (12 inches high), large one-light wall lantern (14 inches high), and extra-large one-light wall lantern (18 inches high), an one-light outdoor post lantern and an one-light outdoor pendant. Cast aluminum construction ensures durability. Wet Rated. (This collection was previously known as the Chappman collection.) | OUTDOOR | Glenview | Outdoor Lighting | Antique Bronze | ANBZ | Cast Aluminum | Clear Glass |  |  |  | 1 Medium A19 60w |  | 1 | No | [14 empty] | 0 | [12 empty] | 103.45 | 206.9 | 310.35 | W:9'' H:14 3/4'' E:9 3/4'' | 8.36 |  |  | 9 | 14.75 | Set Screw(s) |  |  |  |  | 9.75 | [25 empty] | DP:1/2'' W:6'' H:10'' OB DOWN:7 1/2'' Rectangular |  |  |  | 8 |  |  |  |  | 0 | 0 | 0 | 0 | 0 | 0 | 0 | 0 | 0 | 0 | 0 | 014817571264 | 20 | 14 | 12 | 10.3 | 1.944 | 175 | Yes | [9 empty] | cETL Wet | GLENVIEW 1L LG WALL ANT BRZ | 1 - Light Outdoor Wall Lantern |  | OL13602ANBZ.jpg | OL13602ANBZ.jpg
OL13603ANBZ | 1 - Light Outdoor Wall Lantern | The Prairie style is known for simple, linear design elements often influenced by Asian characteristics, and the Glenview outdoor collection by Feiss delivers that look with its streamlined frame and subtly detailed, flat roofline. A new gilded Antique Bronze finish brings a refreshing and stylish tone to dress up outdoor spaces. The open bottom ensure the low-maintenance fixture is easy to clean. Fixtures offered in the Glenview Collection include small one-light wall lantern (10 inches high), medium one-light wall lantern (12 inches high), large one-light wall lantern (14 inches high), and extra-large one-light wall lantern (18 inches high), an one-light outdoor post lantern and an one-light outdoor pendant. Cast aluminum construction ensures durability. Wet Rated. (This collection was previously known as the Chappman collection.) | OUTDOOR | Glenview | Outdoor Lighting | Antique Bronze | ANBZ | Cast Aluminum | Clear Glass |  |  |  | 1 Medium A19 75w |  | 1 | No | [14 empty] | 0 | [12 empty] | 172.95 | 345.9 | 518.85 | W:11 1/4'' H:18 1/2'' E:12 1/4'' | 13.2 |  |  | 11.25 | 18.5 | Set Screw(s) |  |  |  |  | 12.25 | [25 empty] | DP:1/2'' W:6 1/2'' H:11 1/2'' OB DOWN:9 1/4'' Rectangular |  |  |  | 8 |  |  |  | Hardwired | 0 | 0 | 0 | 0 | 0 | 0 | 0 | 0 | 0 | 0 | 0 | 014817571271 | 22.25 | 17.75 | 15.5 | 15.2 | 3.543 | 175 | Yes | [9 empty] | cETL Wet | GLENVIEW 1L XL WALL ANT BRZ | 1 - Light Outdoor Wall Lantern |  | OL13603ANBZ.jpg | OL13603ANBZ.jpg
OL13607ANBZ | 1 - Light Outdoor Post Lantern | The Prairie style is known for simple, linear design elements often influenced by Asian characteristics, and the Glenview outdoor collection by Feiss delivers that look with its streamlined frame and subtly detailed, flat roofline. A new gilded Antique Bronze finish brings a refreshing and stylish tone to dress up outdoor spaces. The open bottom ensure the low-maintenance fixture is easy to clean. Fixtures offered in the Glenview Collection include small one-light wall lantern (10 inches high), medium one-light wall lantern (12 inches high), large one-light wall lantern (14 inches high), and extra-large one-light wall lantern (18 inches high), an one-light outdoor post lantern and an one-light outdoor pendant. Cast aluminum construction ensures durability. Wet Rated. (This collection was previously known as the Chappman collection.) | OUTDOOR | Glenview | Outdoor Lighting | Antique Bronze | ANBZ | Cast Aluminum | Clear Glass |  |  |  | 1 Medium A19 60w |  | 1 | No | [14 empty] | 0 | [12 empty] | 114.95 | 229.9 | 344.85 | L:6 3/4'' W:7 3/4'' H:16 3/4'' | 8.36 |  | 6.75 | 7.75 | 16.75 | Post | [31 empty] | D:3'' H:3'' Round |  |  | 12 |  |  |  | Hardwired | 0 | 0 | 0 | 0 | 0 | 0 | 0 | 0 | 0 | 0 | 0 | 014817571288 | 22.5 | 14 | 12.5 | 9.7 | 2.279 | 175 | Yes | [9 empty] | cETL Wet | GLENVIEW 1L MD POST ANT BRZ | 1 - Light Outdoor Post Lantern |  | OL13607ANBZ.jpg | OL13607ANBZ.jpg
OL13609ANBZ | 1 - Light Outdoor Pendant Lantern | The Prairie style is known for simple, linear design elements often influenced by Asian characteristics, and the Glenview outdoor collection by Feiss delivers that look with its streamlined frame and subtly detailed, flat roofline. A new gilded Antique Bronze finish brings a refreshing and stylish tone to dress up outdoor spaces. The open bottom ensure the low-maintenance fixture is easy to clean. Fixtures offered in the Glenview Collection include small one-light wall lantern (10 inches high), medium one-light wall lantern (12 inches high), large one-light wall lantern (14 inches high), and extra-large one-light wall lantern (18 inches high), an one-light outdoor post lantern and an one-light outdoor pendant. Cast aluminum construction ensures durability. Wet Rated. (This collection was previously known as the Chappman collection.) | OUTDOOR | Glenview | Outdoor Lighting | Antique Bronze | ANBZ | Cast Aluminum | Clear Glass |  |  |  | 1 Medium A19 60w |  | 1 | No | [14 empty] | 0 | [12 empty] | 103.95 | 207.9 | 311.85 | L:6 3/4'' W:7 3/4'' H:13'' O:58 1/2'' | 5.5 |  | 6.75 | 7.75 | 13 | Center Lock-Up |  |  | 58.5 | 22.5 - 58.5 | [25 empty] | D:5'' H:1'' Round |  |  |  |  | 180 |  |  |  | Hardwired | 0 | 0 | 0 | 0 | 0 | 0 | 0 | 0 | 0 | 0 | 0 | 014817571295 | 16 | 12.75 | 11.25 | 7.4 | 1.328 | 175 | Yes | [9 empty] | cETL Damp | GLENVIEW 1L MD PEND ANT BRZ | 1 - Light Outdoor Pendant Lantern |  | OL13609ANBZ.jpg | OL13609ANBZ.jpg
OL13700ANBZ-L1 | 1 - Light Outdoor LED Wall Lantern | The Urbandale outdoor collection by Feiss has a modern design which features beveled edges achieved with the fine precision of crisp die-cast construction. Both incandescent and LED versions are available, and each offer slightly different aesthetic. The incandescent version is offered in the Antique Bronze finish which nicely contrasts with the Painted Burnished Brass finish on the squared-off candle holders and Clear Seeded glass to subtly obscure the light source. The LED version is offered in an Antique Bronze finish with Clear Water glass. | OUTDOOR | Urbandale | Outdoor Lighting | Antique Bronze | ANBZ | StoneStrong | Undefined Glass |  |  |  | 1 Integrated Array 9w |  | 1 | Yes | 1000 | 2700 | 90 | 9 | 120 | 19 - Integrated | MODS - Modules |  |  |  |  | 9 | 9 | 50000 | 0 | [12 empty] | 97.95 | 195.9 | 293.85 | W:6'' H:10'' E:4 3/4'' | 3.96 |  |  | 6 | 10 | Set Screw(s) |  |  |  |  | 4.75 | [25 empty] | DP:1/2'' W:5 3/4'' H:6 3/4'' OB DOWN:5'' Rectangular |  |  |  | 8 |  |  |  | Hardwired | 0 | 0 | 0 | 0 | 1 | 0 | 1 | 0 | 0 | 0 | 0 | 014817582338 | 12.75 | 10 | 8.75 | 4.8 | 0.646 | 125 | Yes | [9 empty] | cETL Wet | URBANDALE 1L SM LED WALL A.BZ | 1 - Light Outdoor LED Wall Lantern |  | OL13700ANBZ-L1.jpg | OL13700ANBZL1.jpg
OL13701ANBZ-L1 | 1 - Light Outdoor LED Wall Lantern | The Urbandale outdoor collection by Feiss has a modern design which features beveled edges achieved with the fine precision of crisp die-cast construction. Both incandescent and LED versions are available, and each offer slightly different aesthetic. The incandescent version is offered in the Antique Bronze finish which nicely contrasts with the Painted Burnished Brass finish on the squared-off candle holders and Clear Seeded glass to subtly obscure the light source. The LED version is offered in an Antique Bronze finish with Clear Water glass. | OUTDOOR | Urbandale | Outdoor Lighting | Antique Bronze | ANBZ | StoneStrong | Undefined Glass |  |  |  | 1 Integrated Array 14w |  | 1 | Yes | 1000 | 2700 | 90 | 14 | 120 | 19 - Integrated | MODS - Modules |  |  |  |  | 14 | 14 | 50000 | 0 | [12 empty] | 126.95 | 253.9 | 380.85 | W:8'' H:13'' E:6'' | 6.07 |  |  | 8 | 13 | Set Screw(s) |  |  |  |  | 6 | [25 empty] | DP:1/2'' W:7 1/2'' H:8 1/4'' OB DOWN:6 1/2'' Rectangular |  |  |  | 8 |  |  |  | Hardwired | 0 | 0 | 0 | 0 | 1 | 0 | 1 | 0 | 0 | 0 | 0 | 014817582345 | 16.25 | 11 | 11.5 | 8 | 1.19 | 125 | Yes | [9 empty] | cETL Wet | URBANDALE 1L MD LED WALL ANBZ | 1 - Light Outdoor LED Wall Lantern |  | OL13701ANBZ-L1.jpg | OL13701ANBZL1.jpg
OL13702ANBZ-L1 | 1 - Light Outdoor LED Wall Lantern | The Urbandale outdoor collection by Feiss has a modern design which features beveled edges achieved with the fine precision of crisp die-cast construction. Both incandescent and LED versions are available, and each offer slightly different aesthetic. The incandescent version is offered in the Antique Bronze finish which nicely contrasts with the Painted Burnished Brass finish on the squared-off candle holders and Clear Seeded glass to subtly obscure the light source. The LED version is offered in an Antique Bronze finish with Clear Water glass. | OUTDOOR | Urbandale | Outdoor Lighting | Antique Bronze | ANBZ | StoneStrong | Undefined Glass |  |  |  | 1 Integrated Array 26w |  | 1 | Yes | 1915 | 2700 | 90 | 26 | 120 | 19 - Integrated | MODS - Modules |  |  |  |  | 26 | 26 | 50000 | 0 | [12 empty] | 172.95 | 345.9 | 518.85 | W:10'' H:16 1/4'' E:8'' | 11.88 |  |  | 10 | 16.25 | Set Screw(s) |  |  |  |  | 8 | [25 empty] | DP:1/2'' W:9 1/2'' H:10'' OB DOWN:8'' Rectangular |  |  |  | 8 |  |  |  | Hardwired | 0 | 0 | 0 | 0 | 1 | 0 | 1 | 0 | 0 | 0 | 0 | 014817582352 | 19.5 | 14 | 13.5 | 15 | 2.133 | 125 | Yes | [9 empty] | cETL Wet | URBANDALE 1L LG LED WALL A.BZ | 1 - Light Outdoor LED Wall Lantern |  | OL13702ANBZ-L1.jpg | OL13702ANBZL1.jpg
OL13703ANBZ-L1 | 1 - Light Outdoor LED Wall Lantern | The Urbandale outdoor collection by Feiss has a modern design which features beveled edges achieved with the fine precision of crisp die-cast construction. Both incandescent and LED versions are available, and each offer slightly different aesthetic. The incandescent version is offered in the Antique Bronze finish which nicely contrasts with the Painted Burnished Brass finish on the squared-off candle holders and Clear Seeded glass to subtly obscure the light source. The LED version is offered in an Antique Bronze finish with Clear Water glass. | OUTDOOR | Urbandale | Outdoor Lighting | Antique Bronze | ANBZ | StoneStrong | Undefined Glass |  |  |  | 1 Integrated Array 26w |  | 1 | Yes | 1915 | 2700 | 90 | 26 | 120 | 19 - Integrated | MODS - Modules |  |  |  |  | 26 | 26 | 50000 | 0 | [12 empty] | 242.45 | 484.9 | 727.35 | W:10'' H:23'' E:8'' | 17.38 |  |  | 10 | 23 | Set Screw(s) |  |  |  |  | 8 | [25 empty] | DP:1/2'' W:9 1/2'' H:18 3/4'' OB DOWN:11 1/2'' Rectangular |  |  |  | 8 |  |  |  | Hardwired | 0 | 0 | 0 | 0 | 1 | 0 | 1 | 0 | 0 | 0 | 0 | 014817582369 | 27.75 | 15.25 | 15 | 21.1 | 3.674 | 175 | Yes | [9 empty] | cETL Wet | URBANDALE 1L XL LED WALL A.BZ | 1 - Light Outdoor LED Wall Lantern |  | OL13703ANBZ-L1.jpg | OL13703ANBZL1.jpg
OL13707ANBZ-L1 | 1 - Light Outdoor LED Post Lantern | The Urbandale outdoor collection by Feiss has a modern design which features beveled edges achieved with the fine precision of crisp die-cast construction. Both incandescent and LED versions are available, and each offer slightly different aesthetic. The incandescent version is offered in the Antique Bronze finish which nicely contrasts with the Painted Burnished Brass finish on the squared-off candle holders and Clear Seeded glass to subtly obscure the light source. The LED version is offered in an Antique Bronze finish with Clear Water glass. | OUTDOOR | Urbandale | Outdoor Lighting | Antique Bronze | ANBZ | StoneStrong | Undefined Glass |  |  |  | 1 Integrated Array 26w |  | 1 | Yes | 1915 | 2700 | 90 | 26 | 120 | 19 - Integrated | MODS - Modules |  |  |  |  | 26 | 26 | 50000 | 0 | [12 empty] | 199.98 | 399.96 | 599.94 | L:7 1/2'' W:10'' H:18 3/4'' | 8.8 |  | 7.5 | 10 | 18.75 | Post | [31 empty] | D:3'' H:3'' Round |  |  | 12 |  |  |  | Hardwired | 0 | 0 | 0 | 0 | 1 | 0 | 1 | 0 | 0 | 0 | 0 | 014817582376 | 22.5 | 13 | 13.25 | 11.6 | 2.243 | 175 | Yes | [9 empty] | cETL Wet | URBANDALE 1L LG LED POST A.BZ | 1 - Light Outdoor LED Post Lantern |  | OL13707ANBZ-L1.jpg | OL13707ANBZL1.jpg
OL13800ANBZ/PBB | 1 - Light Outdoor Wall Lantern | The Urbandale outdoor collection by Feiss has a modern design which features beveled edges achieved with the fine precision of crisp die-cast construction. Both incandescent and LED versions are available, and each offer slightly different aesthetic. The incandescent version is offered in the Antique Bronze finish which nicely contrasts with the Painted Burnished Brass finish on the squared-off candle holders and Clear Seeded glass to subtly obscure the light source. The LED version is offered in an Antique Bronze finish with Clear Water glass. | OUTDOOR | Urbandale | Outdoor Lighting | Antique Bronze / Painted Burnished Brass | ANBZ/PBB | StoneStrong | Clear Seeded Glass |  |  |  | 1 Candelabra B10 Torpedo 60w |  | 1 | No | [14 empty] | 0 | [12 empty] | 85.95 | 171.9 | 257.85 | W:6'' H:10'' E:4 3/4'' | 3.96 |  |  | 6 | 10 | Set Screw(s) |  |  |  |  | 4.75 | [25 empty] | DP:1/2'' W:5 3/4'' H:6 3/4'' OB DOWN:5'' Rectangular |  |  |  | 8 |  |  |  | Hardwired | 0 | 0 | 0 | 0 | 0 | 0 | 0 | 0 | 0 | 0 | 0 | 014817571356 | 13 | 8.75 | 9.75 | 4.9 | 0.642 | 125 | Yes | [9 empty] | cETL Wet | URBANDALE 1L SM WALL ANBZ | 1 - Light Outdoor Wall Lantern |  | OL13800ANBZPBB.jpg | OL13800ANBZPBB.jpg
OL13801ANBZ/PBB | 2 - Light Outdoor Wall Lantern | The Urbandale outdoor collection by Feiss has a modern design which features beveled edges achieved with the fine precision of crisp die-cast construction. Both incandescent and LED versions are available, and each offer slightly different aesthetic. The incandescent version is offered in the Antique Bronze finish which nicely contrasts with the Painted Burnished Brass finish on the squared-off candle holders and Clear Seeded glass to subtly obscure the light source. The LED version is offered in an Antique Bronze finish with Clear Water glass. | OUTDOOR | Urbandale | Outdoor Lighting | Antique Bronze / Painted Burnished Brass | ANBZ/PBB | StoneStrong | Clear Seeded Glass |  |  |  | 2 Candelabra B10 Torpedo 60w |  | 2 | No | [14 empty] | 0 | [12 empty] | 114.95 | 229.9 | 344.85 | W:8'' H:13'' E:6'' | 6.73 |  |  | 8 | 13 | Set Screw(s) |  |  |  |  | 6 | [25 empty] | DP:1/2'' W:7 1/2'' H:8 1/4'' OB DOWN:6 1/2'' Rectangular |  |  |  | 8 |  |  |  | Hardwired | 0 | 0 | 0 | 0 | 0 | 0 | 0 | 0 | 0 | 0 | 0 | 014817571363 | 16.25 | 11 | 11.75 | 8.7 | 1.215 | 125 | Yes | [9 empty] | cETL Wet | URBANDALE 2L MD WALL ANBZ | 2 - Light Outdoor Wall Lantern |  | OL13801ANBZPBB.jpg | OL13801ANBZPBB.jpg
OL13802ANBZ/PBB | 2 - Light Outdoor Wall Lantern | The Urbandale outdoor collection by Feiss has a modern design which features beveled edges achieved with the fine precision of crisp die-cast construction. Both incandescent and LED versions are available, and each offer slightly different aesthetic. The incandescent version is offered in the Antique Bronze finish which nicely contrasts with the Painted Burnished Brass finish on the squared-off candle holders and Clear Seeded glass to subtly obscure the light source. The LED version is offered in an Antique Bronze finish with Clear Water glass. | OUTDOOR | Urbandale | Outdoor Lighting | Antique Bronze / Painted Burnished Brass | ANBZ/PBB | StoneStrong | Clear Seeded Glass |  |  |  | 2 Candelabra B10 Torpedo 60w |  | 2 | No | [14 empty] | 0 | [12 empty] | 143.95 | 287.9 | 431.85 | W:10'' H:16 1/4'' E:8'' | 11.22 |  |  | 10 | 16.25 | Set Screw(s) |  |  |  |  | 8 | [25 empty] | DP:1/2'' W:9 1/2'' H:10'' OB DOWN:8'' Rectangular |  |  |  | 8 |  |  |  | Hardwired | 0 | 0 | 0 | 0 | 0 | 0 | 0 | 0 | 0 | 0 | 0 | 014817571370 | 19.5 | 13.5 | 14 | 14.2 | 2.133 | 125 | Yes | [9 empty] | cETL Wet | URBANDALE 2L LG LED WALL A.BZ | 2 - Light Outdoor Wall Lantern |  | OL13802ANBZPBB.jpg | OL13802ANBZPBB.jpg
OL13803ANBZ/PBB | 2 - Light Outdoor Wall Lantern | The Urbandale outdoor collection by Feiss has a modern design which features beveled edges achieved with the fine precision of crisp die-cast construction. Both incandescent and LED versions are available, and each offer slightly different aesthetic. The incandescent version is offered in the Antique Bronze finish which nicely contrasts with the Painted Burnished Brass finish on the squared-off candle holders and Clear Seeded glass to subtly obscure the light source. The LED version is offered in an Antique Bronze finish with Clear Water glass. | OUTDOOR | Urbandale | Outdoor Lighting | Antique Bronze / Painted Burnished Brass | ANBZ/PBB | StoneStrong | Clear Seeded Glass |  |  |  | 2 Candelabra B10 Torpedo 60w |  | 2 | No | [14 empty] | 0 | [12 empty] | 230.45 | 460.9 | 691.35 | W:10'' H:23'' E:8'' | 18.7 |  |  | 10 | 23 | Set Screw(s) |  |  |  |  | 8 | [25 empty] | DP:1/2'' W:9 1/2'' H:18 3/4'' OB DOWN:11 1/2'' Rectangular |  |  |  | 8 |  |  |  | Hardwired | 0 | 0 | 0 | 0 | 0 | 0 | 0 | 0 | 0 | 0 | 0 | 014817571394 | 28 | 15.5 | 15 | 20.8 | 3.767 | 175 | Yes | [9 empty] | cETL Wet | URBANDALE 2L XL LED WALL A.BZ | 2 - Light Outdoor Wall Lantern |  | OL13803ANBZPBB.jpg | OL13803ANBZPBB.jpg
OL13807ANBZ/PBB | 2 - Light Outdoor Post Lantern | The Urbandale outdoor collection by Feiss has a modern design which features beveled edges achieved with the fine precision of crisp die-cast construction. Both incandescent and LED versions are available, and each offer slightly different aesthetic. The incandescent version is offered in the Antique Bronze finish which nicely contrasts with the Painted Burnished Brass finish on the squared-off candle holders and Clear Seeded glass to subtly obscure the light source. The LED version is offered in an Antique Bronze finish with Clear Water glass. | OUTDOOR | Urbandale | Outdoor Lighting | Antique Bronze / Painted Burnished Brass | ANBZ/PBB | StoneStrong | Clear Seeded Glass |  |  |  | 2 Candelabra B10 Torpedo 60w |  | 2 | No | [14 empty] | 0 | [12 empty] | 161.45 | 322.9 | 484.35 | L:7 1/2'' W:10'' H:18 3/4'' | 7.92 |  | 7.5 | 10 | 18.75 | Post | [31 empty] | D:3'' H:3'' Round |  |  | 12 |  |  |  | Hardwired | 0 | 0 | 0 | 0 | 0 | 0 | 0 | 0 | 0 | 0 | 0 | 014817571387 | 21.5 | 13.25 | 13.25 | 11.3 | 2.184 | 175 | Yes | [9 empty] | cETL Wet | URBANDALE 2L LG LED POST A.BZ | 2 - Light Outdoor Post Lantern |  | OL13807ANBZPBB.jpg | OL13807ANBZPBB.jpg
OL13900PBS | 1 - Light Outdoor Wall Lantern | Taking inspiration from both industrial and nautical design and boasting two finishes Burnished Brass or Painted Brushed Steel, the Boynton outdoor collection by Feiss makes a style statement that is equally suited for use indoors or out. Boynton has arm extension, like a shepherd’s crook, and handle details that hold the fixture firmly in place. Constructed of a proprietary StoneStrong material for added strength, durability and longevity, the collection offers a 5-year warranty. The full collection is composed of small, medium and large one-light outdoor wall lanterns; small, medium and large one-light outdoor pendants; as well as small and medium one-light outdoor post lanterns. | OUTDOOR | Boynton | Outdoor Lighting | Painted Brushed Steel | PBS | StoneStrong | Clear Seeded Glass | D:3.625" H:5.25" |  |  | 1 Medium A19 75w |  | 1 | No | [14 empty] | 0 | [12 empty] | 63.45 | 126.9 | 190.35 | W:9'' H:10 3/4'' E:10 3/4'' | 3.08 |  |  | 9 | 10.75 | Set Screw(s) |  |  |  |  | 10.75 | [25 empty] | DP:1'' W:5'' H:5'' OB DOWN:3 1/4'' Square |  |  |  | 8 |  |  |  | Hardwired | 0 | 0 | 0 | 0 | 0 | 0 | 0 | 0 | 0 | 0 | 0 | 014817571400 | 16 | 12.5 | 10.5 | 4.7 | 1.215 | 250 | Yes | [9 empty] | cETL Wet | BOYNTON 1L SM WALL P.B.STL | 1 - Light Outdoor Wall Lantern |  | OL13900PBS.jpg | OL13900PBS.jpg
OL13900PDB | 1 - Light Outdoor Wall Lantern | Taking inspiration from both industrial and nautical design and boasting two finishes Burnished Brass or Painted Brushed Steel, the Boynton outdoor collection by Feiss makes a style statement that is equally suited for use indoors or out. Boynton has arm extension, like a shepherd’s crook, and handle details that hold the fixture firmly in place. Constructed of a proprietary StoneStrong material for added strength, durability and longevity, the collection offers a 5-year warranty. The full collection is composed of small, medium and large one-light outdoor wall lanterns; small, medium and large one-light outdoor pendants; as well as small and medium one-light outdoor post lanterns. | OUTDOOR | Boynton | Outdoor Lighting | Painted Distressed Brass | PDB | StoneStrong | Clear Seeded Glass | D:3.625" H:8.125" |  |  | 1 Medium A19 75w |  | 1 | No | [14 empty] | 0 | [12 empty] | 63.45 | 126.9 | 190.35 | W:9'' H:10 3/4'' E:10 5/8'' | 3.08 |  |  | 9 | 10.75 | Set Screw(s) |  |  |  |  | 10.625 | [25 empty] | DP:1'' W:5'' H:5'' OB DOWN:3 1/4'' Square |  |  |  | 8 | Black/White |  |  | Hardwired | 0 | 0 | 0 | 0 | 0 | 0 | 0 | 0 | 0 | 0 | 0 | 014817598070 | 15.5 | 12.5 | 10.25 | 4.6 | 1.149 | 175 | Yes | [9 empty] | cETL Wet | BOYNTON 1L SM WALL PDB | 1 - Light Outdoor Wall Lantern |  | OL13900PDB.jpg | OL13900PDB.jpg
OL13901PBS | 1 - Light Outdoor Wall Lantern | Taking inspiration from both industrial and nautical design and boasting two finishes Burnished Brass or Painted Brushed Steel, the Boynton outdoor collection by Feiss makes a style statement that is equally suited for use indoors or out. Boynton has arm extension, like a shepherd’s crook, and handle details that hold the fixture firmly in place. Constructed of a proprietary StoneStrong material for added strength, durability and longevity, the collection offers a 5-year warranty. The full collection is composed of small, medium and large one-light outdoor wall lanterns; small, medium and large one-light outdoor pendants; as well as small and medium one-light outdoor post lanterns. | OUTDOOR | Boynton | Outdoor Lighting | Painted Brushed Steel | PBS | StoneStrong | Clear Seeded Glass | D:4.25" H:9.75" |  |  | 1 Medium A19 75w |  | 1 | No | [14 empty] | 0 | [12 empty] | 91.95 | 183.9 | 275.85 | W:10 1/2'' H:13'' E:12 1/4'' | 3.74 |  |  | 10.5 | 13 | Set Screw(s) |  |  |  |  | 12.25 | [25 empty] | DP:1'' W:5'' H:5'' OB DOWN:4'' Square |  |  |  | 8 |  |  |  | Hardwired | 0 | 0 | 0 | 0 | 0 | 0 | 0 | 0 | 0 | 0 | 0 | 014817571417 | 17.75 | 14 | 11.25 | 6.2 | 1.618 | 250 | Yes | [9 empty] | cETL Wet | BOYNTON 1L MD WALL P.B.STL | 1 - Light Outdoor Wall Lantern |  | OL13901PBS.jpg | OL13901PBS.jpg
OL13901PDB | 1 - Light Outdoor Wall Lantern | Taking inspiration from both industrial and nautical design and boasting two finishes Burnished Brass or Painted Brushed Steel, the Boynton outdoor collection by Feiss makes a style statement that is equally suited for use indoors or out. Boynton has arm extension, like a shepherd’s crook, and handle details that hold the fixture firmly in place. Constructed of a proprietary StoneStrong material for added strength, durability and longevity, the collection offers a 5-year warranty. The full collection is composed of small, medium and large one-light outdoor wall lanterns; small, medium and large one-light outdoor pendants; as well as small and medium one-light outdoor post lanterns. | OUTDOOR | Boynton | Outdoor Lighting | Painted Distressed Brass | PDB | StoneStrong | Clear Seeded Glass | D:4.25" H:9.75" |  |  | 1 Medium A19 75w |  | 1 | No | [14 empty] | 0 | [12 empty] | 91.95 | 183.9 | 275.85 | W:10 1/2'' H:12 7/8'' E:12 1/8'' | 3.74 |  |  | 10.5 | 12.875 | Set Screw(s) |  |  |  |  | 12.125 | [25 empty] | DP:1'' W:5 7/8'' H:5 7/8'' OB UP:3 7/8'' Square |  |  |  | 8 | Black/White |  |  | Hardwired | 0 | 0 | 0 | 0 | 0 | 0 | 0 | 0 | 0 | 0 | 0 | 014817598063 | 17.5 | 14.25 | 10.75 | 5.9 | 1.551 | 250 | Yes | [9 empty] | cETL Wet | BOYNTON 1L MD WALL PDB | 1 - Light Outdoor Wall Lantern |  | OL13901PDB.jpg | OL13901PDB.jpg
OL13902PBS | 1 - Light Outdoor Wall Lantern | Taking inspiration from both industrial and nautical design and boasting two finishes Burnished Brass or Painted Brushed Steel, the Boynton outdoor collection by Feiss makes a style statement that is equally suited for use indoors or out. Boynton has arm extension, like a shepherd’s crook, and handle details that hold the fixture firmly in place. Constructed of a proprietary StoneStrong material for added strength, durability and longevity, the collection offers a 5-year warranty. The full collection is composed of small, medium and large one-light outdoor wall lanterns; small, medium and large one-light outdoor pendants; as well as small and medium one-light outdoor post lanterns. | OUTDOOR | Boynton | Outdoor Lighting | Painted Brushed Steel | PBS | StoneStrong | Clear Seeded Glass | D:5" H:11.5" |  |  | 1 Medium A19 75w |  | 1 | No | [14 empty] | 0 | [12 empty] | 114.95 | 229.9 | 344.85 | W:12 1/2'' H:15 1/2'' E:14 1/4'' | 5.94 |  |  | 12.5 | 15.5 | Set Screw(s) |  |  |  |  | 14.25 | [25 empty] | DP:1'' W:6 1/4'' H:6 1/4'' OB DOWN:4 1/2'' Square |  |  |  | 8 |  |  |  | Hardwired | 0 | 0 | 0 | 0 | 0 | 0 | 0 | 0 | 0 | 0 | 0 | 014817571424 | 20.75 | 15.75 | 12.75 | 8.5 | 2.411 | 250 | Yes | [9 empty] | cETL Wet | BOYNTON 1L LG WALL P.B.STL | 1 - Light Outdoor Wall Lantern |  | OL13902PBS.jpg | OL13902PBS.jpg
OL13902PDB | 1 - Light Outdoor Wall Lantern | Taking inspiration from both industrial and nautical design and boasting two finishes Burnished Brass or Painted Brushed Steel, the Boynton outdoor collection by Feiss makes a style statement that is equally suited for use indoors or out. Boynton has arm extension, like a shepherd’s crook, and handle details that hold the fixture firmly in place. Constructed of a proprietary StoneStrong material for added strength, durability and longevity, the collection offers a 5-year warranty. The full collection is composed of small, medium and large one-light outdoor wall lanterns; small, medium and large one-light outdoor pendants; as well as small and medium one-light outdoor post lanterns. | OUTDOOR | Boynton | Outdoor Lighting | Painted Distressed Brass | PDB | StoneStrong | Clear Seeded Glass | D:5" H:11.5" |  |  | 1 Medium A19 75w |  | 1 | No | [14 empty] | 0 | [12 empty] | 114.95 | 229.9 | 344.85 | W:12 1/2'' H:15 3/8'' E:14 1/4'' | 5.94 |  |  | 12.5 | 15.375 | Set Screw(s) |  |  |  |  | 14.25 | [25 empty] | DP:1'' W:5 7/8'' H:5 7/8'' OB UP:4 5/8'' Square |  |  |  | 8 | Black/White |  |  | Hardwired | 0 | 0 | 0 | 0 | 0 | 0 | 0 | 0 | 0 | 0 | 0 | 014817598056 | 20.5 | 15.75 | 12.5 | 8.5 | 2.336 | 250 | Yes | [9 empty] | cETL Wet | BOYNTON 1L LG WALL PDB | 1 - Light Outdoor Wall Lantern |  | OL13902PDB.jpg | OL13902PDB.jpg
OL13907PBS | 1 - Light Outdoor Post Lantern | Taking inspiration from both industrial and nautical design and boasting two finishes Burnished Brass or Painted Brushed Steel, the Boynton outdoor collection by Feiss makes a style statement that is equally suited for use indoors or out. Boynton has arm extension, like a shepherd’s crook, and handle details that hold the fixture firmly in place. Constructed of a proprietary StoneStrong material for added strength, durability and longevity, the collection offers a 5-year warranty. The full collection is composed of small, medium and large one-light outdoor wall lanterns; small, medium and large one-light outdoor pendants; as well as small and medium one-light outdoor post lanterns. | OUTDOOR | Boynton | Outdoor Lighting | Painted Brushed Steel | PBS | StoneStrong | Clear Seeded Glass | D:3.625" H:8" |  |  | 1 Medium A19 75w |  | 1 | No | [14 empty] | 0 | [12 empty] | 97.95 | 195.9 | 293.85 | L:9 3/4'' W:9'' H:21'' | 2.86 |  | 9.75 | 9 | 21 | Post | [31 empty] | D:3'' H:3'' Round |  |  | 12 |  |  |  | Hardwired | 0 | 0 | 0 | 0 | 0 | 0 | 0 | 0 | 0 | 0 | 0 | 014817571462 | 24.75 | 12.75 | 12.25 | 6.5 | 2.237 | 250 | Yes | [9 empty] | cETL Wet | BOYNTON 1L SM POST P.B.STL | 1 - Light Outdoor Post Lantern |  | OL13907PBS.jpg | OL13907PBS.jpg
OL13908PBS | 1 - Light Outdoor Post Lantern | Taking inspiration from both industrial and nautical design and boasting two finishes Burnished Brass or Painted Brushed Steel, the Boynton outdoor collection by Feiss makes a style statement that is equally suited for use indoors or out. Boynton has arm extension, like a shepherd’s crook, and handle details that hold the fixture firmly in place. Constructed of a proprietary StoneStrong material for added strength, durability and longevity, the collection offers a 5-year warranty. The full collection is composed of small, medium and large one-light outdoor wall lanterns; small, medium and large one-light outdoor pendants; as well as small and medium one-light outdoor post lanterns. | OUTDOOR | Boynton | Outdoor Lighting | Painted Brushed Steel | PBS | StoneStrong | Clear Seeded Glass | D:4.25" H:9.75" |  |  | 1 Medium A19 75w |  | 1 | No | [14 empty] | 0 | [12 empty] | 114.95 | 229.9 | 344.85 | L:11 1/2'' W:10 1/2'' H:24 1/2'' | 3.87 |  | 11.5 | 10.5 | 24.5 | Post | [31 empty] | D:3'' H:3'' Round |  |  | 12 |  |  |  | Hardwired | 0 | 0 | 0 | 0 | 0 | 0 | 0 | 0 | 0 | 0 | 0 | 014817571479 | 28 | 14.75 | 14 | 8.8 | 3.346 | 250 | Yes | [9 empty] | cETL Wet | BOYNTON 1L MD POST P.B.STL | 1 - Light Outdoor Post Lantern |  | OL13908PBS.jpg | OL13908PBS.jpg
OL13908PDB | 1 - Light Outdoor Post Lantern | Taking inspiration from both industrial and nautical design and boasting two finishes Burnished Brass or Painted Brushed Steel, the Boynton outdoor collection by Feiss makes a style statement that is equally suited for use indoors or out. Boynton has arm extension, like a shepherd’s crook, and handle details that hold the fixture firmly in place. Constructed of a proprietary StoneStrong material for added strength, durability and longevity, the collection offers a 5-year warranty. The full collection is composed of small, medium and large one-light outdoor wall lanterns; small, medium and large one-light outdoor pendants; as well as small and medium one-light outdoor post lanterns. | OUTDOOR | Boynton | Outdoor Lighting | Painted Distressed Brass | PDB | StoneStrong | Clear Seeded Glass | D:4.25" H:9.75" |  |  | 1 Medium A19 75w |  | 1 | No | [14 empty] | 0 | [12 empty] | 114.95 | 229.9 | 344.85 | L:11 1/2'' W:10 1/2'' H:24 1/2'' | 3.87 |  | 11.5 | 10.5 | 24.5 | Post | [31 empty] | D:3'' H:3'' Round |  |  | 12 | Black/White |  |  | Hardwired | 0 | 0 | 0 | 0 | 0 | 0 | 0 | 0 | 0 | 0 | 0 | 014817598049 | 27.5 | 14.75 | 13.5 | 7.6 | 3.169 | 250 | Yes | [9 empty] | cETL Wet | BOYNTON 1L MD POST PDB | 1 - Light Outdoor Post Lantern |  | OL13908PDB.jpg | OL13908PDB.jpg
OL13909PBS | 1 - Light Outdoor Pendant Lantern | Taking inspiration from both industrial and nautical design and boasting two finishes Burnished Brass or Painted Brushed Steel, the Boynton outdoor collection by Feiss makes a style statement that is equally suited for use indoors or out. Boynton has arm extension, like a shepherd’s crook, and handle details that hold the fixture firmly in place. Constructed of a proprietary StoneStrong material for added strength, durability and longevity, the collection offers a 5-year warranty. The full collection is composed of small, medium and large one-light outdoor wall lanterns; small, medium and large one-light outdoor pendants; as well as small and medium one-light outdoor post lanterns. | OUTDOOR | Boynton | Outdoor Lighting | Painted Brushed Steel | PBS | StoneStrong | Clear Seeded Glass | D:3.625" H:8.125" |  |  | 1 Medium A19 75w |  | 1 | No | [14 empty] | 0 | [12 empty] | 86.45 | 172.9 | 259.35 | D:9'' H:11'' O:56 1/4'' | 2.86 | 9 |  |  | 11 | Center Lock-Up |  |  | 56.25 | 20.25 - 56.25 | [25 empty] | D:5'' H:1'' Round |  |  |  |  | 180 |  |  |  | Hardwired | 0 | 0 | 0 | 0 | 0 | 0 | 0 | 0 | 0 | 0 | 0 | 014817571431 | 14.5 | 12 | 10.75 | 5.5 | 1.082 | 175 | Yes | [9 empty] | cETL Damp | BOYNTON 1L SM PEND P.B.STL | 1 - Light Outdoor Pendant Lantern |  | OL13909PBS.jpg | OL13909PBS.jpg
OL13911PBS | 1 - Light Outdoor Pendant Lantern | Taking inspiration from both industrial and nautical design and boasting two finishes Burnished Brass or Painted Brushed Steel, the Boynton outdoor collection by Feiss makes a style statement that is equally suited for use indoors or out. Boynton has arm extension, like a shepherd’s crook, and handle details that hold the fixture firmly in place. Constructed of a proprietary StoneStrong material for added strength, durability and longevity, the collection offers a 5-year warranty. The full collection is composed of small, medium and large one-light outdoor wall lanterns; small, medium and large one-light outdoor pendants; as well as small and medium one-light outdoor post lanterns. | OUTDOOR | Boynton | Outdoor Lighting | Painted Brushed Steel | PBS | StoneStrong | Clear Seeded Glass | D:4.25" H:9.75" |  |  | 1 Medium A19 75w |  | 1 | No | [14 empty] | 0 | [12 empty] | 109.95 | 219.9 | 329.85 | D:10 1/2'' H:13'' O:58 1/4'' | 3.74 | 10.5 |  |  | 13 | Center Lock-Up |  |  | 58.25 | 22.25 - 58.25 | [25 empty] | D:5'' H:1'' Round |  |  |  |  | 180 |  |  |  | Hardwired | 0 | 0 | 0 | 0 | 0 | 0 | 0 | 0 | 0 | 0 | 0 | 014817571448 | 16 | 13.75 | 12.75 | 6.9 | 1.623 | 175 | Yes | [9 empty] | cETL Damp | BOYNTON 1L MD PEND P.B.STL | 1 - Light Outdoor Pendant Lantern |  | OL13911PBS.jpg | OL13911PBS.jpg
OL13912PBS | 1 - Light Outdoor Pendant Lantern | Taking inspiration from both industrial and nautical design and boasting two finishes Burnished Brass or Painted Brushed Steel, the Boynton outdoor collection by Feiss makes a style statement that is equally suited for use indoors or out. Boynton has arm extension, like a shepherd’s crook, and handle details that hold the fixture firmly in place. Constructed of a proprietary StoneStrong material for added strength, durability and longevity, the collection offers a 5-year warranty. The full collection is composed of small, medium and large one-light outdoor wall lanterns; small, medium and large one-light outdoor pendants; as well as small and medium one-light outdoor post lanterns. | OUTDOOR | Boynton | Outdoor Lighting | Painted Brushed Steel | PBS | StoneStrong | Clear Seeded Glass |  |  |  | 1 Medium A19 75w |  | 1 | No | [14 empty] | 0 | [12 empty] | 121.45 | 242.9 | 364.35 | D:12 1/2'' H:15 1/2'' O:61 3/4'' | 5.28 | 12.5 |  |  | 15.5 | Center Lock-Up |  |  | 61.75 | 25.75 - 61.75 | [25 empty] | D:5'' H:1'' Round |  |  |  |  | 180 |  |  |  | Hardwired | 0 | 0 | 0 | 0 | 0 | 0 | 0 | 0 | 0 | 0 | 0 | 014817571455 | 18.75 | 15.5 | 14 | 8.3 | 2.355 | 250 | Yes | [9 empty] | cETL Damp | BOYNTON 1L LG PEND P.B.STL | 1 - Light Outdoor Pendant Lantern |  | OL13912PBS.jpg | OL13912PBS.jpg
OL13912PDB | 1 - Light Outdoor Pendant Lantern | Taking inspiration from both industrial and nautical design and boasting two finishes Burnished Brass or Painted Brushed Steel, the Boynton outdoor collection by Feiss makes a style statement that is equally suited for use indoors or out. Boynton has arm extension, like a shepherd’s crook, and handle details that hold the fixture firmly in place. Constructed of a proprietary StoneStrong material for added strength, durability and longevity, the collection offers a 5-year warranty. The full collection is composed of small, medium and large one-light outdoor wall lanterns; small, medium and large one-light outdoor pendants; as well as small and medium one-light outdoor post lanterns. | OUTDOOR | Boynton | Outdoor Lighting | Painted Distressed Brass | PDB | StoneStrong | Clear Seeded Glass | D:5" H:11.5" |  |  | 1 Medium A19 75w |  | 1 | No | [14 empty] | 0 | [12 empty] | 145.45 | 290.9 | 436.35 | D:12 1/2'' H:15 1/2'' O:61 3/4'' | 5.28 | 12.5 |  |  | 15.5 | Center Lock-Up |  |  | 61.75 | 24.625 - 60.625 | [25 empty] | D:5'' H:1'' Round |  |  |  |  | 180 | Clear Silver |  |  | Hardwired | 0 | 0 | 0 | 0 | 0 | 0 | 0 | 0 | 0 | 0 | 0 | 014817598032 | 18.75 | 15.5 | 14 | 8.3 | 2.355 | 250 | Yes | [9 empty] | cETL Damp | BOYNTON 1L LG PEND PDB | 1 - Light Outdoor Pendant Lantern |  | OL13912PDB.jpg | OL13912PDB.jpg
OL14100ANBZ-L1 | 1 - Light LED Outdoor Wall Lantern | The Bennie collection of contemporary outdoor wall sconces boasts an integrated LED module tucked into the crown of the fixture, shining light downward through a Clear Water glass shade. A warmer look is offered with a new Antique Bronze finish, or a more modern twist with a new Painted Brushed Steel finish. The advanced LED module has warm-on-dim technology which warms in color when dimmed, going from 2700K to 2200K. Cast aluminum construction ensures durability. Wet Rated. | OUTDOOR | Bennie | Outdoor Lighting | Antique Bronze | ANBZ | Cast Aluminum | Undefined Glass |  |  |  | 1 Integrated Array 14w |  | 1 | Yes | 1000 | 2700 | 90 | 14 | 120 | 19 - Integrated | MODS - Modules |  |  |  |  | 14 | 14 | 50000 | 0 | [12 empty] | 58 | 116 | 174 | W:6'' H:8'' E:4'' | 2.2 |  |  | 6 | 8 | Set Screw(s) |  |  |  |  | 4 | [25 empty] | DP:1/2'' W:6'' H:8'' OB DOWN:4'' Rectangular |  |  |  | 8 |  |  |  | Hardwired | 1 | 0 | 0 | 0 | 1 | 0 | 0 | 0 | 0 | 0 | 0 | 014817582383 | 13 | 8.75 | 7.75 | 3.1 | 0.51 | 125 | Yes | [9 empty] | cETL Wet | BENNIE 1L SM LED WALL ANT BRZ | 1 - Light LED Outdoor Wall Lantern |  | OL14100ANBZ-L1.jpg | OL14100ANBZL1.jpg
OL14300ANBZ | 1 - Light Wall Lantern | The nautical-inspired Newport outdoor lighting is complete with lighthouse details including a vented top and a detailed cast frame surrounding an inner Opal Etched glass inner shade. Newport is available in either Painted Silver or Antique Bronze outdoor finishes and is made of StoneStrong - a unique synthetic composition that is made tough enough to withstand harsh environmental conditions, making it a great choice for Coastal applications. | OUTDOOR | Newport | Outdoor Lighting | Antique Bronze | ANBZ | StoneStrong | Clear Seeded Glass | D:4.375" H:6.25" |  |  | 1 Medium A19 75w |  | 1 | No | [14 empty] | 0 | [12 empty] | 69.45 | 138.9 | 208.35 | W:6 1/4'' H:9'' E:7 5/8'' | 2.9 |  |  | 6.25 | 9 | Screw(s) |  |  |  |  | 7.625 | [25 empty] | DP:1 1/8'' W:5 3/4'' H:6'' OB UP:4 1/8'' Rectangular |  |  |  | 8 |  |  |  | Hardwired | 0 | 0 | 0 | 0 | 0 | 0 | 0 | 0 | 0 | 0 | 0 | 014817581140 | 12.75 | 10.75 | 10 | 4.7 | 0.793 | 175 | Yes | [9 empty] | cUL Wet | NEWPORT 1L LANTERN ANBZ | 1 - Light Wall Lantern |  | OL14300ANBZ.jpg | OL14300ANBZ.jpg
OL14300PBS | 1 - Light Wall Lantern | The nautical-inspired Newport outdoor lighting is complete with lighthouse details including a vented top and a detailed cast frame surrounding an inner Opal Etched glass inner shade. Newport is available in either Painted Silver or Antique Bronze outdoor finishes and is made of StoneStrong - a unique synthetic composition that is made tough enough to withstand harsh environmental conditions, making it a great choice for Coastal applications. | OUTDOOR | Newport | Outdoor Lighting | Painted Brushed Steel | PBS | StoneStrong | Etched Glass | D:4.375" H:6.875" |  |  | 1 Medium A19 75w |  | 1 | No | [14 empty] | 0 | [12 empty] | 69.45 | 138.9 | 208.35 | W:6 1/4'' H:9'' E:7 5/8'' | 2 |  |  | 6.25 | 9 | Screw(s) |  |  |  |  | 7.625 | [25 empty] | W:5 3/4'' H:6'' OB UP:4 1/8'' Rectangular |  |  |  | 8 |  |  |  | Hardwired | 0 | 0 | 0 | 0 | 0 | 0 | 0 | 0 | 0 | 0 | 0 | 014817573930 | 12.75 | 11 | 10 | 4.3 | 0.812 | 175 | Yes | [9 empty] | cUL Wet | NEWPORT 1L LANTERN P.B.STL | 1 - Light Wall Lantern |  | OL14300PBS.jpg | OL14300PBS.jpg
OL14301ANBZ | 1 - Light Wall Lantern | The nautical-inspired Newport outdoor lighting is complete with lighthouse details including a vented top and a detailed cast frame surrounding an inner Opal Etched glass inner shade. Newport is available in either Painted Silver or Antique Bronze outdoor finishes and is made of StoneStrong - a unique synthetic composition that is made tough enough to withstand harsh environmental conditions, making it a great choice for Coastal applications. | OUTDOOR | Newport | Outdoor Lighting | Antique Bronze | ANBZ | StoneStrong | Clear Seeded Glass | D:5.75" H:10.375" |  |  | 1 Medium A19 75w |  | 1 | No | [14 empty] | 0 | [12 empty] | 114.95 | 229.9 | 344.85 | W:7 1/2'' H:13'' E:8 7/8'' | 4.66 |  |  | 7.5 | 13 | Screw(s) |  |  |  |  | 8.875 | [25 empty] | DP:1 1/8'' W:5 3/4'' H:6'' OB UP:4 1/2'' Rectangular |  |  |  | 8 |  |  |  | Hardwired | 0 | 0 | 0 | 0 | 0 | 0 | 0 | 0 | 0 | 0 | 0 | 014817581157 | 17 | 12.25 | 11.5 | 6.8 | 1.386 | 175 | Yes | [9 empty] | cETL Wet | NEWPORT 1L WALL LNTRN ANBZ | 1 - Light Wall Lantern |  | OL14301ANBZ.jpg | OL14301ANBZ.jpg
OL14301PBS | 1 - Light Wall Lantern | The nautical-inspired Newport outdoor lighting is complete with lighthouse details including a vented top and a detailed cast frame surrounding an inner Opal Etched glass inner shade. Newport is available in either Painted Silver or Antique Bronze outdoor finishes and is made of StoneStrong - a unique synthetic composition that is made tough enough to withstand harsh environmental conditions, making it a great choice for Coastal applications. | OUTDOOR | Newport | Outdoor Lighting | Painted Brushed Steel | PBS | StoneStrong | Etched Glass | D:5.75" H:10.375" |  |  | 1 Medium A19 75w |  | 1 | No | [14 empty] | 0 | [12 empty] | 114.95 | 229.9 | 344.85 | W:7 1/2'' H:13'' E:8 7/8'' | 4.22 |  |  | 7.5 | 13 | Screw(s) |  |  |  |  | 8.875 | [25 empty] | W:5 3/4'' H:6'' OB UP:4 5/8'' Rectangular |  |  |  | 8 |  |  |  | Hardwired | 0 | 0 | 0 | 0 | 0 | 0 | 0 | 0 | 0 | 0 | 0 | 014817573947 | 17 | 12.5 | 11.5 | 6.7 | 1.414 | 175 | Yes | [9 empty] | cUL Wet | NEWPORT 1L LANTERN P.B.STL | 1 - Light Wall Lantern |  | OL14301PBS.jpg | OL14301PBS.jpg
OL14302ANBZ | 3 - Light Wall Lantern | The nautical-inspired Newport outdoor lighting is complete with lighthouse details including a vented top and a detailed cast frame surrounding an inner Opal Etched glass inner shade. Newport is available in either Painted Silver or Antique Bronze outdoor finishes and is made of StoneStrong - a unique synthetic composition that is made tough enough to withstand harsh environmental conditions, making it a great choice for Coastal applications. | OUTDOOR | Newport | Outdoor Lighting | Antique Bronze | ANBZ | StoneStrong | Clear Seeded Glass | D:7.125" H:12.75" |  |  | 3 Candelabra Torpedo 60w |  | 3 | No | [14 empty] | 0 | [12 empty] | 184.95 | 369.9 | 554.85 | W:9 1/4'' H:16'' E:10 7/8'' | 7.9 |  |  | 9.25 | 16 | Screw(s) |  |  |  |  | 10.875 | [25 empty] | DP:1 1/8'' W:6 7/8'' H:7 1/2'' OB UP:5 5/8'' Rectangular |  |  |  | 8 |  |  |  | Hardwired | 0 | 0 | 0 | 0 | 0 | 0 | 0 | 0 | 0 | 0 | 0 | 014817581164 | 19.5 | 14.25 | 13 | 10.8 | 2.09 | 175 | Yes | [9 empty] | cETL Wet | NEWPORT 3L WALL LNTRN ANBZ | 3 - Light Wall Lantern |  | OL14302ANBZ.jpg | OL14302ANBZ.jpg
OL14302PBS | 1 - Light Wall Lantern | The nautical-inspired Newport outdoor lighting is complete with lighthouse details including a vented top and a detailed cast frame surrounding an inner Opal Etched glass inner shade. Newport is available in either Painted Silver or Antique Bronze outdoor finishes and is made of StoneStrong - a unique synthetic composition that is made tough enough to withstand harsh environmental conditions, making it a great choice for Coastal applications. | OUTDOOR | Newport | Outdoor Lighting | Painted Brushed Steel | PBS | StoneStrong | Etched Glass | D:7.25" H:12.75" |  |  | 1 Medium A19 75w |  | 1 | No | [14 empty] | 0 | [12 empty] | 184.95 | 369.9 | 554.85 | W:9 1/4'' H:15 7/8'' E:10 7/8'' | 6.67 |  |  | 9.25 | 15.875 | Screw(s) |  |  |  |  | 10.875 | [25 empty] | W:6 7/8'' H:7 1/2'' OB UP:5 5/8'' Rectangular |  |  |  | 8 |  |  |  | Hardwired | 0 | 0 | 0 | 0 | 0 | 0 | 0 | 0 | 0 | 0 | 0 | 014817573954 | 19.75 | 14.25 | 13.25 | 10.4 | 2.158 | 175 | Yes | [9 empty] | cUL Wet | NEWPORT 1L LANTERN P.B.STL | 1 - Light Wall Lantern |  | OL14302PBS.jpg | OL14302PBS.jpg
OL14303ANBZ | 4 - Light Wall Lantern | The nautical-inspired Newport outdoor lighting is complete with lighthouse details including a vented top and a detailed cast frame surrounding an inner Opal Etched glass inner shade. Newport is available in either Painted Silver or Antique Bronze outdoor finishes and is made of StoneStrong - a unique synthetic composition that is made tough enough to withstand harsh environmental conditions, making it a great choice for Coastal applications. | OUTDOOR | Newport | Outdoor Lighting | Antique Bronze | ANBZ | StoneStrong | Clear Seeded Glass | D:8.375" H:16.375" |  |  | 4 Candelabra Torpedo 60w |  | 4 | No | [14 empty] | 0 | [12 empty] | 288.45 | 576.9 | 865.35 | W:10 1/2'' H:19 7/8'' E:12 1/8'' | 10.6 |  |  | 10.5 | 19.875 | Screw(s) |  |  |  |  | 12.125 | [25 empty] | DP:1 1/8'' W:6 7/8'' H:7 1/2'' OB UP:6 1/8'' Rectangular |  |  |  | 8 |  |  |  | Hardwired | 0 | 0 | 0 | 0 | 0 | 0 | 0 | 0 | 0 | 0 | 0 | 014817581171 | 27 | 24.25 | 14 | 16.6 | 5.305 | 250 | Yes | [9 empty] | cETL Wet | NEWPORT 4L WALL LNTRN ANBZ | 4 - Light Wall Lantern |  | OL14303ANBZ.jpg | OL14303ANBZ.jpg
OL14303PBS | 2 - Light Wall Lantern | The nautical-inspired Newport outdoor lighting is complete with lighthouse details including a vented top and a detailed cast frame surrounding an inner Opal Etched glass inner shade. Newport is available in either Painted Silver or Antique Bronze outdoor finishes and is made of StoneStrong - a unique synthetic composition that is made tough enough to withstand harsh environmental conditions, making it a great choice for Coastal applications. | OUTDOOR | Newport | Outdoor Lighting | Painted Brushed Steel | PBS | StoneStrong | Etched Glass | D:8.375" H:16.375" |  |  | 2 Medium A19 75w |  | 2 | No | [14 empty] | 0 | [12 empty] | 288.45 | 576.9 | 865.35 | W:10 1/2'' H:19 7/8'' E:12 1/8'' | 10.6 |  |  | 10.5 | 19.875 | Screw(s) |  |  |  |  | 12.125 | [25 empty] | W:6 7/8'' H:7 1/2'' OB UP:6'' Rectangular |  |  |  | 8 |  |  |  | Hardwired | 0 | 0 | 0 | 0 | 0 | 0 | 0 | 0 | 0 | 0 | 0 | 014817573961 | 26.5 | 24.25 | 14 | 15.9 | 5.206 | 250 | Yes | [9 empty] | cUL Wet | NEWPORT 2L LANTERN P.B.STL | 2 - Light Wall Lantern |  | OL14303PBS.jpg | OL14303PBS.jpg
OL14307ANBZ | 3 - Light Post Lantern | The nautical-inspired Newport outdoor lighting is complete with lighthouse details including a vented top and a detailed cast frame surrounding an inner Opal Etched glass inner shade. Newport is available in either Painted Silver or Antique Bronze outdoor finishes and is made of StoneStrong - a unique synthetic composition that is made tough enough to withstand harsh environmental conditions, making it a great choice for Coastal applications. | OUTDOOR | Newport | Outdoor Lighting | Antique Bronze | ANBZ | StoneStrong | Clear Seeded Glass | D:7.125" H:12.75" |  |  | 3 Candelabra Torpedo 60w |  | 3 | No | [14 empty] | 0 | [12 empty] | 184.95 | 369.9 | 554.85 | D:9 1/4'' H:18 1/2'' | 7.9 | 9.25 |  |  | 18.5 | Post | [31 empty] | D:3'' Round |  |  | 8 |  |  |  | Hardwired | 0 | 0 | 0 | 0 | 0 | 0 | 0 | 0 | 0 | 0 | 0 | 014817581188 | 23.75 | 12.25 | 13.25 | 8.3 | 2.231 | 250 | Yes | [9 empty] | cETL Wet | NEWORT 3L POST LNTRN ANBZ | 3 - Light Post Lantern |  | OL14307ANBZ.jpg | OL14307ANBZ.jpg
OL14307PBS | 1 - Light Post Lantern | The nautical-inspired Newport outdoor lighting is complete with lighthouse details including a vented top and a detailed cast frame surrounding an inner Opal Etched glass inner shade. Newport is available in either Painted Silver or Antique Bronze outdoor finishes and is made of StoneStrong - a unique synthetic composition that is made tough enough to withstand harsh environmental conditions, making it a great choice for Coastal applications. | OUTDOOR | Newport | Outdoor Lighting | Painted Brushed Steel | PBS | StoneStrong | Etched Glass | D:7.25" H:12.75" |  |  | 1 Medium A19 75w |  | 1 | No | [14 empty] | 0 | [12 empty] | 184.95 | 369.9 | 554.85 | D:9 1/4'' H:18 1/2'' | 6.7 | 9.25 |  |  | 18.5 | Post | [34 empty] | 8 |  |  |  | Hardwired | 0 | 0 | 0 | 0 | 0 | 0 | 0 | 0 | 0 | 0 | 0 | 014817573978 | 24 | 13.5 | 12.25 | 8.7 | 2.297 | 250 | Yes | [9 empty] | cUL Wet | NEWPORT 1L POST P.B.STL | 1 - Light Post Lantern |  | OL14307PBS.jpg | OL14307PBS.jpg
OL14309ANBZ | 1 - Light Hanging Lantern | The nautical-inspired Newport outdoor lighting is complete with lighthouse details including a vented top and a detailed cast frame surrounding an inner Opal Etched glass inner shade. Newport is available in either Painted Silver or Antique Bronze outdoor finishes and is made of StoneStrong - a unique synthetic composition that is made tough enough to withstand harsh environmental conditions, making it a great choice for Coastal applications. | OUTDOOR | Newport | Outdoor Lighting | Antique Bronze | ANBZ | StoneStrong | Clear Seeded Glass | D:7.125" H:12.75" |  |  | 1 Medium A19 75w |  | 1 | No | [14 empty] | 0 | [12 empty] | 185.45 | 370.9 | 556.35 | D:9 1/4'' H:18 1/2'' O:83 7/8'' | 5.1 | 9.25 |  |  | 18.5 | Screw Collar - Chain |  |  | 83.875 | [26 empty] | D:5 1/8'' H:1 1/8'' Round |  |  |  |  | 180 | Black | 60 |  | Hardwired | 0 | 0 | 0 | 0 | 0 | 0 | 0 | 0 | 0 | 0 | 0 | 014817581195 | 21.25 | 14 | 12.5 | 9.8 | 2.152 | 175 | Yes | [9 empty] | cETL Damp | NEWPORT 1L HANGING LNTRN ANBZ | 1 - Light Hanging Lantern |  | OL14309ANBZ.jpg | OL14309ANBZ.jpg
OL14309PBS | 1 - Light Hanging Lantern | The nautical-inspired Newport outdoor lighting is complete with lighthouse details including a vented top and a detailed cast frame surrounding an inner Opal Etched glass inner shade. Newport is available in either Painted Silver or Antique Bronze outdoor finishes and is made of StoneStrong - a unique synthetic composition that is made tough enough to withstand harsh environmental conditions, making it a great choice for Coastal applications. | OUTDOOR | Newport | Outdoor Lighting | Painted Brushed Steel | PBS | StoneStrong | Etched Glass | D:7.25" H:12.75" |  |  | 1 Medium A19 75w |  | 1 | No | [14 empty] | 0 | [12 empty] | 185.45 | 370.9 | 556.35 | D:9 1/4'' H:18 1/2'' | 12 | 9.25 |  |  | 18.5 | Screw Collar - Chain | [29 empty] | D:5 1/8'' H:1 1/8'' Round |  |  |  |  | 180 | Clear Silver | 60 |  | Hardwired | 0 | 0 | 0 | 0 | 0 | 0 | 0 | 0 | 0 | 0 | 0 | 014817573985 | 21.25 | 14 | 12.25 | 10.6 | 2.109 | 175 | Yes | [9 empty] | cUL Damp | NEWPORT 1L PENDANT P.B.STL | 1 - Light Hanging Lantern |  | OL14309PBS.jpg | OL14309PBS.jpg
OL14310DWZ | 3 - Light Wall Lantern | Patrice showcases Feiss' Collection's unwavering commitment to robust construction and craftsmanship. Using our NEW Deep Abyss finish, Patrice is heavily textured and tactile, appearing as though it was pulled from a shipwreck. This humble design with its oval motifs is fitting for a wide range of decor. Patrice also features three outdoor fixtures with a rustic Dark Weathered Zinc finish. The outdoor chandeliers include glass candle covers to protect the lamping. All Patrice chandeliers are damp-rated for use in indoor and covered outdoor spaces. | OUTDOOR | Patrice | Outdoor Lighting | Dark Weathered Zinc | DWZ | Steel |  |  |  |  | 3 Candelabra Torpedo 60w |  | 3 | No | [14 empty] | 0 | [12 empty] | 138.45 | 276.9 | 415.35 | W:9'' H:22 1/2'' E:5 1/8'' | 8 |  |  | 9 | 22.5 | Cap Nuts |  |  |  |  | 5.125 | [25 empty] | DP:3/4'' W:8 3/8'' H:22 3/8'' OB UP:10 1/4'' Rectangular |  |  |  | 8 |  |  |  | Hardwired | 0 | 0 | 0 | 0 | 0 | 0 | 0 | 0 | 0 | 0 | 0 | 014817580549 | 27 | 12.75 | 9.5 | 11.6 | 1.893 | 125 | Yes | [9 empty] | cETL Wet | PATRICE 3L WALL LANTERN DWZ | 3 - Light Wall Lantern | up mount only | OL14310DWZ.jpg | OL14310DWZ.jpg
OL14311DWZ | 2 - Light Wall Lantern | Patrice showcases Feiss' Collection's unwavering commitment to robust construction and craftsmanship. Using our NEW Deep Abyss finish, Patrice is heavily textured and tactile, appearing as though it was pulled from a shipwreck. This humble design with its oval motifs is fitting for a wide range of decor. Patrice also features three outdoor fixtures with a rustic Dark Weathered Zinc finish. The outdoor chandeliers include glass candle covers to protect the lamping. All Patrice chandeliers are damp-rated for use in indoor and covered outdoor spaces. | OUTDOOR | Patrice | Outdoor Lighting | Dark Weathered Zinc | DWZ | Steel |  |  |  |  | 2 Candelabra Torpedo 60w |  | 2 | No | [14 empty] | 0 | [12 empty] | 103.45 | 206.9 | 310.35 | W:6'' H:17 1/4'' E:5 1/8'' | 6 |  |  | 6 | 17.25 | Cap Nuts |  |  |  |  | 5.125 | [25 empty] | DP:3/4'' W:5 3/8'' H:17 1/4'' OB UP:8 1/8'' Rectangular |  |  |  | 8 |  |  |  | Hardwired | 0 | 0 | 0 | 0 | 0 | 0 | 0 | 0 | 0 | 0 | 0 | 014817580556 | 22 | 9.34 | 8.34 | 7 | 0.992 | 125 | Yes | [8 empty] | ETL Wet |  | PATRICE 2L WALL LANTERN DWZ | 2 - Light Wall Lantern | up mount only | OL14311DWZ.jpg | OL14311DWZ.jpg
OL14370CO | 1 - Light Wall Lantern | Randhurst outdoor fixtures are a modern interpretation of an antique gas lantern, made of StoneStrong composite material that can withstand the harshest outdoor elements and finished off with our NEW rough-hewn, Copper Oxide finish. Handcrafted stepped details, grommets and open vents on the crown add charm to this period-inspired collection. | OUTDOOR | Randhurst | Outdoor Lighting | Copper Oxide | CO | StoneStrong |  |  |  |  | 1 Medium A19 75w |  | 1 | No | [14 empty] | 0 | [12 empty] | 51.95 | 103.9 | 155.85 | W:5 7/8'' H:13 1/2'' E:5 7/8'' | 3.1 |  |  | 5.875 | 13.5 | Screw(s) |  |  |  |  | 5.875 | [25 empty] | DP:7/8'' W:4 3/4'' H:7 1/4'' OB UP:9 1/2'' Rectangular |  |  |  | 8 |  |  |  | Hardwired | 0 | 0 | 0 | 0 | 0 | 0 | 0 | 0 | 0 | 0 | 0 | 014817581096 | 17.25 | 12 | 9 | 4.8 | 1.078 | 175 | Yes | [9 empty] | cETL Wet | RANDHURST 1L SM WALL LNTRN CO | 1 - Light Wall Lantern |  | OL14370CO.jpg | OL14370CO.jpg
OL14371CO | 1 - Light Wall Lantern | Randhurst outdoor fixtures are a modern interpretation of an antique gas lantern, made of StoneStrong composite material that can withstand the harshest outdoor elements and finished off with our NEW rough-hewn, Copper Oxide finish. Handcrafted stepped details, grommets and open vents on the crown add charm to this period-inspired collection. | OUTDOOR | Randhurst | Outdoor Lighting | Copper Oxide | CO | StoneStrong |  |  |  |  | 1 Medium A19 75w |  | 1 | No | [14 empty] | 0 | [12 empty] | 69.45 | 138.9 | 208.35 | W:7 3/8'' H:16 1/4'' E:7 1/4'' | 5.1 |  |  | 7.375 | 16.25 | Screw(s) |  |  |  |  | 7.25 | [25 empty] | DP:1'' W:6'' H:9'' OB UP:11 1/4'' Rectangular |  |  |  | 8 |  |  |  | Hardwired | 0 | 0 | 0 | 0 | 0 | 0 | 0 | 0 | 0 | 0 | 0 | 014817581102 | 19.5 | 13.5 | 10.5 | 7.3 | 1.6 | 175 | Yes | [9 empty] | cETL Wet | RANDHURST 1L MED WALL LNTRN CO | 1 - Light Wall Lantern |  | OL14371CO.jpg | OL14371CO.jpg
OL14372CO | 3 - Light Wall Lantern | Randhurst outdoor fixtures are a modern interpretation of an antique gas lantern, made of StoneStrong composite material that can withstand the harshest outdoor elements and finished off with our NEW rough-hewn, Copper Oxide finish. Handcrafted stepped details, grommets and open vents on the crown add charm to this period-inspired collection. | OUTDOOR | Randhurst | Outdoor Lighting | Copper Oxide | CO | StoneStrong |  |  |  |  | 3 Candelabra Torpedo 60w |  | 3 | No | [14 empty] | 0 | [12 empty] | 103.45 | 206.9 | 310.35 | W:8 7/8'' H:20 1/8'' E:8 5/8'' | 9 |  |  | 8.875 | 20.125 | Screw(s) |  |  |  |  | 8.625 | [25 empty] | DP:1'' W:7 1/4'' H:11 3/4'' OB UP:13 1/2'' Rectangular |  |  |  | 8 |  |  |  | Hardwired | 0 | 0 | 0 | 0 | 0 | 0 | 0 | 0 | 0 | 0 | 0 | 014817581119 | 23.5 | 12.5 | 14.75 | 11.2 | 2.507 | 175 | Yes | [9 empty] | cETL Wet | RANDHURST 3L LG WALL LNTRN CO | 3 - Light Wall Lantern |  | OL14372CO.jpg | OL14372CO.jpg
OL14373CO | 3 - Light Post/Pier Lantern | Randhurst outdoor fixtures are a modern interpretation of an antique gas lantern, made of StoneStrong composite material that can withstand the harshest outdoor elements and finished off with our NEW rough-hewn, Copper Oxide finish. Handcrafted stepped details, grommets and open vents on the crown add charm to this period-inspired collection. | OUTDOOR | Randhurst | Outdoor Lighting | Copper Oxide | CO | StoneStrong |  |  |  |  | 3 Candelabra Torpedo 60w |  | 3 | No | [14 empty] | 0 | [12 empty] | 109.95 | 219.9 | 329.85 | L:8 7/8'' W:7 3/4'' H:23 5/8'' | 6.2 |  | 8.875 | 7.75 | 23.625 | Post Mount | [31 empty] | D:3'' Round |  |  | 12 | Black/White |  |  | Hardwired | 0 | 0 | 0 | 0 | 0 | 0 | 0 | 0 | 0 | 0 | 0 | 014817581126 | 28.5 | 12.5 | 13.5 | 11.2 | 2.783 | 175 | Yes | [9 empty] | cETL Wet | RANDHURST 3L POST LANTERN CO | 3 - Light Post/Pier Lantern |  | OL14373CO.jpg | OL14373CO.jpg
OL14374CO | 3 - Light Hanging Lantern | Randhurst outdoor fixtures are a modern interpretation of an antique gas lantern, made of StoneStrong composite material that can withstand the harshest outdoor elements and finished off with our NEW rough-hewn, Copper Oxide finish. Handcrafted stepped details, grommets and open vents on the crown add charm to this period-inspired collection. | OUTDOOR | Randhurst | Outdoor Lighting | Copper Oxide | CO | StoneStrong |  |  |  |  | 3 Candelabra Torpedo 60w |  | 3 | No | [14 empty] | 0 | [12 empty] | 115.45 | 230.9 | 346.35 | L:7 3/4'' W:8 7/8'' H:20 1/4'' O:85 7/8'' | 7 |  | 7.75 | 8.875 | 20.25 | Screw Collar - Chain |  |  | 85.875 | [26 empty] | D:5 1/8'' H:1 1/8'' Round |  |  |  |  | 180 | Brown | 60 |  | Hardwired | 0 | 0 | 0 | 0 | 0 | 0 | 0 | 0 | 0 | 0 | 0 | 014817581133 | 22.25 | 12.25 | 13.75 | 11.8 | 2.169 | 175 | Yes | [9 empty] | cETL Damp | RANDHURST 3L HANGING LNTRN CO | 3 - Light Hanging Lantern |  | OL14374CO.jpg | OL14374CO.jpg
OL14400SBL | 2 - Light Pocket Wall Lantern | Galena is a Europe-inspired classic lantern. Simple and refined, Galena features a gently curved hook detail atop a vented, square-off roofline, and candle tubes floating within the tapered Clear Seeded glass shades. Galena is a warm, welcoming silhouette offered in our NEW Sable finish. | OUTDOOR | Galena | Outdoor Lighting | Sable | SBL | Stainless Steel |  |  |  |  | 2 Candelabra Torpedo 60w |  | 2 | No | [14 empty] | 0 | [12 empty] | 80.45 | 160.9 | 241.35 | W:9 1/2'' H:17'' E:6 3/8'' | 2.2 |  |  | 9.5 | 17 | Cap Nuts |  |  |  |  | 6.375 | [25 empty] | DP:1'' W:8 5/8'' H:9 5/8'' OB UP:10'' Rectangular |  |  |  | 8 |  |  |  | Hardwired | 0 | 0 | 0 | 0 | 0 | 0 | 0 | 0 | 0 | 0 | 0 | 014817580600 | 18.5 | 13 | 10.5 | 2.65 | 1.461 | 300 | Yes | [9 empty] | cETL Wet | GALENA 2L POCKET WALL LANTERN SBL | 2 - Light Pocket Wall Lantern |  | OL14400SBL.jpg | OL14400SBL.jpg
OL14401SBL | 1 - Light Wall Lantern | Galena is a Europe-inspired classic lantern. Simple and refined, Galena features a gently curved hook detail atop a vented, square-off roofline, and candle tubes floating within the tapered Clear Seeded glass shades. Galena is a warm, welcoming silhouette offered in our NEW Sable finish. | OUTDOOR | Galena | Outdoor Lighting | Sable | SBL | Stainless Steel |  |  |  |  | 1 Medium A19 75w |  | 1 | No | [14 empty] | 0 | [12 empty] | 45.95 | 91.9 | 137.85 | W:6'' H:10 7/8'' E:6 7/8'' | 3 |  |  | 6 | 10.875 | Cap Nuts |  |  |  |  | 6.875 | [25 empty] | DP:3/4'' W:4 1/2'' H:4 1/2'' OB UP:4'' Rectangular |  |  |  | 8 |  |  |  | Hardwired | 0 | 0 | 0 | 0 | 0 | 0 | 0 | 0 | 0 | 0 | 0 | 014817580563 | 13 | 9.75 | 9 | 3.6 | 0.66 | 175 | Yes | [9 empty] | cETL Wet | GALENA 1L SMALL WALL LANTERN SBL | 1 - Light Wall Lantern | down mount only | OL14401SBL.jpg | OL14401SBL.jpg
OL14402SBL | 1 - Light Wall Lantern | Galena is a Europe-inspired classic lantern. Simple and refined, Galena features a gently curved hook detail atop a vented, square-off roofline, and candle tubes floating within the tapered Clear Seeded glass shades. Galena is a warm, welcoming silhouette offered in our NEW Sable finish. | OUTDOOR | Galena | Outdoor Lighting | Sable | SBL | Stainless Steel |  |  |  |  | 1 Medium A19 75w |  | 1 | No | [14 empty] | 0 | [12 empty] | 74.45 | 148.9 | 223.35 | W:8'' H:16'' E:9 1/4'' | 5 |  |  | 8 | 16 | Cap Nuts |  |  |  |  | 9.25 | [25 empty] | DP:3/4'' W:4 1/2'' H:5'' OB UP:7 3/8'' Rectangular |  |  |  | 8 |  |  |  | Hardwired | 0 | 0 | 0 | 0 | 0 | 0 | 0 | 0 | 0 | 0 | 0 | 014817580570 | 19.5 | 11.25 | 11 | 6.2 | 1.396 | 175 | Yes | [9 empty] | cETL Wet | GALENA 1L MEDIUM WALL LANTERN SBL | 1 - Light Wall Lantern |  | OL14402SBL.jpg | OL14402SBL.jpg
OL14403SBL | 3 - Light Wall Lantern | Galena is a Europe-inspired classic lantern. Simple and refined, Galena features a gently curved hook detail atop a vented, square-off roofline, and candle tubes floating within the tapered Clear Seeded glass shades. Galena is a warm, welcoming silhouette offered in our NEW Sable finish. | OUTDOOR | Galena | Outdoor Lighting | Sable | SBL | Stainless Steel |  |  |  |  | 3 Candelabra Torpedo 60w |  | 3 | No | [14 empty] | 0 | [12 empty] | 103.45 | 206.9 | 310.35 | W:9 1/2'' H:19'' E:10 3/4'' | 7.2 |  |  | 9.5 | 19 | Cap Nuts |  |  |  |  | 10.75 | [25 empty] | DP:3/4'' W:4 1/2'' H:5'' OB UP:7 3/4'' Rectangular |  |  |  | 8 |  |  |  | Hardwired | 0 | 0 | 0 | 0 | 0 | 0 | 0 | 0 | 0 | 0 | 0 | 014817580587 | 23.5 | 14 | 13.25 | 10 | 2.523 | 175 | Yes | [9 empty] | cETL Wet | GALENA 3L LARGE WALL LANTERN SBL | 3 - Light Wall Lantern | down mount only | OL14403SBL.jpg | OL14403SBL.jpg
OL14404SBL | 4 - Light Wall Lantern | Galena is a Europe-inspired classic lantern. Simple and refined, Galena features a gently curved hook detail atop a vented, square-off roofline, and candle tubes floating within the tapered Clear Seeded glass shades. Galena is a warm, welcoming silhouette offered in our NEW Sable finish. | OUTDOOR | Galena | Outdoor Lighting | Sable | SBL | Stainless Steel |  |  |  |  | 4 Candelabra Torpedo 60w |  | 4 | No | [14 empty] | 0 | [12 empty] | 149.95 | 299.9 | 449.85 | W:13 1/4'' H:25 3/8'' E:14 3/4'' | 9 |  |  | 13.25 | 25.375 | Cap Nuts |  |  |  |  | 14.75 | [25 empty] | DP:3/4'' W:5'' H:12'' OB UP:9'' Rectangular |  |  |  | 8 |  |  |  | Hardwired | 0 | 0 | 0 | 0 | 0 | 0 | 0 | 0 | 0 | 0 | 0 | 014817580594 | 29.5 | 18.25 | 18 | 16.7 | 5.608 | 250 | Yes | [9 empty] | cETL Wet | GALENA 4L XL WALL LANTERN SBL | 4 - Light Wall Lantern |  | OL14404SBL.jpg | OL14404SBL.jpg
OL14405SBL | 4 - Light Wall Lantern | Galena is a Europe-inspired classic lantern. Simple and refined, Galena features a gently curved hook detail atop a vented, square-off roofline, and candle tubes floating within the tapered Clear Seeded glass shades. Galena is a warm, welcoming silhouette offered in our NEW Sable finish. | OUTDOOR | Galena | Outdoor Lighting | Sable | SBL | Stainless Steel |  |  |  |  | 4 Candelabra Torpedo 60w |  | 4 | No | [14 empty] | 0 | [12 empty] | 253.95 | 507.9 | 761.85 | W:17'' H:33 3/8'' E:19 1/8'' | 14 |  |  | 17 | 33.375 | Cap Nuts |  |  |  |  | 19.125 | [25 empty] | DP:1'' W:6 1/2'' H:18 3/4'' OB UP:16 1/2'' Rectangular |  |  |  | 8 |  |  |  | Hardwired | 0 | 0 | 0 | 0 | 0 | 0 | 0 | 0 | 0 | 0 | 0 | 014817580648 | 37.75 | 23 | 22.75 | 30.4 | 11.431 | 250 | Yes | [9 empty] | cETL Wet | GALENA 4L XXL WALL LANTERN SBL | 4 - Light Wall Lantern | down mount only | OL14405SBL.jpg | OL14405SBL.jpg
OL14406SBL | 3 - Light Post/Pier Lantern | Galena is a Europe-inspired classic lantern. Simple and refined, Galena features a gently curved hook detail atop a vented, square-off roofline, and candle tubes floating within the tapered Clear Seeded glass shades. Galena is a warm, welcoming silhouette offered in our NEW Sable finish. | OUTDOOR | Galena | Outdoor Lighting | Sable | SBL | Stainless Steel |  |  |  |  | 3 Candelabra Torpedo 60w |  | 3 | No | [14 empty] | 0 | [12 empty] | 103.45 | 206.9 | 310.35 | L:9 1/2'' W:9 1/2'' H:23 1/4'' | 7 |  | 9.5 | 9.5 | 23.25 | Post Mount | [34 empty] | 12 | Black/White |  |  | Hardwired | 0 | 0 | 0 | 0 | 0 | 0 | 0 | 0 | 0 | 0 | 0 | 014817580624 | 25.25 | 13.75 | 13.75 | 8.8 | 2.763 | 250 | Yes | [9 empty] | cETL Wet | GALENA 3L POST LANTERN SBL | 3 - Light Post/Pier Lantern |  | OL14406SBL.jpg | OL14406SBL.jpg
OL14407SBL | 4 - Light Post/Pier Lantern | Galena is a Europe-inspired classic lantern. Simple and refined, Galena features a gently curved hook detail atop a vented, square-off roofline, and candle tubes floating within the tapered Clear Seeded glass shades. Galena is a warm, welcoming silhouette offered in our NEW Sable finish. | OUTDOOR | Galena | Outdoor Lighting | Sable | SBL | Stainless Steel |  |  |  |  | 4 Candelabra Torpedo 60w |  | 4 | No | [14 empty] | 0 | [12 empty] | 149.95 | 299.9 | 449.85 | L:13 1/4'' W:13 1/4'' H:29'' | 9 |  | 13.25 | 13.25 | 29 | Post Mount | [34 empty] | 12 | Black/White |  |  | Hardwired | 0 | 0 | 0 | 0 | 0 | 0 | 0 | 0 | 0 | 0 | 0 | 014817580631 | 31.75 | 18.5 | 18 | 14.4 | 6.118 | 250 | Yes | [9 empty] | cETL Wet | GALENA 4L POST LANTERN SBL | 4 - Light Post/Pier Lantern |  | OL14407SBL.jpg | OL14407SBL.jpg
OL14408SBL | 4 - Light Hanging Lantern | Galena is a Europe-inspired classic lantern. Simple and refined, Galena features a gently curved hook detail atop a vented, square-off roofline, and candle tubes floating within the tapered Clear Seeded glass shades. Galena is a warm, welcoming silhouette offered in our NEW Sable finish. | OUTDOOR | Galena | Outdoor Lighting | Sable | SBL | Stainless Steel |  |  |  |  | 4 Candelabra Torpedo 60w |  | 4 | No | [14 empty] | 0 | [12 empty] | 150.45 | 300.9 | 451.35 | L:13 1/4'' W:13 1/4'' H:23 3/8'' O:85 1/8'' | 8 |  | 13.25 | 13.25 | 23.375 | Center Lock-Up |  |  | 85.125 | [26 empty] | DP:4 7/8'' W:4 7/8'' H:1 1/8'' Square |  |  |  |  | 180 | Brown | 60 |  | Hardwired | 0 | 0 | 0 | 0 | 0 | 0 | 0 | 0 | 0 | 0 | 0 | 014817580617 | 25.25 | 18.25 | 18 | 15.3 | 4.8 | 250 | Yes | [9 empty] | cETL Damp | GALENA 4L SMALL HANGING LANTERN SBL | 4 - Light Hanging Lantern |  | OL14408SBL.jpg | OL14408SBL.jpg
OL14409SBL | 4 - Light Hanging Lantern | Galena is a Europe-inspired classic lantern. Simple and refined, Galena features a gently curved hook detail atop a vented, square-off roofline, and candle tubes floating within the tapered Clear Seeded glass shades. Galena is a warm, welcoming silhouette offered in our NEW Sable finish. | OUTDOOR | Galena | Outdoor Lighting | Sable | SBL | Stainless Steel |  |  |  |  | 4 Candelabra Torpedo 60w |  | 4 | No | [14 empty] | 0 | [12 empty] | 254.95 | 509.9 | 764.85 | L:17 1/2'' W:17 1/2'' H:29 1/4'' O:91 5/8'' | 11 |  | 17.5 | 17.5 | 29.25 | Center Lock-Up |  |  | 91.625 | [26 empty] | DP:4 7/8'' W:4 7/8'' H:1 1/8'' Square |  |  |  |  | 180 | Brown | 60 |  | Hardwired | 0 | 0 | 0 | 0 | 0 | 0 | 0 | 0 | 0 | 0 | 0 | 014817580655 | 32 | 23 | 22.75 | 25 | 9.69 | 250 | Yes | [9 empty] | cETL Wet | GALENA 4L LARGE HANGING LANTERN SBL | 4 - Light Hanging Lantern |  | OL14409SBL.jpg | OL14409SBL.jpg
OL14500ANBZ/PBB | 1 - Light Wall Lantern | The modern, prairie-style lanterns of Lindbergh feature a two-toned finish, with a Painted Burnished Brass lamp assembly framed by the Antique Bronze cage and clear glass window panes. Lindbergh has a gently curved hook and squared-off handle details that gives each fixture the appearance of floating off the wall. | OUTDOOR | Lindbergh | Outdoor Lighting | Antique Bronze / Painted Burnished Brass | ANBZ/PBB | Stainless Steel |  |  |  |  | 1 Medium A19 75w |  | 1 | No | [14 empty] | 0 | [12 empty] | 80.45 | 160.9 | 241.35 | W:7'' H:11 1/2'' E:6'' | 5.1 |  |  | 7 | 11.5 | Screw(s) |  |  |  |  | 6 | [25 empty] | DP:3/4'' W:4 1/2'' H:5 3/8'' OB UP:6 7/8'' Rectangular |  |  |  | 8 |  |  |  | Hardwired | 0 | 0 | 0 | 0 | 0 | 0 | 0 | 0 | 0 | 0 | 0 | 014817581034 | 14.75 | 11.25 | 10 | 5.4 | 0.96 | 175 | Yes | [9 empty] | cETL Wet | LINDBERGH 1L SM LNTRN ANBZ/PBB | 1 - Light Wall Lantern |  | OL14500ANBZPBB.jpg | OL14500ANBZPBB.jpg
OL14501ANBZ/PBB | 1 - Light Wall Lantern | The modern, prairie-style lanterns of Lindbergh feature a two-toned finish, with a Painted Burnished Brass lamp assembly framed by the Antique Bronze cage and clear glass window panes. Lindbergh has a gently curved hook and squared-off handle details that gives each fixture the appearance of floating off the wall. | OUTDOOR | Lindbergh | Outdoor Lighting | Antique Bronze / Painted Burnished Brass | ANBZ/PBB | Stainless Steel |  |  |  |  | 1 Medium A19 75w |  | 1 | No | [14 empty] | 0 | [12 empty] | 103.45 | 206.9 | 310.35 | W:7 3/4'' H:13 1/8'' E:6 3/4'' | 6.2 |  |  | 7.75 | 13.125 | Screw(s) |  |  |  |  | 6.75 | [25 empty] | DP:3/4'' W:4 7/8'' H:6 1/4'' OB UP:7 1/2'' Rectangular |  |  |  | 8 |  |  |  | Hardwired | 0 | 0 | 0 | 0 | 0 | 0 | 0 | 0 | 0 | 0 | 0 | 014817581041 | 16 | 10.5 | 11.75 | 6.7 | 1.142 | 175 | Yes | [9 empty] | cETL Wet | LINDBERGH 1L M LNTRN ANBZ/PBB | 1 - Light Wall Lantern |  | OL14501ANBZPBB.jpg | OL14501ANBZPBB.jpg
OL14503ANBZ/PBB | 3 - Light Wall Lantern | The modern, prairie-style lanterns of Lindbergh feature a two-toned finish, with a Painted Burnished Brass lamp assembly framed by the Antique Bronze cage and clear glass window panes. Lindbergh has a gently curved hook and squared-off handle details that gives each fixture the appearance of floating off the wall. | OUTDOOR | Lindbergh | Outdoor Lighting | Antique Bronze / Painted Burnished Brass | ANBZ/PBB | Stainless Steel |  |  |  |  | 3 Candelabra Torpedo 60w |  | 3 | No | [14 empty] | 0 | [12 empty] | 172.95 | 345.9 | 518.85 | W:10 5/8'' H:17 5/8'' E:9'' | 8.8 |  |  | 10.625 | 17.625 | Screw(s) |  |  |  |  | 9 | [25 empty] | DP:1'' W:5 7/8'' H:7 7/8'' OB UP:9 5/8'' Rectangular |  |  |  | 8 |  |  |  | Hardwired | 0 | 0 | 0 | 0 | 0 | 0 | 0 | 0 | 0 | 0 | 0 | 014817581065 | 21 | 14 | 15 | 12.5 | 2.552 | 175 | Yes | [9 empty] | cETL Wet | LINDBERGH 3L XL LNTRN ANBZ/PBB | 3 - Light Wall Lantern |  | OL14503ANBZPBB.jpg | OL14503ANBZPBB.jpg
OL14504ANBZ/PBB | 4 - Light Post/Pier Lantern | The modern, prairie-style lanterns of Lindbergh feature a two-toned finish, with a Painted Burnished Brass lamp assembly framed by the Antique Bronze cage and clear glass window panes. Lindbergh has a gently curved hook and squared-off handle details that gives each fixture the appearance of floating off the wall. | OUTDOOR | Lindbergh | Outdoor Lighting | Antique Bronze / Painted Burnished Brass | ANBZ/PBB | Stainless Steel |  |  |  |  | 4 Candelabra Torpedo 60w |  | 4 | No | [14 empty] | 0 | [12 empty] | 161.45 | 322.9 | 484.35 | W:10 5/8'' H:20'' E:7 1/2'' | 9 |  |  | 10.625 | 20 | Post Mount |  |  |  |  | 7.5 | [26 empty] | D:3'' Round |  |  | 12 | Black/White |  |  | Hardwired | 0 | 0 | 0 | 0 | 0 | 0 | 0 | 0 | 0 | 0 | 0 | 014817581072 | 23 | 14 | 13 | 12.3 | 2.422 | 175 | Yes | [9 empty] | cETL Wet | LINDBERGH 4L POST ANBZ/PBB | 4 - Light Post/Pier Lantern |  | OL14504ANBZPBB.jpg | OL14504ANBZPBB.jpg
OL14505ANBZ/PBB | 4 - Light Hanging Lantern | The modern, prairie-style lanterns of Lindbergh feature a two-toned finish, with a Painted Burnished Brass lamp assembly framed by the Antique Bronze cage and clear glass window panes. Lindbergh has a gently curved hook and squared-off handle details that gives each fixture the appearance of floating off the wall. | OUTDOOR | Lindbergh | Outdoor Lighting | Antique Bronze / Painted Burnished Brass | ANBZ/PBB | Stainless Steel |  |  |  |  | 4 Candelabra Torpedo 60w |  | 4 | No | [14 empty] | 0 | [12 empty] | 161.95 | 323.9 | 485.85 | L:10 5/8'' W:7 1/2'' H:16 1/8'' | 9.5 |  | 10.625 | 7.5 | 16.125 | Center Lock-Up |  |  |  | 25.125 - 61.125 | [25 empty] | D:5'' H:1'' Round |  |  |  |  | 180 | Black |  |  | Hardwired | 0 | 0 | 0 | 0 | 0 | 0 | 0 | 0 | 0 | 0 | 0 | 014817581089 | 20.5 | 15 | 13.5 | 12.8 | 2.402 | 175 | Yes | [9 empty] | cETL Damp | LINDBERGH 4L HANG LNT ANBZ/PBB | 4 - Light Hanging Lantern |  | OL14505ANBZPBB.jpg | OL14505ANBZPBB.jpg
OL15002HGG | 1 - Light Outdoor Lantern | The uniquely designed Freemont lighting collection by Feiss marries the warehouse industrial trend with a fully modern color palette and a touch of unexpected glamour with the use of clear crystals shimmering at the pendant and sconce's neck. | OUTDOOR | Freemont | Outdoor Lighting | Hi Gloss Grey | HGG | [5 empty] | 1 Medium A19 100w |  | 1 | No | [14 empty] | 0 | [12 empty] | 81.45 | 162.9 | 244.35 | W:9'' H:13 1/4'' E:10'' | 1.87 |  |  | 9 | 13.25 | Universal Mounting Plate |  |  |  |  | 10 | [25 empty] | D:5'' H:3/4'' OB UP:4 3/8'' OB DOWN:8 7/8'' Round |  |  |  | 8 | Black/White |  |  | Hardwired | 0 | 0 | 0 | 0 | 0 | 0 | 0 | 0 | 0 | 0 | 0 | 014817529067 | 12.5 | 11.75 | 15 | 4.1 | 1.275 | 250 | Yes | [8 empty] | ETL Wet |  | OUTDOOR LANTERN | 1 - Light |  | WB1726HGG.jpg | OL15002HGG.jpg
OL15013SHBL | 1 - Light Outdoor Flushmount | The uniquely designed Freemont lighting collection by Feiss marries the warehouse industrial trend with a fully modern color palette and a touch of unexpected glamour with the use of clear crystals shimmering at the pendant and sconce's neck. | OUTDOOR | Freemont | Outdoor Lighting | Hi Gloss Blue | SHBL | [5 empty] | 1 Medium A19 100w |  | 1 | No | [14 empty] | 0 | [12 empty] | 59.45 | 118.9 | 178.35 | D:9'' H:7 1/8'' | 1.32 | 9 |  |  | 7.125 | Universal Mounting Plate | [29 empty] | D:5'' H:3/4'' Round |  |  |  |  | 8 | Black/White |  |  | Hardwired | 0 | 0 | 0 | 0 | 0 | 0 | 0 | 0 | 0 | 0 | 0 | 014817526868 | 11.75 | 9.25 | 11.5 | 2.6 | 0.723 | 250 | Yes | 2 | 10014817526865 | 23.75 | 10.25 | 12.25 | 6.65 | 1.726 | Yes | ETL Damp |  | OUTDOOR LANTERN FLUSHMOUNT | 1 - Light |  | SF314SHBL.jpg | OL15013SHBL.jpg
OL15100ANBZ-L1 | 1 - Light Outdoor Wall Lantern | Milton exudes attention to detail with a modern design. The entire fixture is constructed of StoneStrong material from the backplate to the exquisite mesh front panel. The light shines downwards, but the rectangular mesh cut out in the front also adds light Assortment include: a small, medium, large and extra large wall lantern, and a one-light post lantern. | OUTDOOR | Milton | Outdoor Lighting | Antique Bronze | ANBZ | StoneStrong | [6 empty] | 1 | No | 7300 | 2700 | 90 | 9 | 120 | 19 - Integrated | LED - Array |  | 5 | 100 | LED | 9 | 9 | 30000 | 0 | [12 empty] | 97.45 | 194.9 | 292.35 | W:6'' H:10'' E:4 5/8'' | 2.86 |  |  | 6 | 10 | Wall / Bath |  |  |  |  | 4.625 | [25 empty] | DP:1/2'' W:5 1/2'' H:6 5/8'' OB UP:5'' OB DOWN:5'' Rectangular |  |  |  | 8 | Black/White |  |  | Hardwired | 0 | 0 | 0 | 0 | 1 | 0 | 1 | 0 | 0 | 0 | 0 | 014817587463 | 12.5 | 8.75 | 8.125 | 3.5 | 0.514 | 125 | Yes | [8 empty] | ETL Wet | cETL Wet | 1L MILTON SM LNTRN ANBZ | 1 - Light Outdoor Wall Lantern |  | OL15100ANBZ-L1.jpg | OL15100ANBZL1.jpg
OL15101ANBZ-L1 | 1 - Light Outdoor Wall Lantern | Milton exudes attention to detail with a modern design. The entire fixture is constructed of StoneStrong material from the backplate to the exquisite mesh front panel. The light shines downwards, but the rectangular mesh cut out in the front also adds light Assortment include: a small, medium, large and extra large wall lantern, and a one-light post lantern. | OUTDOOR | Milton | Outdoor Lighting | Antique Bronze | ANBZ | StoneStrong | [6 empty] | 1 | No | 1120 | 2700 | 90 | 14 | 120 | 19 - Integrated | LED - Array |  | 5 | 100 | LED | 14 | 14 | 30000 | 0 | [12 empty] | 124.95 | 249.9 | 374.85 | W:8'' H:13'' E:6'' | 4.84 |  |  | 8 | 13 | Wall / Bath |  |  |  |  | 6 | [25 empty] | DP:5/8'' W:7 1/2'' H:8 1/4'' OB UP:6 1/2'' OB DOWN:6 1/2'' Rectangular |  |  |  | 8 | Black/White |  |  | Hardwired | 0 | 0 | 0 | 0 | 1 | 0 | 1 | 0 | 0 | 0 | 0 | 014817587470 | 16.125 | 11.38 | 10.125 | 6.1 | 1.075 | 175 | Yes | [8 empty] | ETL Wet | cETL Wet | 1L MILTON MED LNTRN ANBZ | 1 - Light Outdoor Wall Lantern |  | OL15101ANBZ-L1.jpg | OL15101ANBZL1.jpg
OL15103ANBZ-L1 | 1 - Light Outdoor Wall Lantern | Milton exudes attention to detail with a modern design. The entire fixture is constructed of StoneStrong material from the backplate to the exquisite mesh front panel. The light shines downwards, but the rectangular mesh cut out in the front also adds light Assortment include: a small, medium, large and extra large wall lantern, and a one-light post lantern. | OUTDOOR | Milton | Outdoor Lighting | Antique Bronze | ANBZ | StoneStrong | [6 empty] | 1 | No | 1120 | 2700 | 90 | 14 | 120 | 19 - Integrated | LED - Array |  | 5 | 100 | LED | 14 | 14 | 30000 | 0 | [12 empty] | 173.95 | 347.9 | 521.85 | W:10'' H:16 1/4'' E:7 7/8'' | 8.8 |  |  | 10 | 16.25 | Wall / Bath |  |  |  |  | 7.875 | [25 empty] | DP:1'' W:9 1/2'' H:10'' OB UP:8 1/8'' OB DOWN:8 1/8'' Rectangular |  |  |  | 8 | Black/White |  |  | Hardwired | 0 | 0 | 0 | 0 | 1 | 0 | 1 | 0 | 0 | 0 | 0 | 014817587487 | 19.75 | 13.58 | 12.38 | 10.6 | 1.922 | 175 | Yes | [8 empty] | ETL Wet | cETL Wet | 1L MILTON LG LNTRN ANBZ | 1 - Light Outdoor Wall Lantern |  | OL15103ANBZ-L1.jpg | OL15103ANBZL1.jpg
OL15105ANBZ-L1 | 1 - Light Outdoor Wall Lantern | Milton exudes attention to detail with a modern design. The entire fixture is constructed of StoneStrong material from the backplate to the exquisite mesh front panel. The light shines downwards, but the rectangular mesh cut out in the front also adds light Assortment include: a small, medium, large and extra large wall lantern, and a one-light post lantern. | OUTDOOR | Milton | Outdoor Lighting | Antique Bronze | ANBZ | StoneStrong | [6 empty] | 1 | No | 1460 | 2700 | 90 | 18 | 120 | 19 - Integrated | LED - Array |  | 5 | 100 | LED | 18 | 18 | 30000 | 0 | [12 empty] | 239.45 | 478.9 | 718.35 | L:10'' H:23'' E:7 7/8'' | 11 |  | 10 |  | 23 | Wall / Bath |  |  |  |  | 7.875 | [25 empty] | DP:1'' W:9 1/2'' H:10'' OB UP:11 1/2'' OB DOWN:11 1/2'' Rectangular |  |  |  | 8 | Black/White |  |  | Hardwired | 0 | 0 | 0 | 0 | 1 | 0 | 1 | 0 | 0 | 0 | 0 | 014817587494 | 28 | 14.5 | 13 | 14.5 | 3.054 | 175 | Yes | [8 empty] | ETL Wet | cETL Wet | 1L MILTON XL LNTRN ANBZ | 1 - Light Outdoor Wall Lantern |  | OL15105ANBZ-L1.jpg | OL15105ANBZL1.jpg
OL15107ANBZ-L1 | 1 - Light Outdoor Post Lantern | Milton exudes attention to detail with a modern design. The entire fixture is constructed of StoneStrong material from the backplate to the exquisite mesh front panel. The light shines downwards, but the rectangular mesh cut out in the front also adds light Assortment include: a small, medium, large and extra large wall lantern, and a one-light post lantern. | OUTDOOR | Milton | Outdoor Lighting | Antique Bronze | ANBZ | StoneStrong | [6 empty] | 1 | No | 1120 | 2700 | 90 | 14 | 120 | 19 - Integrated | LED - Array |  | 5 | 100 | LED | 14 | 14 | 30000 | 0 | [12 empty] | 190.45 | 380.9 | 571.35 | L:10'' W:7 1/2'' H:18 3/4'' | 8.8 |  | 10 | 7.5 | 18.75 | Post Mount | [34 empty] | 12 | Black/White |  |  | Hardwired | 0 | 0 | 0 | 0 | 1 | 0 | 1 | 0 | 0 | 0 | 0 | 014817587500 | 22.25 | 13.25 | 10.25 | 8 | 1.749 | 175 | Yes | [8 empty] | ETL Wet | cETL Wet | 1L MILTON POST ANBZ | 1 - Light Outdoor Post Lantern |  | OL15107ANBZ-L1.jpg | OL15107ANBZL1.jpg
OL15200ANBZ | 1 - Light Outdoor Wall Lantern | With a salute to coastal New England, Millbrooke is influenced by 19th century carriage lights. Crafted with Stone Strong material and seeded glass, this design features a powder-coated finish that resists weather, fading, chipping, and rusting so your outdoor ensemble stays crisp. | OUTDOOR | Millbrooke | Outdoor Lighting | Antique Bronze | ANBZ | StoneStrong | Water Glass | D:5" H:7.25" |  |  | 1 Medium A19 75w |  | 1 | No | [14 empty] | 0 | [12 empty] | 70.45 | 140.9 | 211.35 | L:6 3/4'' H:12'' E:8 1/4'' | 3.3 |  | 6.75 |  | 12 | Wall / Bath |  |  |  |  | 8.25 | [25 empty] | DP:3/4'' W:4 3/4'' H:5 1/2'' OB UP:5 1/4'' OB DOWN:6 3/4'' Rectangular |  |  |  | 8 | Black/White |  |  | Hardwired | 0 | 0 | 0 | 0 | 0 | 0 | 0 | 0 | 0 | 0 | 0 | 014817590418 | 15 | 11.58 | 11 | 4.8 | 1.106 | 175 | Yes | [8 empty] | ETL Wet | cETL Wet | 1L MILLBROOKE XS LNTRN ANBZ | 1 - Light Outdoor Wall Lantern |  | OL15200ANBZ.jpg | OL15200ANBZ.jpg
OL15201ANBZ | 1 - Light Outdoor Wall Lantern | With a salute to coastal New England, Millbrooke is influenced by 19th century carriage lights. Crafted with Stone Strong material and seeded glass, this design features a powder-coated finish that resists weather, fading, chipping, and rusting so your outdoor ensemble stays crisp. | OUTDOOR | Millbrooke | Outdoor Lighting | Antique Bronze | ANBZ | StoneStrong | Water Glass | D:5" H:10" |  |  | 1 Medium A19 75w |  | 1 | No | [14 empty] | 0 | [12 empty] | 86.45 | 172.9 | 259.35 | L:6 3/4'' H:15 1/2'' E:8 1/4'' | 3.74 |  | 6.75 |  | 15.5 | Wall / Bath |  |  |  |  | 8.25 | [25 empty] | DP:3/4'' W:4 3/4'' H:5 1/2'' OB UP:5 3/4'' OB DOWN:9 3/4'' Rectangular |  |  |  | 8 | Black/White |  |  | Hardwired | 0 | 0 | 0 | 0 | 0 | 0 | 0 | 0 | 0 | 0 | 0 | 014817590425 | 19.38 | 11.58 | 10.75 | 5.5 | 1.396 | 250 | Yes | [8 empty] | ETL Wet | cETL Wet | 1L MILLBROOKE SM LNTRN ANBZ | 1 - Light Outdoor Wall Lantern |  | OL15201ANBZ.jpg | OL15201ANBZ.jpg
OL15202ANBZ | 1 - Light Outdoor Wall Lantern | With a salute to coastal New England, Millbrooke is influenced by 19th century carriage lights. Crafted with Stone Strong material and seeded glass, this design features a powder-coated finish that resists weather, fading, chipping, and rusting so your outdoor ensemble stays crisp. | OUTDOOR | Millbrooke | Outdoor Lighting | Antique Bronze | ANBZ | StoneStrong | Water Glass | D:6.25" H:12.75" |  |  | 1 Medium A19 75w |  | 1 | No | [14 empty] | 0 | [12 empty] | 124.95 | 249.9 | 374.85 | L:8 1/2'' H:19 1/4'' E:10 1/4'' | 7.04 |  | 8.5 |  | 19.25 | Wall / Bath |  |  |  |  | 10.25 | [25 empty] | DP:23/32'' W:4 3/4'' H:7'' OB UP:7'' OB DOWN:12 1/4'' Rectangular |  |  |  | 8 |  |  |  | Hardwired | 0 | 0 | 0 | 0 | 0 | 0 | 0 | 0 | 0 | 0 | 0 | 014817590432 | 22.58 | 13.38 | 13.5 | 8.6 | 2.36 | 250 | Yes | [8 empty] | ETL Wet | cETL Wet | 1L MILLBROOKE MD LNTRN ANBZ | 1 - Light Outdoor Wall Lantern |  | OL15202ANBZ.jpg | OL15202ANBZ.jpg
OL15203ANBZ | 3 - Light Outdoor Wall Lantern | With a salute to coastal New England, Millbrooke is influenced by 19th century carriage lights. Crafted with Stone Strong material and seeded glass, this design features a powder-coated finish that resists weather, fading, chipping, and rusting so your outdoor ensemble stays crisp. | OUTDOOR | Millbrooke | Outdoor Lighting | Antique Bronze | ANBZ | StoneStrong | Water Glass | D:7.5" H:14" |  |  | 3 Candelabra B Torpedo 60w |  | 3 | No | [14 empty] | 0 | [12 empty] | 195.45 | 390.9 | 586.35 | L:10'' H:22 1/4'' E:12'' | 10.12 |  | 10 |  | 22.25 | Wall / Bath |  |  |  |  | 12 | [25 empty] | DP:1'' W:6'' H:9'' OB UP:8 1/4'' OB DOWN:14'' Rectangular |  |  |  | 8 | Black/White |  |  | Hardwired | 0 | 0 | 0 | 0 | 0 | 0 | 0 | 0 | 0 | 0 | 0 | 014817590449 | 26.5 | 13.58 | 25.5 | 14.1 | 5.311 | 250 | Yes | [8 empty] | ETL Wet | cETL Wet | 3L MILLBROOKE LG LNTRN ANBZ | 3 - Light Outdoor Wall Lantern |  | OL15203ANBZ.jpg | OL15203ANBZ.jpg
OL15204ANBZ | 4 - Light Outdoor Wall Lantern | With a salute to coastal New England, Millbrooke is influenced by 19th century carriage lights. Crafted with Stone Strong material and seeded glass, this design features a powder-coated finish that resists weather, fading, chipping, and rusting so your outdoor ensemble stays crisp. | OUTDOOR | Millbrooke | Outdoor Lighting | Antique Bronze | ANBZ | StoneStrong | Water Glass | D:8.625" H:8.875" |  |  | 4 Candelabra B Torpedo 60w |  | 4 | No | [14 empty] | 0 | [12 empty] | 271.95 | 543.9 | 815.85 | L:12'' H:26 7/8'' E:14 1/4'' | 14.08 |  | 12 |  | 26.875 | Wall / Bath |  |  |  |  | 14.25 | [25 empty] | DP:1'' W:6'' H:9'' OB UP:9 1/2'' OB DOWN:17 3/8'' Rectangular |  |  |  | 8 | Black/White |  |  | Hardwired | 0 | 0 | 0 | 0 | 0 | 0 | 0 | 0 | 0 | 0 | 0 | 014817590456 | 30.75 | 15.5 | 30.5 | 20.2 | 8.413 | 250 | Yes | [8 empty] | ETL Wet | cETL Wet | 4L MILLBROOKE XL LNTRN ANBZ | 4 - Light Outdoor Wall Lantern |  | OL15204ANBZ.jpg | OL15204ANBZ.jpg
OL15207ANBZ | 3 - Light Outdoor Post Lantern | With a salute to coastal New England, Millbrooke is influenced by 19th century carriage lights. Crafted with Stone Strong material and seeded glass, this design features a powder-coated finish that resists weather, fading, chipping, and rusting so your outdoor ensemble stays crisp. | OUTDOOR | Millbrooke | Outdoor Lighting | Antique Bronze | ANBZ | StoneStrong | Water Glass | D:7.5" H:15" |  |  | 3 Candelabra B Torpedo 60w |  | 3 | No | [14 empty] | 0 | [12 empty] | 195.45 | 390.9 | 586.35 | D:10'' H:24 1/2'' | 8.8 | 10 |  |  | 24.5 | Post | [34 empty] | 12 | Black/White |  |  | Hardwired | 0 | 0 | 0 | 0 | 0 | 0 | 0 | 0 | 0 | 0 | 0 | 014817590470 | 24.25 | 13 | 24 | 12.2 | 4.378 | 250 | Yes | [8 empty] | ETL Wet | cETL Wet | 3L MILLBROOKE POST ANBZ | 3 - Light Outdoor Post Lantern |  | OL15207ANBZ.jpg | OL15207ANBZ.jpg
OL15209ANBZ | 3 - Light Outdoor Pendant | With a salute to coastal New England, Millbrooke is influenced by 19th century carriage lights. Crafted with Stone Strong material and seeded glass, this design features a powder-coated finish that resists weather, fading, chipping, and rusting so your outdoor ensemble stays crisp. | OUTDOOR | Millbrooke | Outdoor Lighting | Antique Bronze | ANBZ | StoneStrong | Water Glass | D:10" H:21.375" |  |  | 3 Candelabra B Torpedo 60w |  | 3 | No | [14 empty] | 0 | [12 empty] | 196.45 | 392.9 | 589.35 | D:10'' H:21 3/8'' | 9.9 | 10 |  |  | 21.375 | Screw Collar - Chain | [29 empty] | D:5 1/8'' H:1'' |  |  |  |  | 180 | Black | 60 |  | Hardwired | 0 | 0 | 0 | 0 | 0 | 0 | 0 | 0 | 0 | 0 | 0 | 014817590463 | 24.25 | 13 | 23.75 | 12.7 | 4.333 | 250 | Yes | [8 empty] | ETL Damp | cETL Damp | 3L MILLBROOKE PNDT ANBZ | 3 - Light Outdoor Pendant |  | OL15209ANBZ.jpg | OL15209ANBZ.jpg
OL15300TXB | 2 - Light Outdoor Wall Lantern | Encased in glass and defined by a textured black finish, Belleville is a candelabra-style wall lantern that illuminates an outdoor space with timeless elegance. Assortment include: a small, medium and large wall lantern, 3-light pendant and 3-light post lantern. | OUTDOOR | Belleville | Outdoor Lighting | Textured Black | TXB | StoneStrong | Clear Glass | W:4.75" H:9.625" |  |  | 2 Candelabra B Torpedo 60w |  | 2 | No | [14 empty] | 0 | [12 empty] | 75.95 | 151.9 | 227.85 | L:6 3/4'' H:12 1/8'' E:5 1/8'' | 4.4 |  | 6.75 |  | 12.125 | Wall / Bath |  |  |  |  | 5.125 | [25 empty] | DP:3/4'' W:5 1/2'' H:5 7/8'' OB UP:6 1/8'' OB DOWN:6'' Rectangular |  |  |  | 8 | Black/White |  |  | Hardwired | 0 | 0 | 0 | 0 | 0 | 0 | 0 | 0 | 0 | 0 | 0 | 014817590487 | 15.5 | 10 | 10.75 | 5.4 | 0.964 | 175 | Yes | [8 empty] | ETL Wet | cETL Wet | 2L BELLEVILLE SM LNTRN TXB | 2 - Light Outdoor Wall Lantern |  | OL15300TXB.jpg | OL15300TXB.jpg
OL15301TXB | 2 - Light Outdoor Wall Lantern | Encased in glass and defined by a textured black finish, Belleville is a candelabra-style wall lantern that illuminates an outdoor space with timeless elegance. Assortment include: a small, medium and large wall lantern, 3-light pendant and 3-light post lantern. | OUTDOOR | Belleville | Outdoor Lighting | Textured Black | TXB | StoneStrong | Clear Glass | W:7" H:17.875" |  |  | 2 Candelabra B Torpedo 60w |  | 2 | No | [14 empty] | 0 | [12 empty] | 135.95 | 271.9 | 407.85 | L:9 1/2'' H:18'' E:6'' | 8.36 |  | 9.5 |  | 18 | Wall / Bath |  |  |  |  | 6 | [25 empty] | DP:3/4'' W:7 1/4'' H:10 5/8'' OB UP:9'' OB DOWN:9'' Rectangular |  |  |  | 8 |  |  |  | Hardwired | 0 | 0 | 0 | 0 | 0 | 0 | 0 | 0 | 0 | 0 | 0 | 014817590494 | 22 | 12.75 | 12 | 10.7 | 1.948 | 175 | Yes | [8 empty] | ETL Wet | cETL Wet | 2L BELLEVILLE MD LNTRN TXB | 2 - Light Outdoor Wall Lantern |  | OL15301TXB.jpg | OL15301TXB.jpg
OL15302TXB | 3 - Light Outdoor Wall Lantern | Encased in glass and defined by a textured black finish, Belleville is a candelabra-style wall lantern that illuminates an outdoor space with timeless elegance. Assortment include: a small, medium and large wall lantern, 3-light pendant and 3-light post lantern. | OUTDOOR | Belleville | Outdoor Lighting | Textured Black | TXB | StoneStrong | Clear Glass | W:8.125" H:20.375" |  |  | 3 Candelabra B Torpedo 60w |  | 3 | No | [14 empty] | 0 | [12 empty] | 217.45 | 434.9 | 652.35 | L:11'' H:23 7/8'' E:7 3/8'' | 12.76 |  | 11 |  | 23.875 | Wall / Bath |  |  |  |  | 7.375 | [25 empty] | DP:3/4'' W:8 7/8'' H:13'' OB UP:12'' OB DOWN:11 7/8'' Rectangular |  |  |  | 8 | Black/White |  |  | Hardwired | 0 | 0 | 0 | 0 | 0 | 0 | 0 | 0 | 0 | 0 | 0 | 014817590500 | 28.58 | 14.75 | 14.38 | 17.7 | 3.508 | 175 | Yes | [8 empty] | ETL Wet | cETL Wet | 3L BELLEVILLE LG LNTRN TXB | 3 - Light Outdoor Wall Lantern |  | OL15302TXB.jpg | OL15302TXB.jpg
OL15307TXB | 4 - Light Outdoor Post Lantern | Encased in glass and defined by a textured black finish, Belleville is a candelabra-style wall lantern that illuminates an outdoor space with timeless elegance. Assortment include: a small, medium and large wall lantern, 3-light pendant and 3-light post lantern. | OUTDOOR | Belleville | Outdoor Lighting | Textured Black | TXB | StoneStrong | Clear Glass | W:7" H:14.875" |  |  | 4 Candelabra B Torpedo 60w |  | 4 | No | [14 empty] | 0 | [12 empty] | 190.45 | 380.9 | 571.35 | L:9 1/2'' W:9 1/2'' H:21 1/2'' | 10.34 |  | 9.5 | 9.5 | 21.5 | Post | [34 empty] | 12 | Black/White |  |  | Hardwired | 0 | 0 | 0 | 0 | 0 | 0 | 0 | 0 | 0 | 0 | 0 | 014817590524 | 25.5 | 13 | 16 | 14.1 | 3.069 | 175 | Yes | [8 empty] | ETL Wet | cETL Wet | 4L BELLEVILLE POST TXB | 4 - Light Outdoor Post Lantern |  | OL15307TXB.jpg | OL15307TXB.jpg
OL15309TXB | 4 - Light Outdoor Pendant | Encased in glass and defined by a textured black finish, Belleville is a candelabra-style wall lantern that illuminates an outdoor space with timeless elegance. Assortment include: a small, medium and large wall lantern, 3-light pendant and 3-light post lantern. | OUTDOOR | Belleville | Outdoor Lighting | Textured Black | TXB | StoneStrong | Clear Glass | W:8.125" H:17.75" |  |  | 4 Candelabra B Torpedo 60w |  | 4 | No | [14 empty] | 0 | [12 empty] | 190.95 | 381.9 | 572.85 | L:9 1/2'' W:9 1/2'' H:18 1/8'' | 11.66 |  | 9.5 | 9.5 | 18.125 | Screw Collar - Chain | [29 empty] | DP:5 1/2'' W:5 1/2'' H:1'' Square |  |  |  |  | 180 | Black | 60 |  | Hardwired | 0 | 0 | 0 | 0 | 0 | 0 | 0 | 0 | 0 | 0 | 0 | 014817590517 | 22.75 | 14 | 16 | 16.7 | 2.949 | 175 | Yes | [8 empty] | ETL Damp | cETL Damp | 4L BELLEVILLE PNDT TXB | 4 - Light Outdoor Pendant |  | OL15309TXB.jpg | OL15309TXB.jpg
OL15400TXB | 1 - Light Outdoor Wall Lantern | A subtle interplay of traditional design elements creates the charming lantern aesthetic of the Warren outdoor family. The textured black finish paired with clear glass constructed in StoneStrong completes the look. | OUTDOOR | Warren | Outdoor Lighting | Textured Black | TXB | StoneStrong | Clear Glass | W:4.75" H:7" |  |  | 1 Medium A19 75w |  | 1 | No | [14 empty] | 0 | [12 empty] | 64.95 | 129.9 | 194.85 | W:6 1/2'' H:14 3/8'' E:7 1/2'' | 3.52 |  |  | 6.5 | 14.375 | Wall / Bath |  |  |  |  | 7.5 | [25 empty] | DP:3/4'' W:5'' H:5 7/8'' OB UP:8 1/8'' OB DOWN:6 1/4'' Rectangular |  |  |  | 8 | Black/White |  |  | Hardwired | 0 | 0 | 0 | 0 | 0 | 0 | 0 | 0 | 0 | 0 | 0 | 014817590531 | 10.5 | 10 | 18 | 4.9 | 1.094 | 175 | Yes | [8 empty] | ETL Wet | cETL Wet | 1L WARREN SM LNTRN TXB | 1 - Light Outdoor Wall Lantern |  | OL15400TXB.jpg | OL15400TXB.jpg
OL15401TXB | 2 - Light Outdoor Wall Lantern | A subtle interplay of traditional design elements creates the charming lantern aesthetic of the Warren outdoor family. The textured black finish paired with clear glass constructed in StoneStrong completes the look. | OUTDOOR | Warren | Outdoor Lighting | Textured Black | TXB | StoneStrong | Clear Glass | W:6.375" H:10.875" |  |  | 2 Candelabra B Torpedo 60w |  | 2 | No | [14 empty] | 0 | [12 empty] | 97.45 | 194.9 | 292.35 | W:8 1/2'' H:19 1/2'' E:9 7/8'' | 6.38 |  |  | 8.5 | 19.5 | Wall / Bath |  |  |  |  | 9.875 | [25 empty] | DP:1'' W:5 7/8'' H:7 7/8'' OB UP:9 3/8'' OB DOWN:10 1/8'' Square |  |  |  | 8 | Black/White |  |  | Hardwired | 0 | 0 | 0 | 0 | 0 | 0 | 0 | 0 | 0 | 0 | 0 | 014817590548 | 14.375 | 12.25 | 22.375 | 8.9 | 2.28 | 250 | Yes | [8 empty] | ETL Wet | cETL Wet | 2L WARREN MD LNTRN TXB | 2 - Light Outdoor Wall Lantern |  | OL15401TXB.jpg | OL15401TXB.jpg
OL15402TXB | 3 - Light Outdoor Wall Lantern | A subtle interplay of traditional design elements creates the charming lantern aesthetic of the Warren outdoor family. The textured black finish paired with clear glass constructed in StoneStrong completes the look. | OUTDOOR | Warren | Outdoor Lighting | Textured Black | TXB | StoneStrong | Clear Glass | W:8.25" H:12.375" |  |  | 3 Candelabra B Torpedo 60w |  | 3 | No | [14 empty] | 0 | [12 empty] | 140.95 | 281.9 | 422.85 | W:10 5/8'' H:22 5/8'' E:12'' | 8.14 |  |  | 10.625 | 22.625 | Wall / Bath |  |  |  |  | 12 | [25 empty] | DP:1'' W:5 7/8'' H:7 7/8'' OB UP:10 1/2'' OB DOWN:12 1/8'' Rectangular |  |  |  | 8 | Black/White |  |  | Hardwired | 0 | 0 | 0 | 0 | 0 | 0 | 0 | 0 | 0 | 0 | 0 | 014817590555 | 16.5 | 14.375 | 25.75 | 12.3 | 3.534 | 250 | Yes | [8 empty] | ETL Wet | cETL Wet | 3L WARREN LG LNTRN TXB | 3 - Light Outdoor Wall Lantern |  | OL15402TXB.jpg | OL15402TXB.jpg
OL15403TXB | 4 - Light Outdoor Wall Lantern | A subtle interplay of traditional design elements creates the charming lantern aesthetic of the Warren outdoor family. The textured black finish paired with clear glass constructed in StoneStrong completes the look. | OUTDOOR | Warren | Outdoor Lighting | Textured Black | TXB | StoneStrong | Clear Glass | W:9.5" H:14.125" |  |  | 4 Candelabra B Torpedo 60w |  | 4 | No | [14 empty] | 0 | [12 empty] | 217.45 | 434.9 | 652.35 | W:12'' H:25 5/8'' E:13 1/2'' | 11 |  |  | 12 | 25.625 | Wall / Bath |  |  |  |  | 13.5 | [25 empty] | DP:1'' W:9'' H:6 3/4'' OB UP:11 3/4'' OB DOWN:13 7/8'' Hexagonal |  |  |  | 8 | Black/White |  |  | Hardwired | 0 | 0 | 0 | 0 | 0 | 0 | 0 | 0 | 0 | 0 | 0 | 014817590562 | 28.25 | 18.25 | 16 | 15.8 | 4.774 | 250 | Yes | [8 empty] | ETL Wet | cETL Wet | 4L WARREN XL LNTRN TXB | 4 - Light Outdoor Wall Lantern |  | OL15403TXB.jpg | OL15403TXB.jpg
OL15404TXB | 4 - Light Outdoor Wall Lantern | A subtle interplay of traditional design elements creates the charming lantern aesthetic of the Warren outdoor family. The textured black finish paired with clear glass constructed in StoneStrong completes the look. | OUTDOOR | Warren | Outdoor Lighting | Textured Black | TXB | StoneStrong | Clear Glass | W:12.875" H:18.75" |  |  | 4 Candelabra B Torpedo 60w |  | 4 | No | [14 empty] | 0 | [12 empty] | 380.95 | 761.9 | 1142.85 | W:16'' H:33 1/8'' E:17 3/4'' | 19.8 |  |  | 16 | 33.125 | Wall / Bath |  |  |  |  | 17.75 | [25 empty] | DP:1 1/8'' W:8 5/8'' H:11 3/4'' OB UP:14 3/8'' OB DOWN:18 3/4'' Rectangular |  |  |  | 8 | Black/White |  |  | Hardwired | 0 | 0 | 0 | 0 | 0 | 0 | 0 | 0 | 0 | 0 | 0 | 014817590579 | 36 | 23.5 | 20.25 | 28.5 | 9.914 | 250 | Yes | [8 empty] | ETL Wet | cETL Wet | 4L WARREN XXL LNTRN TXB | 4 - Light Outdoor Wall Lantern |  | OL15404TXB.jpg | OL15404TXB.jpg
OL15407TXB | 3 - Light Outdoor Post Lantern | A subtle interplay of traditional design elements creates the charming lantern aesthetic of the Warren outdoor family. The textured black finish paired with clear glass constructed in StoneStrong completes the look. | OUTDOOR | Warren | Outdoor Lighting | Textured Black | TXB | StoneStrong | Clear Glass | W:8.25" H:12.375" |  |  | 3 Candelabra B Torpedo 60w |  | 3 | No | [14 empty] | 0 | [12 empty] | 140.95 | 281.9 | 422.85 | L:10 5/8'' W:10 5/8'' H:22 5/8'' | 6.49 |  | 10.625 | 10.625 | 22.625 | Post | [34 empty] | 12 | Black/White |  |  | Hardwired | 0 | 0 | 0 | 0 | 0 | 0 | 0 | 0 | 0 | 0 | 0 | 014817590593 | 22 | 3.625 | 16.25 | 9.2 | 0.75 | 85 | Yes | [8 empty] | ETL Wet | cETL Wet | 3L WARREN POST TXB | 3 - Light Outdoor Post Lantern |  | OL15407TXB.jpg | OL15407TXB.jpg
OL15409TXB | 4 - Light Outdoor Pendant | A subtle interplay of traditional design elements creates the charming lantern aesthetic of the Warren outdoor family. The textured black finish paired with clear glass constructed in StoneStrong completes the look. | OUTDOOR | Warren | Outdoor Lighting | Textured Black | TXB | StoneStrong | Clear Glass | W:9.5" H:14.125" |  |  | 4 Candelabra B Torpedo 60w |  | 4 | No | [14 empty] | 0 | [12 empty] | 224.98 | 449.96 | 674.94 | L:12'' W:12'' H:22'' | 10.12 |  | 12 | 12 | 22 | Screw Collar - Chain | [29 empty] | DP:5 1/2'' W:5 1/2'' H:1'' Square |  |  |  |  | 180 | Black | 60 |  | Hardwired | 0 | 0 | 0 | 0 | 0 | 0 | 0 | 0 | 0 | 0 | 0 | 014817590586 | 23.58 | 15.25 | 18 | 13.7 | 3.746 | 250 | Yes | [8 empty] | ETL Damp | cETL Damp | 4L WARREN XL PNDT TXB | 4 - Light Outdoor Pendant |  | OL15409TXB.jpg | OL15409TXB.jpg
OL17000DWO/ORB | 1 - Light Outdoor Wall Sconce | Based on French countryside influences and a hand-crafted, artisan aesthetic, the Lumière lighting collection by Feiss is rich in texture and celebrates a classic lantern silhouette. Cross-hatched, Dark Weathered Oak wood (pressure treated to minimize cracking and weather well over time) is coupled with seeded glass and rope details to complete the look. The outdoor Lumière in Oil Rubbed Bronze finish is also offered in clean-lined option without the cross-hatched wood. | OUTDOOR | Lumiere' | Outdoor Lighting | Dark Weathered Oak / Oil Rubbed Bronze | DWO/ORB |  | Clear Seeded Glass |  |  |  | 1 Medium A19 60w |  | 1 | No | [14 empty] | 0 | [12 empty] | 149.95 | 299.9 | 449.85 | W:6 1/2'' H:15'' E:5'' | 3.96 |  |  | 6.5 | 15 | Universal Mounting Plate |  |  |  |  | 5 | [25 empty] | DP:3/4'' H:10'' OB UP:9 3/4'' Rectangular |  |  |  | 8 | Black/White |  |  | Hardwired | 0 | 0 | 0 | 0 | 0 | 0 | 0 | 0 | 0 | 0 | 0 | 014817529111 | 18 | 10 | 8.5 | 5.4 | 0.885 | 125 | Yes | [8 empty] | ETL Wet |  | OUTDOOR LANTERN | 1 - Light Outdoor Wall Sconce |  | OL17000DWOORB.jpg | OL17000DWOORB.jpg
OL17004DWO/ORB | 2 - Light Outdoor Wall Sconce | Based on French countryside influences and a hand-crafted, artisan aesthetic, the Lumière lighting collection by Feiss is rich in texture and celebrates a classic lantern silhouette. Cross-hatched, Dark Weathered Oak wood (pressure treated to minimize cracking and weather well over time) is coupled with seeded glass and rope details to complete the look. The outdoor Lumière in Oil Rubbed Bronze finish is also offered in clean-lined option without the cross-hatched wood. | OUTDOOR | Lumiere' | Outdoor Lighting | Dark Weathered Oak / Oil Rubbed Bronze | DWO/ORB |  | Clear Seeded Glass |  |  |  | 2 Medium A19 60w |  | 2 | No | [14 empty] | 0 | [12 empty] | 242.45 | 484.9 | 727.35 | W:11'' H:19'' E:5 5/8'' | 6.6 |  |  | 11 | 19 | Universal Mounting Plate |  |  |  |  | 5.625 | [25 empty] | DP:3/4'' W:10 1/2'' H:13'' OB UP:11 5/8'' Rectangular |  |  |  | 8 | Black/White |  |  | Hardwired | 0 | 0 | 0 | 0 | 0 | 0 | 0 | 0 | 0 | 0 | 0 | 014817529128 | 21.78 | 14.5 | 9.38 | 9.4 | 1.714 | 175 | Yes | [8 empty] | ETL Wet |  | OUTDOOR LANTERN | 2 - Light Outdoor Wall Sconce |  | OL17004DWOORB.jpg | OL17004DWOORB.jpg
OL17005DWO/ORB | 1 - Light Outdoor Wall Sconce | Based on French countryside influences and a hand-crafted, artisan aesthetic, the Lumière lighting collection by Feiss is rich in texture and celebrates a classic lantern silhouette. Cross-hatched, Dark Weathered Oak wood (pressure treated to minimize cracking and weather well over time) is coupled with seeded glass and rope details to complete the look. The outdoor Lumière in Oil Rubbed Bronze finish is also offered in clean-lined option without the cross-hatched wood. | OUTDOOR | Lumiere' | Outdoor Lighting | Dark Weathered Oak / Oil Rubbed Bronze | DWO/ORB |  | Clear Seeded Glass |  |  |  | 1 Medium A19 60w |  | 1 | No | [14 empty] | 0 | [12 empty] | 157.45 | 314.9 | 472.35 | W:6 1/2'' H:15'' E:5'' | 4.4 |  |  | 6.5 | 15 | Universal Mounting Plate |  |  |  |  | 5 | [25 empty] | DP:3/4'' H:14'' Rectangular |  |  |  | 8 | Black/White |  |  | Hardwired | 0 | 0 | 0 | 0 | 0 | 0 | 0 | 0 | 0 | 0 | 0 | 014817529135 | 20.25 | 8.18 | 9.58 | 5.6 | 0.918 | 125 | Yes | [8 empty] | ETL Wet |  | OUTDOOR LANTERN | 1 - Light Outdoor Wall Sconce |  | OL17005DWOORB.jpg | OL17005DWOORB.jpg
OL18000ORB | 1 - Light Outdoor Wall Sconce | Based on French countryside influences and a hand-crafted, artisan aesthetic, the Lumière lighting collection by Feiss is rich in texture and celebrates a classic lantern silhouette. Cross-hatched, Dark Weathered Oak wood (pressure treated to minimize cracking and weather well over time) is coupled with seeded glass and rope details to complete the look. The outdoor Lumière in Oil Rubbed Bronze finish is also offered in clean-lined option without the cross-hatched wood. | OUTDOOR | Lumiere' | Outdoor Lighting | Oil Rubbed Bronze | ORB | Steel / Aluminum / Glass | Clear Seeded Glass |  |  |  | 1 Medium A19 60w |  | 1 | No | [14 empty] | 0 | [12 empty] | 122.45 | 244.9 | 367.35 | W:6 1/2'' H:15'' E:4 7/8'' | 3.98 |  |  | 6.5 | 15 | Universal Mounting Plate |  |  |  |  | 4.875 | [25 empty] | DP:3/4'' H:6 1/4'' Rectangular |  |  |  | 8 | Black/White |  |  | Hardwired | 0 | 0 | 0 | 0 | 0 | 0 | 0 | 0 | 0 | 0 | 0 | 014817528077 | 18.25 | 10.25 | 10 | 5.5 | 1.083 | 175 | Yes | [8 empty] | ETL Wet |  | OUTDOOR LANTERN | 1 - Light Outdoor Wall Sconce |  | OL18000ORB.jpg | OL18000ORB.jpg
OL18002ORB | 1 - Light Outdoor Wall Sconce | Based on French countryside influences and a hand-crafted, artisan aesthetic, the Lumière lighting collection by Feiss is rich in texture and celebrates a classic lantern silhouette. Cross-hatched, Dark Weathered Oak wood (pressure treated to minimize cracking and weather well over time) is coupled with seeded glass and rope details to complete the look. The outdoor Lumière in Oil Rubbed Bronze finish is also offered in clean-lined option without the cross-hatched wood. | OUTDOOR | Lumiere' | Outdoor Lighting | Oil Rubbed Bronze | ORB | Steel / Aluminum / Glass | Clear Seeded Glass |  |  |  | 1 Medium A19 60w |  | 1 | No | [14 empty] | 0 | [12 empty] | 168.45 | 336.9 | 505.35 | W:9 1/4'' H:18 1/2'' E:10'' - 10 1/8'' | 8.14 |  |  | 9.25 | 18.5 | Universal Mounting Plate |  |  |  |  | 10 - 10.125 | [25 empty] | DP:3/4'' H:9 1/4'' Rectangular |  |  |  | 8 | Black/White |  |  | Hardwired | 0 | 0 | 0 | 0 | 0 | 0 | 0 | 0 | 0 | 0 | 0 | 014817528138 | 21.5 | 15.5 | 13.25 | 10.4 | 2.555 | 175 | Yes | [8 empty] | ETL Wet |  | OUTDOOR LANTERN | 1 - Light Outdoor Wall Sconce |  | OL18002ORB.jpg | OL18002ORB.jpg
OL18005ORB | 1 - Light Outdoor Wall Sconce | Based on French countryside influences and a hand-crafted, artisan aesthetic, the Lumière lighting collection by Feiss is rich in texture and celebrates a classic lantern silhouette. Cross-hatched, Dark Weathered Oak wood (pressure treated to minimize cracking and weather well over time) is coupled with seeded glass and rope details to complete the look. The outdoor Lumière in Oil Rubbed Bronze finish is also offered in clean-lined option without the cross-hatched wood. | OUTDOOR | Lumiere' | Outdoor Lighting | Oil Rubbed Bronze | ORB | Steel / Aluminum / Glass | Clear Seeded Glass |  |  |  | 1 Medium A19 60w |  | 1 | No | [14 empty] | 0 | [12 empty] | 140.95 | 281.9 | 422.85 | W:6 1/2'' H:15'' E:4 7/8'' - 5'' | 4.71 |  |  | 6.5 | 15 | Universal Mounting Plate |  |  |  |  | 4.875 - 5 | [25 empty] | DP:3/4'' H:14'' Rectangular |  |  |  | 8 | Black/White |  |  | Hardwired | 0 | 0 | 0 | 0 | 0 | 0 | 0 | 0 | 0 | 0 | 0 | 014817528084 | 18.5 | 10.25 | 9.5 | 6.2 | 1.042 | 175 | Yes | [8 empty] | ETL Wet |  | OUTDOOR LANTERN | 1 - Light Outdoor Wall Sconce |  | OL18005ORB.jpg | OL18005ORB.jpg
OL18011ORB | 2 - Light Outdoor Wall Sconce | Based on French countryside influences and a hand-crafted, artisan aesthetic, the Lumière lighting collection by Feiss is rich in texture and celebrates a classic lantern silhouette. Cross-hatched, Dark Weathered Oak wood (pressure treated to minimize cracking and weather well over time) is coupled with seeded glass and rope details to complete the look. The outdoor Lumière in Oil Rubbed Bronze finish is also offered in clean-lined option without the cross-hatched wood. | OUTDOOR | Lumiere' | Outdoor Lighting | Oil Rubbed Bronze | ORB | Steel / Aluminum / Glass | Clear Seeded Glass |  |  |  | 2 Medium A19 60w |  | 2 | No | [14 empty] | 0 | [12 empty] | 190.45 | 380.9 | 571.35 | W:11'' H:19'' E:5 1/2'' - 5 5/8'' | 6.6 |  |  | 11 | 19 | Universal Mounting Plate |  |  |  |  | 5.5 - 5.625 | [25 empty] | DP:3/4'' H:11'' Rectangular |  |  |  | 8 | Black/White |  |  | Hardwired | 0 | 0 | 0 | 0 | 0 | 0 | 0 | 0 | 0 | 0 | 0 | 014817528114 | 22 | 14.5 | 11.25 | 9.6 | 2.077 | 175 | Yes | [8 empty] | ETL Wet |  | OUTDOOR LANTERN | 2 - Light Outdoor Wall Sconce |  | OL18011ORB.jpg | OL18011ORB.jpg
OL18013ORB | 1 - Light Outdoor Wall Sconce | Based on French countryside influences and a hand-crafted, artisan aesthetic, the Lumière lighting collection by Feiss is rich in texture and celebrates a classic lantern silhouette. Cross-hatched, Dark Weathered Oak wood (pressure treated to minimize cracking and weather well over time) is coupled with seeded glass and rope details to complete the look. The outdoor Lumière in Oil Rubbed Bronze finish is also offered in clean-lined option without the cross-hatched wood. | OUTDOOR | Lumiere' | Outdoor Lighting | Oil Rubbed Bronze | ORB | Steel / Aluminum / Glass | Clear Seeded Glass |  |  |  | 1 Medium A19 60w |  | 1 | No | [14 empty] | 0 | [12 empty] | 130.45 | 260.9 | 391.35 | L:6 1/4'' W:7'' H:14'' E:7'' | 4.4 |  | 6.25 | 7 | 14 | Universal Mounting Plate |  |  |  |  | 7 | [25 empty] | DP:3/4'' H:6'' Rectangular |  |  |  | 8 | Black/White |  |  | Hardwired | 0 | 0 | 0 | 0 | 0 | 0 | 0 | 0 | 0 | 0 | 0 | 014817528121 | 16.5 | 12.25 | 9.5 | 5.8 | 1.111 | 175 | Yes | [8 empty] | ETL Wet |  | OUTDOOR LANTERN | 1 - Light Outdoor Wall Sconce |  | OL18013ORB.jpg | OL18013ORB.jpg
OL1900BK | 1 - Light Wall Lantern | Inspired by the days of Sir Lancelot and King Arthur, the handsome renaissance lanterns of the Castle lighting collection by Feiss feature clear, bent and beveled glass, The fixtures feature all die-cast aluminum with intricate detail and bead work in two rich finishes. | OUTDOOR | Castle | Outdoor Lighting | Black | BK | Aluminum | Undefined Clear Glass |  |  |  | 1 Medium A19 100w |  | 1 | No | [27 empty] | 153.98 | 307.96 | 461.94 | W:7'' H:11 3/4'' E:8 1/4'' | 4.75 |  |  | 7 | 11.75 | [5 empty] | 8.25 | [25 empty] | W:4 1/2'' H:7 1/2'' OB UP:4'' OB DOWN:7 3/4'' Irregular |  |  |  | 8 |  |  |  | Hardwired | 0 | 0 | 0 | 0 | 0 | 0 | 0 | 0 | 0 | 0 | 0 | 014817218756 | 14 | 8 | 9 | 4.7 | 0.583 | 100 | Yes | [9 empty] | cUL Wet | OUTDOOR LANTERN WALL BRKT | 1-Light Castle |  | OL1900BK.jpg
OL1900GBZ | 1 - Light Wall Lantern | Inspired by the days of Sir Lancelot and King Arthur, the handsome renaissance lanterns of the Castle lighting collection by Feiss feature clear, bent and beveled glass, The fixtures feature all die-cast aluminum with intricate detail and bead work in two rich finishes. | OUTDOOR | Castle | Outdoor Lighting | Grecian Bronze | GBZ | Aluminum |  |  |  |  | 1 Medium A19 100w |  | 1 | No | [27 empty] | 153.98 | 307.96 | 461.94 | W:7'' H:11 3/4'' E:8 1/4'' | 4.75 |  |  | 7 | 11.75 | [5 empty] | 8.25 | [25 empty] | W:4 1/2'' H:7 1/2'' OB UP:4'' OB DOWN:7 3/4'' Irregular |  |  |  | 8 |  |  |  | Hardwired | 0 | 0 | 0 | 0 | 0 | 0 | 0 | 0 | 0 | 0 | 0 | 014817218763 | 13.5 | 8.5 | 9 | 4.7 | 0.598 | 125 | Yes | [9 empty] | cUL Wet | OUTDOOR LANTERN WALL BRKT | 1-Light Castle |  | OL1900GBZ.jpg
OL1901BK | 3 - Light Wall Lantern | Inspired by the days of Sir Lancelot and King Arthur, the handsome renaissance lanterns of the Castle lighting collection by Feiss feature clear, bent and beveled glass, The fixtures feature all die-cast aluminum with intricate detail and bead work in two rich finishes. | OUTDOOR | Castle | Outdoor Lighting | Black | BK | Aluminum |  |  |  |  | 3 Candelabra B Torpedo 60w |  | 3 | No | [27 empty] | 340.98 | 681.96 | 1022.94 | W:9 1/4'' H:22 1/2'' E:14'' | 12.8 |  |  | 9.25 | 22.5 | [5 empty] | 14 | [25 empty] | W:7'' H:15'' OB UP:11 1/2'' |  |  |  | 8 |  |  |  | Hardwired | 0 | 0 | 0 | 0 | 0 | 0 | 0 | 0 | 0 | 0 | 0 | 014817218787 | 16 | 12 | 25.25 | 12.9 | 2.806 | 175 | Yes | [9 empty] | cUL Wet | OUTDOOR LANTERN WALL BRKT | 3-Light Castle |  | OL1901BK.jpg
OL1901GBZ | 3 - Light Wall Lantern | Inspired by the days of Sir Lancelot and King Arthur, the handsome renaissance lanterns of the Castle lighting collection by Feiss feature clear, bent and beveled glass, The fixtures feature all die-cast aluminum with intricate detail and bead work in two rich finishes. | OUTDOOR | Castle | Outdoor Lighting | Grecian Bronze | GBZ | Aluminum |  |  |  |  | 3 Candelabra A19 60w |  | 3 | No | [27 empty] | 340.98 | 681.96 | 1022.94 | W:9 1/4'' H:22 1/2'' E:14'' | 12.8 |  |  | 9.25 | 22.5 | [5 empty] | 14 | [25 empty] | W:7'' H:15'' OB UP:11 1/2'' |  |  |  | 8 |  |  |  | Hardwired | 0 | 0 | 0 | 0 | 0 | 0 | 0 | 0 | 0 | 0 | 0 | 014817218794 | 16.25 | 12 | 25.25 | 12.8 | 2.849 | 175 | Yes | [9 empty] | cUL Wet | OUTDOOR LANTERN WALL BRKT | 3-Light Castle |  | OL1901GBZ.jpg
OL1904BK | 4 - Light Wall Lantern | Inspired by the days of Sir Lancelot and King Arthur, the handsome renaissance lanterns of the Castle lighting collection by Feiss feature clear, bent and beveled glass, The fixtures feature all die-cast aluminum with intricate detail and bead work in two rich finishes. | OUTDOOR | Castle | Outdoor Lighting | Black | BK | Aluminum |  |  |  |  | 4 Candelabra A19 60w |  | 4 | No | [27 empty] | 438.48 | 876.96 | 1315.44 | W:12 1/2'' H:32'' E:17 1/4'' | 25.25 |  |  | 12.5 | 32 | [5 empty] | 17.25 | [25 empty] | W:7'' H:18 9/16'' OB UP:9 11/16'' Irregular |  |  |  | 8 |  |  |  | Hardwired | 0 | 0 | 0 | 0 | 0 | 0 | 0 | 0 | 0 | 0 | 0 | 014817218817 | 20 | 15.25 | 35 | 24.8 | 6.178 | 175 | Yes | [9 empty] | cUL Wet | OUTDOOR LANTERN WALL BRKT | 4-Light Castle |  | OL1904BK.jpg
OL1904GBZ | 4 - Light Wall Lantern | Inspired by the days of Sir Lancelot and King Arthur, the handsome renaissance lanterns of the Castle lighting collection by Feiss feature clear, bent and beveled glass, The fixtures feature all die-cast aluminum with intricate detail and bead work in two rich finishes. | OUTDOOR | Castle | Outdoor Lighting | Grecian Bronze | GBZ | Aluminum | Undefined Glass |  |  |  | 4 Candelabra A19 60w |  | 4 | No | [27 empty] | 438.48 | 876.96 | 1315.44 | W:12 1/2'' H:32'' E:17 1/4'' | 25.25 |  |  | 12.5 | 32 | [5 empty] | 17.25 | [25 empty] | W:7'' H:18 9/16'' OB UP:9 11/16'' Irregular |  |  |  | 8 |  |  |  | Hardwired | 0 | 0 | 0 | 0 | 0 | 0 | 0 | 0 | 0 | 0 | 0 | 014817218824 | 20 | 15.5 | 34.5 | 24.5 | 6.189 | 175 | Yes | [9 empty] | cUL Wet | OUTDOOR LANTERN WALL BRKT | 4-Light Castle |  | OL1904GBZ.jpg
OL1905BK | 4 - Light Wall Lantern | Inspired by the days of Sir Lancelot and King Arthur, the handsome renaissance lanterns of the Castle lighting collection by Feiss feature clear, bent and beveled glass, The fixtures feature all die-cast aluminum with intricate detail and bead work in two rich finishes. | OUTDOOR | Castle | Outdoor Lighting | Black | BK | Aluminum |  |  |  |  | 4 Candelabra A19 60w |  | 4 | No | [27 empty] | 608.98 | 1217.96 | 1826.94 | W:15'' H:37 1/4'' E:20 3/4'' | 30.58 |  |  | 15 | 37.25 | [5 empty] | 20.75 | [25 empty] | W:8 3/8'' H:22 1/4'' OB UP:11'' Irregular |  |  |  | 8 |  |  |  | Hardwired | 0 | 0 | 0 | 0 | 0 | 0 | 0 | 0 | 0 | 0 | 0 | 014817290530 | 40 | 23.25 | 17.25 | 40.48 | 9.284 | 175 | Yes | [9 empty] | cUL Wet | OUTDOOR LANTERN WALL BRKT | 4-Light Castle |  | OL1905BK.jpg
OL1907BK | 3 - Light Post | Inspired by the days of Sir Lancelot and King Arthur, the handsome renaissance lanterns of the Castle lighting collection by Feiss feature clear, bent and beveled glass, The fixtures feature all die-cast aluminum with intricate detail and bead work in two rich finishes. | OUTDOOR | Castle | Outdoor Lighting | Black | BK | Aluminum |  |  |  |  | 3 Candelabra A19 60w |  | 3 | No | [27 empty] | 298.98 | 597.96 | 896.94 | D:9 1/4'' H:22 1/4'' | 8.25 | 9.25 |  |  | 22.25 | [35 empty] | 12 |  |  |  | Hardwired | 0 | 0 | 0 | 0 | 0 | 0 | 0 | 0 | 0 | 0 | 0 | 014817218848 | 11.5 | 11 | 12 | 8.2 | 0.878 | 100 | Yes | [9 empty] | cUL Wet | OUTDOOR LANTERN POST | 3-Light Castle |  | OL1907BK.jpg
OL1907GBZ | 3 - Light Post | Inspired by the days of Sir Lancelot and King Arthur, the handsome renaissance lanterns of the Castle lighting collection by Feiss feature clear, bent and beveled glass, The fixtures feature all die-cast aluminum with intricate detail and bead work in two rich finishes. | OUTDOOR | Castle | Outdoor Lighting | Grecian Bronze | GBZ | Aluminum |  |  |  |  | 3 Candelabra B10 Torpedo 60w |  | 3 | No | [27 empty] | 298.98 | 597.96 | 896.94 | D:9 1/4'' H:22 1/4'' | 8.25 | 9.25 |  |  | 22.25 | [35 empty] | 12 |  |  |  | Hardwired | 0 | 0 | 0 | 0 | 0 | 0 | 0 | 0 | 0 | 0 | 0 | 014817218855 | 11.5 | 11 | 12 | 8.2 | 0.878 | 100 | Yes | [9 empty] | cUL Wet | OUTDOOR LANTERN POST | 3-Light Castle |  | OL1907GBZ.jpg
OL1908BK | 4 - Light Post | Inspired by the days of Sir Lancelot and King Arthur, the handsome renaissance lanterns of the Castle lighting collection by Feiss feature clear, bent and beveled glass, The fixtures feature all die-cast aluminum with intricate detail and bead work in two rich finishes. | OUTDOOR | Castle | Outdoor Lighting | Black | BK | Aluminum |  |  |  |  | 4 Candelabra A19 60w |  | 4 | No | [27 empty] | 356.48 | 712.96 | 1069.44 | D:12 1/2'' H:28 1/4'' | 14.15 | 12.5 |  |  | 28.25 | [35 empty] | 12 |  |  |  | Hardwired | 0 | 0 | 0 | 0 | 0 | 0 | 0 | 0 | 0 | 0 | 0 | 014817218886 | 16.5 | 14 | 14 | 14.1 | 1.872 | 125 | Yes | [9 empty] | cUL Wet | OUTDOOR LANTERN POST | 4-Light Castle |  | OL1908BK.jpg
OL1908GBZ | 4 - Light Post | Inspired by the days of Sir Lancelot and King Arthur, the handsome renaissance lanterns of the Castle lighting collection by Feiss feature clear, bent and beveled glass, The fixtures feature all die-cast aluminum with intricate detail and bead work in two rich finishes. | OUTDOOR | Castle | Outdoor Lighting | Grecian Bronze | GBZ | Aluminum |  |  |  |  | 4 Candelabra A19 60w |  | 4 | No | [27 empty] | 356.48 | 712.96 | 1069.44 | D:12 1/2'' H:28 1/4'' | 14.15 | 12.5 |  |  | 28.25 | [35 empty] | 12 |  |  |  | Hardwired | 0 | 0 | 0 | 0 | 0 | 0 | 0 | 0 | 0 | 0 | 0 | 014817218893 | 16.5 | 14 | 14 | 14.1 | 1.872 | 125 | Yes | [9 empty] | cUL Wet | OUTDOOR LANTERN POST | 4-Light Castle |  | OL1908GBZ.jpg
OL1911BK | 4 - Light Pendant | Inspired by the days of Sir Lancelot and King Arthur, the handsome renaissance lanterns of the Castle lighting collection by Feiss feature clear, bent and beveled glass, The fixtures feature all die-cast aluminum with intricate detail and bead work in two rich finishes. | OUTDOOR | Castle | Outdoor Lighting | Black | BK | Aluminum |  |  |  |  | 4 Candelabra A19 60w |  | 4 | No | [27 empty] | 362.95 | 725.9 | 1088.85 | D:12 1/2'' H:27 1/4'' | 15 | 12.5 |  |  | 27.25 | [35 empty] | 180 |  | 60 |  | Hardwired | 0 | 0 | 0 | 0 | 0 | 0 | 0 | 0 | 0 | 0 | 0 | 014817218947 | 14 | 14 | 16.5 | 14.9 | 1.872 | 100 | Yes | [9 empty] | cUL Wet | OUTDOOR LANTERN HANG | 4-Light Castle |  | OL1911BK.jpg
OL2200BB | 1 - Light Wall Lantern | The Lighthouse outdoor lighting collection by Feiss is versatile with a nautical feel and meticulously crafted of die-cast zinc with a solid brass cage. Triple plated and powder coated lacquer assures its weather resistance and lasting beauty. The LED version features field-replaceable advanced, warm-on-dim LED technology that warms in color when dimmed, going from 2700K to 2200K and is California Title 24 compliant. | OUTDOOR | Lighthouse | Outdoor Lighting | Burnished Bronze | BB | Aluminum |  |  |  |  | 1 Medium A19 100w |  | 1 | No | [14 empty] | 0 | [12 empty] | 138.45 | 276.9 | 415.35 | W:4 1/2'' H:11 1/8'' E:6 1/4'' | 2.6 |  |  | 4.5 | 11.125 | [5 empty] | 6.25 | [25 empty] | W:4 1/2'' H:7 1/2'' Rectangular |  |  |  | 8 |  |  |  | Hardwired | 0 | 0 | 0 | 0 | 0 | 0 | 0 | 0 | 0 | 0 | 0 | 014817231731 | 14 | 14 | 4.5 | 8.15 | 0.51 | 70 | Yes | 2 | 10014817231738 | 14 | 14 | 9 | 16.3 | 1.021 | Yes |  | cUL Wet | OUTDOOR LANTERN | 1-Light Lighthouse |  | OL2200BB.jpg
OL2200BS | 1 - Light Wall Lantern | The Lighthouse outdoor lighting collection by Feiss is versatile with a nautical feel and meticulously crafted of die-cast zinc with a solid brass cage. Triple plated and powder coated lacquer assures its weather resistance and lasting beauty. The LED version features field-replaceable advanced, warm-on-dim LED technology that warms in color when dimmed, going from 2700K to 2200K and is California Title 24 compliant. | OUTDOOR | Lighthouse | Outdoor Lighting | Brushed Steel | BS | Aluminum |  |  |  |  | 1 Medium A19 100w |  | 1 | No | [14 empty] | 0 | [12 empty] | 138.45 | 276.9 | 415.35 | W:4 1/2'' H:11 1/8'' E:6 1/4'' | 16.5 |  |  | 4.5 | 11.125 | [5 empty] | 6.25 | [25 empty] | W:4 1/2'' H:7 1/2'' OB UP:3'' OB DOWN:8 1/8'' Rectangular |  |  |  | 8 |  |  |  | Hardwired | 0 | 0 | 0 | 0 | 0 | 0 | 0 | 0 | 0 | 0 | 0 | 014817231724 | 14 | 14 | 4.5 | 8.15 | 0.51 | 70 | Yes | 2 | 10014817231721 | 14 | 14 | 9 | 16.3 | 1.021 | Yes |  | cUL Wet | OUTDOOR LANTERN | 1-Light Lighthouse |  | OL2200BS.jpg
OL2201BB | 1 - Light Wall Lantern | The Lighthouse outdoor lighting collection by Feiss is versatile with a nautical feel and meticulously crafted of die-cast zinc with a solid brass cage. Triple plated and powder coated lacquer assures its weather resistance and lasting beauty. The LED version features field-replaceable advanced, warm-on-dim LED technology that warms in color when dimmed, going from 2700K to 2200K and is California Title 24 compliant. | OUTDOOR | Lighthouse | Outdoor Lighting | Burnished Bronze | BB | Aluminum |  |  |  |  | 1 Medium A19 100w |  | 1 | No | [14 empty] | 0 | [12 empty] | 190.45 | 380.9 | 571.35 | W:7'' H:13 5/8'' E:9'' | 4.7 |  |  | 7 | 13.625 | [5 empty] | 9 | [25 empty] | W:4 1/2'' H:7 1/2'' Rectangular |  |  |  | 8 |  |  |  | Hardwired | 0 | 0 | 0 | 0 | 0 | 0 | 0 | 0 | 0 | 0 | 0 | 014817231809 | 17.25 | 11.5 | 10.25 | 6.6 | 1.177 | 175 | Yes | [9 empty] | cUL Wet | OUTDOOR LANTERN | 1-Light Lighthouse |  | OL2201BB.jpg
OL2201BS | 1 - Light Wall Lantern | The Lighthouse outdoor lighting collection by Feiss is versatile with a nautical feel and meticulously crafted of die-cast zinc with a solid brass cage. Triple plated and powder coated lacquer assures its weather resistance and lasting beauty. The LED version features field-replaceable advanced, warm-on-dim LED technology that warms in color when dimmed, going from 2700K to 2200K and is California Title 24 compliant. | OUTDOOR | Lighthouse | Outdoor Lighting | Brushed Steel | BS | Aluminum |  |  |  |  | 1 Medium A19 100w |  | 1 | No | [14 empty] | 0 | [12 empty] | 199.98 | 399.96 | 599.94 | W:7'' H:13 5/8'' E:9'' | 12.5 |  |  | 7 | 13.625 | [5 empty] | 9 | [25 empty] | W:4 1/2'' H:7 1/2'' OB UP:3'' OB DOWN:10 5/8'' Rectangular |  |  |  | 8 |  |  |  | Hardwired | 0 | 0 | 0 | 0 | 0 | 0 | 0 | 0 | 0 | 0 | 0 | 014817231816 | 17 | 11.5 | 10.5 | 12.5 | 1.188 | 93 | Yes | [9 empty] | cUL Wet | OUTDOOR LANTERN | 1-Light Lighthouse |  | OL2201BS.jpg
OL2202BB | 1 - Light Wall Lantern | The Lighthouse outdoor lighting collection by Feiss is versatile with a nautical feel and meticulously crafted of die-cast zinc with a solid brass cage. Triple plated and powder coated lacquer assures its weather resistance and lasting beauty. The LED version features field-replaceable advanced, warm-on-dim LED technology that warms in color when dimmed, going from 2700K to 2200K and is California Title 24 compliant. | OUTDOOR | Lighthouse | Outdoor Lighting | Burnished Bronze | BB | Aluminum |  |  |  |  | 1 Medium A19 100w |  | 1 | No | [14 empty] | 0 | [12 empty] | 322.95 | 645.9 | 968.85 | W:9'' H:14 3/8'' E:11'' | 10.3 |  |  | 9 | 14.375 | [5 empty] | 11 | [25 empty] | W:7'' H:12 1/2'' OB UP:6 1/4'' OB DOWN:8 1/8'' Rectangular |  |  |  | 8 |  |  |  | Hardwired | 0 | 0 | 0 | 0 | 0 | 0 | 0 | 0 | 0 | 0 | 0 | 014817231854 | 18 | 13 | 14.5 | 10.3 | 1.964 | 175 | Yes | [9 empty] | cUL Wet | OUTDOOR LANTERN | 1-Light Lighthouse |  | OL2202BB.jpg
OL2202BS | 1 - Light Wall Lantern | The Lighthouse outdoor lighting collection by Feiss is versatile with a nautical feel and meticulously crafted of die-cast zinc with a solid brass cage. Triple plated and powder coated lacquer assures its weather resistance and lasting beauty. The LED version features field-replaceable advanced, warm-on-dim LED technology that warms in color when dimmed, going from 2700K to 2200K and is California Title 24 compliant. | OUTDOOR | Lighthouse | Outdoor Lighting | Brushed Steel | BS | Aluminum |  |  |  |  | 1 Medium A19 100w |  | 1 | No | [14 empty] | 0 | [12 empty] | 322.95 | 645.9 | 968.85 | W:9'' H:14 3/8'' E:11'' | 21.5 |  |  | 9 | 14.375 | [5 empty] | 11 | [25 empty] | W:7'' H:12 1/2'' OB UP:6 1/4'' OB DOWN:8 1/8'' Rectangular |  |  |  | 8 |  |  |  | Hardwired | 0 | 0 | 0 | 0 | 0 | 0 | 0 | 0 | 0 | 0 | 0 | 014817231861 | 18 | 13 | 14.5 | 10.3 | 1.964 | 175 | Yes | [9 empty] | cUL Wet | OUTDOOR LANTERN | 1-Light Lighthouse |  | OL2202BS.jpg
OL2203BB | 1 - Light Wall Lantern | The Lighthouse outdoor lighting collection by Feiss is versatile with a nautical feel and meticulously crafted of die-cast zinc with a solid brass cage. Triple plated and powder coated lacquer assures its weather resistance and lasting beauty. The LED version features field-replaceable advanced, warm-on-dim LED technology that warms in color when dimmed, going from 2700K to 2200K and is California Title 24 compliant. | OUTDOOR | Lighthouse | Outdoor Lighting | Burnished Bronze | BB | Aluminum |  |  |  |  | 1 Medium A19 100w |  | 1 | No | [14 empty] | 0 | [12 empty] | 120.95 | 241.9 | 362.85 | W:7'' H:11 1/8'' E:4 1/2'' | 15.4 |  |  | 7 | 11.125 | [5 empty] | 4.5 | [29 empty] | 8 |  |  |  | Hardwired | 0 | 0 | 0 | 0 | 0 | 0 | 0 | 0 | 0 | 0 | 0 | 014817231779 | 15 | 14 | 4.875 | 7.7 | 0.592 | 85 | Yes | 2 | 10014817231776 | 15 | 14 | 9.75 | 15.4 | 1.185 | Yes |  | cUL Wet | OUTDOOR LANTERN | 1-Light Lighthouse |  | OL2203BB.jpg
OL2203BS | 1 - Light Wall Lantern | The Lighthouse outdoor lighting collection by Feiss is versatile with a nautical feel and meticulously crafted of die-cast zinc with a solid brass cage. Triple plated and powder coated lacquer assures its weather resistance and lasting beauty. The LED version features field-replaceable advanced, warm-on-dim LED technology that warms in color when dimmed, going from 2700K to 2200K and is California Title 24 compliant. | OUTDOOR | Lighthouse | Outdoor Lighting | Brushed Steel | BS | Aluminum |  |  |  |  | 1 Medium A19 100w |  | 1 | No | [14 empty] | 0 | [12 empty] | 120.95 | 241.9 | 362.85 | W:7'' H:11 1/8'' E:4 1/2'' | 15.4 |  |  | 7 | 11.125 | [5 empty] | 4.5 | [29 empty] | 8 |  |  |  | Hardwired | 0 | 0 | 0 | 0 | 0 | 0 | 0 | 0 | 0 | 0 | 0 | 014817231786 | 15 | 14 | 5 | 7.7 | 0.608 | 85 | Yes | 2 | 10014817231783 | 15 | 14 | 10 | 15.4 | 1.215 | Yes |  | cUL Wet | OUTDOOR LANTERN | 1-Light Lighthouse |  | OL2203BS.jpg
OL2207BS | 1 - Light Post | The Lighthouse outdoor lighting collection by Feiss is versatile with a nautical feel and meticulously crafted of die-cast zinc with a solid brass cage. Triple plated and powder coated lacquer assures its weather resistance and lasting beauty. The LED version features field-replaceable advanced, warm-on-dim LED technology that warms in color when dimmed, going from 2700K to 2200K and is California Title 24 compliant. | OUTDOOR | Lighthouse | Outdoor Lighting | Brushed Steel | BS | Aluminum |  |  |  | Undefined Glass | 1 Medium A19 100w |  | 1 | No | [14 empty] | 0 | [12 empty] | 305.95 | 611.9 | 917.85 | D:9'' H:18 1/4'' | 22 | 9 |  |  | 18.25 | [35 empty] | 12 |  |  |  | Hardwired | 0 | 0 | 0 | 0 | 0 | 0 | 0 | 0 | 0 | 0 | 0 | 014817231885 | 21 | 12 | 12 | 11.08 | 1.75 | 125 | Yes | [9 empty] | cUL Wet | OUTDOOR LANTERN | 1-Light Lighthouse |  | OL2207BS.jpg
OL2209BB | 1 - Light Pendant | The Lighthouse outdoor lighting collection by Feiss is versatile with a nautical feel and meticulously crafted of die-cast zinc with a solid brass cage. Triple plated and powder coated lacquer assures its weather resistance and lasting beauty. The LED version features field-replaceable advanced, warm-on-dim LED technology that warms in color when dimmed, going from 2700K to 2200K and is California Title 24 compliant. | OUTDOOR | Lighthouse | Outdoor Lighting | Burnished Bronze | BB | Aluminum |  |  |  |  | 1 Medium A19 100w |  | 1 | No | [27 empty] | 167.95 | 335.9 | 503.85 | D:7'' H:12 1/2'' | 24.25 | 7 |  |  | 12.5 | [35 empty] | 180 |  | 60 |  | Hardwired | 0 | 0 | 0 | 0 | 0 | 0 | 0 | 0 | 0 | 0 | 0 | 014817231830 | 30.75 | 10.25 | 5.125 | 12.1 | 0.935 | 85 | Yes | 2 | 10014817231837 | 30.75 | 10.25 | 10.25 | 24.2 | 1.87 | Yes |  | cUL Damp | OUTDOOR LANTERN | 1-Light Lighthouse |  | OL2209BB.jpg
OL2209BS | 1 - Light Pendant | The Lighthouse outdoor lighting collection by Feiss is versatile with a nautical feel and meticulously crafted of die-cast zinc with a solid brass cage. Triple plated and powder coated lacquer assures its weather resistance and lasting beauty. The LED version features field-replaceable advanced, warm-on-dim LED technology that warms in color when dimmed, going from 2700K to 2200K and is California Title 24 compliant. | OUTDOOR | Lighthouse | Outdoor Lighting | Brushed Steel | BS | Aluminum |  |  |  |  | 1 Medium A19 100w |  | 1 | No | [27 empty] | 167.95 | 335.9 | 503.85 | D:7'' H:12 1/2'' | 24.25 | 7 |  |  | 12.5 | [35 empty] | 180 |  | 60 |  | Hardwired | 0 | 0 | 0 | 0 | 0 | 0 | 0 | 0 | 0 | 0 | 0 | 014817231847 | 30.75 | 10.25 | 5.125 | 12.1 | 0.935 | 85 | Yes | 2 | 10014817231844 | 30.75 | 10.25 | 10.25 | 24.2 | 1.87 | Yes |  | cUL Damp | OUTDOOR LANTERN | 1-Light Lighthouse |  | OL2209BS.jpg
OL2213BB | 2 - Light Ceiling Fixture | The Lighthouse outdoor lighting collection by Feiss is versatile with a nautical feel and meticulously crafted of die-cast zinc with a solid brass cage. Triple plated and powder coated lacquer assures its weather resistance and lasting beauty. The LED version features field-replaceable advanced, warm-on-dim LED technology that warms in color when dimmed, going from 2700K to 2200K and is California Title 24 compliant. | OUTDOOR | Lighthouse | Outdoor Lighting | Burnished Bronze | BB | Aluminum |  |  |  |  | 2 Medium A19 40w |  | 2 | No | [14 empty] | 0 | [12 empty] | 155.95 | 311.9 | 467.85 | D:10'' H:5 1/2'' | 12.75 | 10 |  |  | 5.5 | [35 empty] | 8 |  |  |  | Hardwired | 0 | 0 | 0 | 0 | 0 | 0 | 0 | 0 | 0 | 0 | 0 | 014817231748 | 16 | 13 | 6.5 | 12.75 | 0.782 | 70 | Yes | 2 | 10014817231745 | 16 | 13 | 13 | 25.5 | 1.565 | Yes |  | cUL Wet | OUTDOOR FLUSHMOUNT | 2-Light Lighthouse |  | OL2213BB.jpg
OL2213BS | 2 - Light Ceiling Fixture | The Lighthouse outdoor lighting collection by Feiss is versatile with a nautical feel and meticulously crafted of die-cast zinc with a solid brass cage. Triple plated and powder coated lacquer assures its weather resistance and lasting beauty. The LED version features field-replaceable advanced, warm-on-dim LED technology that warms in color when dimmed, going from 2700K to 2200K and is California Title 24 compliant. | OUTDOOR | Lighthouse | Outdoor Lighting | Brushed Steel | BS | Aluminum |  |  |  |  | 2 Medium A19 40w |  | 2 | No | [14 empty] | 0 | [12 empty] | 155.95 | 311.9 | 467.85 | D:10'' H:5 1/2'' | 12.75 | 10 |  |  | 5.5 | [35 empty] | 8 |  |  |  | Hardwired | 0 | 0 | 0 | 0 | 0 | 0 | 0 | 0 | 0 | 0 | 0 | 014817231762 | 16 | 13 | 6.5 | 12.75 | 0.782 | 70 | Yes | 2 | 10014817231769 | 16 | 13 | 13 | 25.5 | 1.565 | Yes |  | cUL Damp | OUTDOOR FLUSHMOUNT | 2-Light Lighthouse |  | OL2213BS.jpg
OL2600ORB | 1 - Light Wall Lantern | Imagine a long time ago—a simpler time—when porches were lit by the soft glow of lanterns. Greet visitors to your home with a statement of distinction with the classic lines and solid brass construction of the Market Square lighting collection by Feiss. | OUTDOOR | Market Square | Outdoor Lighting | Oil Rubbed Bronze | ORB | Stainless Steel | Clear Seeded Glass |  |  |  | 1 Candelabra B Torpedo 60w |  | 1 | No | [27 empty] | 91.95 | 183.9 | 275.85 | W:5 1/2'' H:14'' E:4 1/4'' | 8.8 |  |  | 5.5 | 14 | [5 empty] | 4.25 | [25 empty] | W:4 1/4'' H:9 1/2'' OB UP:6 3/4'' Rectangular |  |  |  | 8 |  |  |  | Hardwired | 0 | 0 | 0 | 0 | 0 | 0 | 0 | 0 | 0 | 0 | 0 | 014817251937 | 15 | 7 | 7.25 | 4.4 | 0.441 | 93 | Yes | 2 | 10014817251934 | 15 | 7 | 14.5 | 8.8 | 0.881 | Yes |  | cUL Wet | OUTDOOR LANTERN - W.BRKT | 1-Light Market Square |  | OL2600ORB.jpg
OL2601ORB | 2 - Light Wall Lantern | Imagine a long time ago—a simpler time—when porches were lit by the soft glow of lanterns. Greet visitors to your home with a statement of distinction with the classic lines and solid brass construction of the Market Square lighting collection by Feiss. | OUTDOOR | Market Square | Outdoor Lighting | Oil Rubbed Bronze | ORB | Stainless Steel | Clear Seeded Glass |  |  |  | 2 Candelabra B Torpedo 60w |  | 2 | No | [27 empty] | 109.45 | 218.9 | 328.35 | W:6 3/4'' H:19'' E:5'' | 13.2 |  |  | 6.75 | 19 | [5 empty] | 5 | [25 empty] | W:5 5/8'' H:10'' OB UP:6 3/4'' Rectangular |  |  |  | 8 |  |  |  | Hardwired | 0 | 0 | 0 | 0 | 0 | 0 | 0 | 0 | 0 | 0 | 0 | 014817251944 | 18 | 10 | 8 | 6.6 | 0.833 | 125 | Yes | 2 | 10014817251941 | 18 | 10 | 16 | 13.2 | 1.667 | Yes |  | cUL Wet | OUTDOOR LANTERN - W.BRKT | 2-Light Market Square |  | OL2601ORB.jpg
OL2602ORB | 3 - Light Wall Lantern | Imagine a long time ago—a simpler time—when porches were lit by the soft glow of lanterns. Greet visitors to your home with a statement of distinction with the classic lines and solid brass construction of the Market Square lighting collection by Feiss. | OUTDOOR | Market Square | Outdoor Lighting | Oil Rubbed Bronze | ORB | Stainless Steel | Clear Seeded Glass |  |  |  | 3 Candelabra B Torpedo 60w |  | 3 | No | [27 empty] | 155.95 | 311.9 | 467.85 | W:9'' H:25'' E:6 1/2'' | 9.9 |  |  | 9 | 25 | [5 empty] | 6.5 | [25 empty] | W:7 7/8'' H:12 3/4'' OB UP:9'' OB DOWN:16'' Rectangular |  |  |  | 8 |  |  |  | Hardwired | 0 | 0 | 0 | 0 | 0 | 0 | 0 | 0 | 0 | 0 | 0 | 014817251951 | 21.5 | 11.5 | 9 | 9.9 | 1.288 | 125 | Yes | [9 empty] | cUL Wet | OUTDOOR LANTERN - W.BRKT | 3-Light Market Square |  | OL2602ORB.jpg
OL3400BRAL | 1 - Light Wall Lantern | The Mission Lodge outdoor lighting collection by Feiss offers design versatility. Go rustic with fixtures in the Corinthian Bronze finish and Amber Vertical Ribbed glass or contemporary with fixtures in the Brushed Aluminum finish and Clear, checkered glass. The LED version features field-replaceable advanced, warm-on-dim LED technology that warms in color when dimmed, going from 2700K to 2200K and is California Title 24 compliant. | OUTDOOR | Mission Lodge | Outdoor Lighting | Brushed Aluminum | BRAL | Aluminum |  |  |  |  | 1 Medium A19 100w |  | 1 | No | [27 empty] | 91.95 | 183.9 | 275.85 | W:5 1/4'' H:9 1/4'' E:7'' | 3.7 |  |  | 5.25 | 9.25 | [5 empty] | 7 | [25 empty] | W:4 3/4'' H:5 1/2'' OB UP:2 3/4'' OB DOWN:6 1/2'' Rectangular |  |  |  | 8 |  |  |  | Hardwired | 0 | 0 | 0 | 0 | 0 | 0 | 0 | 0 | 0 | 0 | 0 | 014817277098 | 12 | 10 | 11.5 | 5.445 | 0.799 | 100 | Yes | 2 | 10014817277095 | 17.25 | 12.75 | 10 | 10.89 | 1.273 | Yes |  | cUL Wet | OUTDOOR LANTERN - BRKT | 1-Light Mission Lodge |  | OL3400BRAL.jpg
OL3400CB | 1 - Light Wall Lantern | The Mission Lodge outdoor lighting collection by Feiss offers design versatility. Go rustic with fixtures in the Corinthian Bronze finish and Amber Vertical Ribbed glass or contemporary with fixtures in the Brushed Aluminum finish and Clear, checkered glass. The LED version features field-replaceable advanced, warm-on-dim LED technology that warms in color when dimmed, going from 2700K to 2200K and is California Title 24 compliant. | OUTDOOR | Mission Lodge | Outdoor Lighting | Corinthian Bronze | CB | Aluminum |  |  |  |  | 1 Medium A19 100w |  | 1 | No | [27 empty] | 85.95 | 171.9 | 257.85 | W:5 1/4'' H:9 1/4'' E:7'' | 3.7 |  |  | 5.25 | 9.25 | [5 empty] | 7 | [25 empty] | W:4 3/4'' H:5 1/2'' OB UP:2 3/4'' OB DOWN:6 1/2'' Rectangular |  |  |  | 8 |  |  |  | Hardwired | 0 | 0 | 0 | 0 | 0 | 0 | 0 | 0 | 0 | 0 | 0 | 014817277081 | 17.25 | 12.75 | 5 | 5.445 | 0.636 | 100 | Yes | 2 | 10014817277088 | 17.25 | 12.75 | 10 | 10.89 | 1.273 | Yes |  | cUL Wet | OUTDOOR LANTERN - BRKT | 1-Light Mission Lodge |  | OL3400CB.jpg
OL3401BRAL | 1 - Light Wall Lantern | The Mission Lodge outdoor lighting collection by Feiss offers design versatility. Go rustic with fixtures in the Corinthian Bronze finish and Amber Vertical Ribbed glass or contemporary with fixtures in the Brushed Aluminum finish and Clear, checkered glass. The LED version features field-replaceable advanced, warm-on-dim LED technology that warms in color when dimmed, going from 2700K to 2200K and is California Title 24 compliant. | OUTDOOR | Mission Lodge | Outdoor Lighting | Brushed Aluminum | BRAL | Aluminum |  |  |  |  | 1 Medium A19 150w |  | 1 | No | [27 empty] | 149.95 | 299.9 | 449.85 | W:7'' H:12 1/2'' E:9 3/4'' | 7.5 |  |  | 7 | 12.5 | [5 empty] | 9.75 | [25 empty] | W:5'' H:9'' OB UP:2 3/4'' OB DOWN:9 3/4'' Rectangular |  |  |  | 8 |  |  |  | Hardwired | 0 | 0 | 0 | 0 | 0 | 0 | 0 | 0 | 0 | 0 | 0 | 014817277142 | 21 | 15.75 | 6.875 | 10.89 | 1.316 | 100 | Yes | 2 | 10014817277149 | 21 | 15.75 | 13.75 | 21.78 | 2.632 | Yes |  | cUL Wet | OUTDOOR LANTERN - BRKT | 1-Light Mission Lodge |  | OL3401BRAL.jpg
OL3401CB | 1 - Light Wall Lantern | The Mission Lodge outdoor lighting collection by Feiss offers design versatility. Go rustic with fixtures in the Corinthian Bronze finish and Amber Vertical Ribbed glass or contemporary with fixtures in the Brushed Aluminum finish and Clear, checkered glass. The LED version features field-replaceable advanced, warm-on-dim LED technology that warms in color when dimmed, going from 2700K to 2200K and is California Title 24 compliant. | OUTDOOR | Mission Lodge | Outdoor Lighting | Corinthian Bronze | CB | Aluminum |  |  |  |  | 1 Medium A19 150w |  | 1 | No | [27 empty] | 132.45 | 264.9 | 397.35 | W:7'' H:12 1/2'' E:9 3/4'' | 7.5 |  |  | 7 | 12.5 | [5 empty] | 9.75 | [25 empty] | W:5'' H:9'' OB UP:2 3/4'' OB DOWN:9 3/4'' Rectangular |  |  |  | 8 |  |  |  | Hardwired | 0 | 0 | 0 | 0 | 0 | 0 | 0 | 0 | 0 | 0 | 0 | 014817277159 | 21 | 15.75 | 6.875 | 10.89 | 1.316 | 100 | Yes | 2 | 10014817277156 | 21 | 15.75 | 13.75 | 21.78 | 2.632 | Yes |  | cUL Wet | OUTDOOR LANTERN - BRKT | 1-Light Mission Lodge |  | OL3401CB.jpg
OL3402BRAL | 1 - Light Wall Lantern | The Mission Lodge outdoor lighting collection by Feiss offers design versatility. Go rustic with fixtures in the Corinthian Bronze finish and Amber Vertical Ribbed glass or contemporary with fixtures in the Brushed Aluminum finish and Clear, checkered glass. The LED version features field-replaceable advanced, warm-on-dim LED technology that warms in color when dimmed, going from 2700K to 2200K and is California Title 24 compliant. | OUTDOOR | Mission Lodge | Outdoor Lighting | Brushed Aluminum | BRAL | Aluminum |  |  |  |  | 1 Medium A19 100w |  | 1 | No | [14 empty] | 0 | [12 empty] | 184.95 | 369.9 | 554.85 | W:9'' H:15'' E:11 3/4'' | 10.02 |  |  | 9 | 15 | [5 empty] | 11.75 | [25 empty] | W:5'' H:10 5/8'' OB UP:5 1/2'' Rectangular |  |  |  | 8 | Black/White |  |  | Hardwired | 0 | 0 | 0 | 0 | 0 | 0 | 0 | 0 | 0 | 0 | 0 | 014817277234 | 17.25 | 14.75 | 12.5 | 13.75 | 1.841 | 125 | Yes | [9 empty] | cUL Wet | OUTDOOR LANTERN - BRKT | 1-Light Mission Lodge |  | OL3402BRAL.jpg
OL3402CB | 1 - Light Wall Lantern | The Mission Lodge outdoor lighting collection by Feiss offers design versatility. Go rustic with fixtures in the Corinthian Bronze finish and Amber Vertical Ribbed glass or contemporary with fixtures in the Brushed Aluminum finish and Clear, checkered glass. The LED version features field-replaceable advanced, warm-on-dim LED technology that warms in color when dimmed, going from 2700K to 2200K and is California Title 24 compliant. | OUTDOOR | Mission Lodge | Outdoor Lighting | Corinthian Bronze | CB | Aluminum |  |  |  |  | 1 Medium A19 100w |  | 1 | No | [14 empty] | 0 | [12 empty] | 167.45 | 334.9 | 502.35 | W:9'' H:15'' E:11 3/4'' | 10.2 |  |  | 9 | 15 | [5 empty] | 11.75 | [25 empty] | W:5'' H:10 5/8'' OB UP:5 1/2'' Rectangular |  |  |  | 8 |  |  |  | Hardwired | 0 | 0 | 0 | 0 | 0 | 0 | 0 | 0 | 0 | 0 | 0 | 014817277227 | 17.25 | 12.5 | 15 | 13.75 | 1.872 | 125 | Yes | [9 empty] | cUL Wet | OUTDOOR LANTERN - BRKT | 1-Light Mission Lodge |  | OL3402CB.jpg
OL3403BRAL | 1 - Light Wall Lantern | The Mission Lodge outdoor lighting collection by Feiss offers design versatility. Go rustic with fixtures in the Corinthian Bronze finish and Amber Vertical Ribbed glass or contemporary with fixtures in the Brushed Aluminum finish and Clear, checkered glass. The LED version features field-replaceable advanced, warm-on-dim LED technology that warms in color when dimmed, going from 2700K to 2200K and is California Title 24 compliant. | OUTDOOR | Mission Lodge | Outdoor Lighting | Brushed Aluminum | BRAL | Aluminum |  |  |  |  | 1 Medium A19 100w |  | 1 | No | [27 empty] | 132.45 | 264.9 | 397.35 | W:7'' H:15'' E:5 3/4'' | 5.8 |  |  | 7 | 15 | [5 empty] | 5.75 | [25 empty] | W:5'' H:10 1/2'' OB UP:7 1/4'' OB DOWN:7 3/4'' Irregular |  |  |  | 8 |  |  |  | Hardwired | 0 | 0 | 0 | 0 | 0 | 0 | 0 | 0 | 0 | 0 | 0 | 014817277111 | 18 | 10 | 8.5 | 7.9 | 0.885 | 100 | Yes | 2 | 10014817277118 | 18 | 10 | 17 | 15.8 | 1.771 | Yes |  | cUL Wet | OUTDOOR LANTERN - BRKT | 1-Light Mission Lodge |  | OL3403BRAL.jpg
OL3403CB | 1 - Light Wall Lantern | The Mission Lodge outdoor lighting collection by Feiss offers design versatility. Go rustic with fixtures in the Corinthian Bronze finish and Amber Vertical Ribbed glass or contemporary with fixtures in the Brushed Aluminum finish and Clear, checkered glass. The LED version features field-replaceable advanced, warm-on-dim LED technology that warms in color when dimmed, going from 2700K to 2200K and is California Title 24 compliant. | OUTDOOR | Mission Lodge | Outdoor Lighting | Corinthian Bronze | CB | Aluminum |  |  |  |  | 1 Medium A19 100w |  | 1 | No | [27 empty] | 109.45 | 218.9 | 328.35 | W:7'' H:15'' E:5 3/4'' | 5.8 |  |  | 7 | 15 | [5 empty] | 5.75 | [25 empty] | W:5'' H:10 1/2'' OB UP:7 1/4'' OB DOWN:7 3/4'' Irregular |  |  |  | 8 |  |  |  | Hardwired | 0 | 0 | 0 | 0 | 0 | 0 | 0 | 0 | 0 | 0 | 0 | 014817277104 | 18 | 10 | 8.5 | 7.9 | 0.885 | 100 | Yes | 2 | 10014817277101 | 18 | 10 | 17 | 15.8 | 1.771 | Yes |  | cUL Wet | OUTDOOR LANTERN - BRKT | 1-Light Mission Lodge |  | OL3403CB.jpg
OL3404BRAL | 3 - Light Wall Lantern | The Mission Lodge outdoor lighting collection by Feiss offers design versatility. Go rustic with fixtures in the Corinthian Bronze finish and Amber Vertical Ribbed glass or contemporary with fixtures in the Brushed Aluminum finish and Clear, checkered glass. The LED version features field-replaceable advanced, warm-on-dim LED technology that warms in color when dimmed, going from 2700K to 2200K and is California Title 24 compliant. | OUTDOOR | Mission Lodge | Outdoor Lighting | Brushed Aluminum | BRAL | Aluminum |  |  |  |  | 3 Medium A19 60w |  | 3 | No | [27 empty] | 242.45 | 484.9 | 727.35 | W:7'' H:26'' E:5 3/4'' | 9.5 |  |  | 7 | 26 | [5 empty] | 5.75 | [25 empty] | W:7'' H:26'' OB UP:13'' OB DOWN:13'' Irregular |  |  |  | 8 |  |  |  | Hardwired | 0 | 0 | 0 | 0 | 0 | 0 | 0 | 0 | 0 | 0 | 0 | 014817299779 | 29.5 | 9 | 9.5 | 12.7 | 1.46 | 100 | Yes | 2 | 10014817299776 | 29.5 | 9 | 19 | 25.4 | 2.919 | Yes |  | cUL Wet | OUTDOOR LANTERN - BRKT | 3-Light Mission Lodge |  | OL3404BRAL.jpg
OL3404CB | 3 - Light Wall Lantern | The Mission Lodge outdoor lighting collection by Feiss offers design versatility. Go rustic with fixtures in the Corinthian Bronze finish and Amber Vertical Ribbed glass or contemporary with fixtures in the Brushed Aluminum finish and Clear, checkered glass. The LED version features field-replaceable advanced, warm-on-dim LED technology that warms in color when dimmed, going from 2700K to 2200K and is California Title 24 compliant. | OUTDOOR | Mission Lodge | Outdoor Lighting | Corinthian Bronze | CB | Aluminum |  |  |  |  | 3 Medium A19 60w |  | 3 | No | [27 empty] | 242.45 | 484.9 | 727.35 | W:7'' H:26'' E:5 3/4'' | 9.5 |  |  | 7 | 26 | [5 empty] | 5.75 | [25 empty] | W:7 1/8'' H:27'' OB UP:13'' OB DOWN:13'' Irregular |  |  |  | 8 |  |  |  | Hardwired | 0 | 0 | 0 | 0 | 0 | 0 | 0 | 0 | 0 | 0 | 0 | 014817299786 | 29.25 | 8.25 | 9.25 | 10.9 | 1.292 | 100 | Yes | 2 | 10014817299783 | 29.75 | 8.75 | 19.5 | 23.6 | 2.938 | Yes |  | cUL Wet | OUTDOOR LANTERN - BRKT | 3-Light Mission Lodge |  | OL3404CB.jpg
OL3407BRAL | 1 - Light Post | The Mission Lodge outdoor lighting collection by Feiss offers design versatility. Go rustic with fixtures in the Corinthian Bronze finish and Amber Vertical Ribbed glass or contemporary with fixtures in the Brushed Aluminum finish and Clear, checkered glass. The LED version features field-replaceable advanced, warm-on-dim LED technology that warms in color when dimmed, going from 2700K to 2200K and is California Title 24 compliant. | OUTDOOR | Mission Lodge | Outdoor Lighting | Brushed Aluminum | BRAL | Aluminum |  |  |  |  | 1 Medium A19 150w |  | 1 | No | [27 empty] | 149.95 | 299.9 | 449.85 | L:7'' W:7'' H:16'' | 7.6 |  | 7 | 7 | 16 | [35 empty] | 12 |  |  |  | Hardwired | 0 | 0 | 0 | 0 | 0 | 0 | 0 | 0 | 0 | 0 | 0 | 014817277197 | 19.75 | 18.75 | 5 | 11.385 | 1.072 | 93 | Yes | 2 | 10014817277194 | 19.75 | 18.75 | 10 | 22.77 | 2.143 | Yes |  | cUL Wet | OUTDOOR LANTERN - POST 7" | 1-Light Mission Lodge |  | OL3407BRAL.jpg
OL3407CB | 1 - Light Post | The Mission Lodge outdoor lighting collection by Feiss offers design versatility. Go rustic with fixtures in the Corinthian Bronze finish and Amber Vertical Ribbed glass or contemporary with fixtures in the Brushed Aluminum finish and Clear, checkered glass. The LED version features field-replaceable advanced, warm-on-dim LED technology that warms in color when dimmed, going from 2700K to 2200K and is California Title 24 compliant. | OUTDOOR | Mission Lodge | Outdoor Lighting | Corinthian Bronze | CB | Aluminum |  |  |  |  | 1 Medium A19 150w |  | 1 | No | [27 empty] | 132.45 | 264.9 | 397.35 | L:7'' W:7'' H:16'' | 7.6 |  | 7 | 7 | 16 | [35 empty] | 12 |  |  |  | Hardwired | 0 | 0 | 0 | 0 | 0 | 0 | 0 | 0 | 0 | 0 | 0 | 014817277180 | 19.75 | 18.75 | 5 | 11.385 | 1.072 | 93 | Yes | 2 | 10014817277187 | 19.75 | 18.75 | 10 | 22.77 | 2.143 | Yes |  | cUL Wet | OUTDOOR LANTERN - POST 7" | 1-Light Mission Lodge |  | OL3407CB.jpg
OL3408BRAL | 1 - Light Post | The Mission Lodge outdoor lighting collection by Feiss offers design versatility. Go rustic with fixtures in the Corinthian Bronze finish and Amber Vertical Ribbed glass or contemporary with fixtures in the Brushed Aluminum finish and Clear, checkered glass. The LED version features field-replaceable advanced, warm-on-dim LED technology that warms in color when dimmed, going from 2700K to 2200K and is California Title 24 compliant. | OUTDOOR | Mission Lodge | Outdoor Lighting | Brushed Aluminum | BRAL | Aluminum |  |  |  |  | 1 Medium A19 150w |  | 1 | No | [27 empty] | 184.95 | 369.9 | 554.85 | W:9'' H:19 1/4'' | 10.7 |  |  | 9 | 19.25 | [35 empty] | 12 |  |  |  | Hardwired | 0 | 0 | 0 | 0 | 0 | 0 | 0 | 0 | 0 | 0 | 0 | 014817277210 | 21.25 | 11 | 11 | 14.41 | 1.488 | 100 | Yes | [9 empty] | cUL Wet | OUTDOOR LANTERN - POST 9" | 1-Light Mission Lodge |  | OL3408BRAL.jpg
OL3408CB | 1 - Light Post | The Mission Lodge outdoor lighting collection by Feiss offers design versatility. Go rustic with fixtures in the Corinthian Bronze finish and Amber Vertical Ribbed glass or contemporary with fixtures in the Brushed Aluminum finish and Clear, checkered glass. The LED version features field-replaceable advanced, warm-on-dim LED technology that warms in color when dimmed, going from 2700K to 2200K and is California Title 24 compliant. | OUTDOOR | Mission Lodge | Outdoor Lighting | Corinthian Bronze | CB | Aluminum | Frosted Amber Ribbed Glass | W:7.8125" H:12.5" |  |  | 1 Medium A19 150w |  | 1 | No | [27 empty] | 167.45 | 334.9 | 502.35 | W:9'' H:19 1/4'' | 10.7 |  |  | 9 | 19.25 | [35 empty] | 12 |  |  |  | Hardwired | 0 | 0 | 0 | 0 | 0 | 0 | 0 | 0 | 0 | 0 | 0 | 014817277203 | 21.25 | 11 | 11 | 14.41 | 1.488 | 100 | Yes | [9 empty] | cUL Wet | OUTDOOR LANTERN - POST 9" | 1-Light Mission Lodge |  | OL3408CB.jpg
OL3411BRAL | 1 - Light Pendant | The Mission Lodge outdoor lighting collection by Feiss offers design versatility. Go rustic with fixtures in the Corinthian Bronze finish and Amber Vertical Ribbed glass or contemporary with fixtures in the Brushed Aluminum finish and Clear, checkered glass. The LED version features field-replaceable advanced, warm-on-dim LED technology that warms in color when dimmed, going from 2700K to 2200K and is California Title 24 compliant. | OUTDOOR | Mission Lodge | Outdoor Lighting | Brushed Aluminum | BRAL | Aluminum |  |  |  |  | 1 Medium A19 150w |  | 1 | No | [27 empty] | 150.45 | 300.9 | 451.35 | L:7'' W:7'' H:13 1/2'' | 8.1 |  | 7 | 7 | 13.5 | [30 empty] | D:5 1/2'' Round |  |  |  |  | 180 |  | 60 |  | Hardwired | 0 | 0 | 0 | 0 | 0 | 0 | 0 | 0 | 0 | 0 | 0 | 014817277166 | 21.75 | 17.75 | 5.5 | 11.495 | 1.229 | 100 | Yes | 2 | 10014817277163 | 21.75 | 17.75 | 11 | 22.99 | 2.458 | Yes |  | cUL Damp | OUTDOOR LANTERN - HANGING | 1-Light Mission Lodge |  | OL3411BRAL.jpg
OL3411CB | 1 - Light Pendant | The Mission Lodge outdoor lighting collection by Feiss offers design versatility. Go rustic with fixtures in the Corinthian Bronze finish and Amber Vertical Ribbed glass or contemporary with fixtures in the Brushed Aluminum finish and Clear, checkered glass. The LED version features field-replaceable advanced, warm-on-dim LED technology that warms in color when dimmed, going from 2700K to 2200K and is California Title 24 compliant. | OUTDOOR | Mission Lodge | Outdoor Lighting | Corinthian Bronze | CB | Aluminum |  |  |  |  | 1 Medium A19 150w |  | 1 | No | [27 empty] | 132.95 | 265.9 | 398.85 | L:7'' W:7'' H:13 1/2'' | 8.1 |  | 7 | 7 | 13.5 | [30 empty] | D:5 1/2'' Round |  |  |  |  | 180 |  | 60 |  | Hardwired | 0 | 0 | 0 | 0 | 0 | 0 | 0 | 0 | 0 | 0 | 0 | 014817277173 | 21.75 | 17.75 | 5.5 | 11.495 | 1.229 | 100 | Yes | 2 | 10014817277170 | 21.75 | 17.75 | 11 | 22.99 | 2.458 | Yes |  | cUL Damp | OUTDOOR LANTERN - HANGING | 1-Light Mission Lodge |  | OL3411CB.jpg
OL3413BRAL | 2 - Light Ceiling Fixture | The Mission Lodge outdoor lighting collection by Feiss offers design versatility. Go rustic with fixtures in the Corinthian Bronze finish and Amber Vertical Ribbed glass or contemporary with fixtures in the Brushed Aluminum finish and Clear, checkered glass. The LED version features field-replaceable advanced, warm-on-dim LED technology that warms in color when dimmed, going from 2700K to 2200K and is California Title 24 compliant. | OUTDOOR | Mission Lodge | Outdoor Lighting | Brushed Aluminum | BRAL | Aluminum |  |  |  |  | 2 Medium A19 60w |  | 2 | No | [27 empty] | 109.45 | 218.9 | 328.35 | W:9'' H:5 1/2'' | 7.26 |  |  | 9 | 5.5 | [35 empty] | 8 |  |  |  | Hardwired | 0 | 0 | 0 | 0 | 0 | 0 | 0 | 0 | 0 | 0 | 0 | 014817290578 | 11.75 | 12 | 7.5 | 9.46 | 0.612 | 70 | Yes | 2 | 10014817290575 | 11.75 | 12 | 15 | 18.92 | 1.224 | Yes |  | cUL Damp | OUTDOOR LANTERN | 2-Light Mission Lodge |  | OL3413BRAL.jpg
OL3413CB | 2 - Light Ceiling Fixture | The Mission Lodge outdoor lighting collection by Feiss offers design versatility. Go rustic with fixtures in the Corinthian Bronze finish and Amber Vertical Ribbed glass or contemporary with fixtures in the Brushed Aluminum finish and Clear, checkered glass. The LED version features field-replaceable advanced, warm-on-dim LED technology that warms in color when dimmed, going from 2700K to 2200K and is California Title 24 compliant. | OUTDOOR | Mission Lodge | Outdoor Lighting | Corinthian Bronze | CB | Aluminum |  |  |  |  | 2 Medium A19 60w |  | 2 | No | [27 empty] | 91.95 | 183.9 | 275.85 | W:9'' H:5 1/2'' | 7.26 |  |  | 9 | 5.5 | [35 empty] | 8 |  |  |  | Hardwired | 0 | 0 | 0 | 0 | 0 | 0 | 0 | 0 | 0 | 0 | 0 | 014817290585 | 11.75 | 12 | 7.5 | 9.46 | 0.612 | 70 | Yes | 2 | 10014817290582 | 11.75 | 12 | 15 | 18.92 | 1.224 | Yes |  | cUL Damp | OUTDOOR LANTERN | 2-Light Mission Lodge |  | OL3413CB.jpg
OL4000ORB | Small One Light Outdoor Wall Lantern | Horse and buggy lamps of yesteryear define the look of the Terrace outdoor lighting collection. Featuring four panels of Seeded Clear glass within a slightly widening at-the-top body, the Oil Rubbed Bronze finish completes this classic, antique look. | OUTDOOR | Terrace | Outdoor Lighting | Oil Rubbed Bronze | ORB | Stainless Steel | Clear Seeded Glass | W:4" H:4.75" |  |  | 1 Medium A19 60w |  | 1 | No | [14 empty] | 0 | [12 empty] | 28.48 | 56.96 | 85.44 | W:4 1/2'' H:8 1/4'' E:6'' | 2.24 |  |  | 4.5 | 8.25 | Cap Nuts |  |  |  |  | 6 |  | No |  | No | [21 empty] | DP:7/8'' W:4 1/2'' H:5'' OB UP:2 1/2'' Rectangular |  |  |  | 8 | Black/White |  |  | Hardwired | 0 | 0 | 0 | 0 | 1 | 0 | 0 | 1 | 0 | 0 | 0 | 014817289091 | 14.5 | 11 | 4.5 | 3.85 | 0.415 | 100 | Yes | 2 | 10014817289098 | 14.5 | 11 | 9 | 7.7 | 0.831 | Yes |  | cETL Wet | TERRACE SM 1L LANTERN-ORB | Small One Light Outdoor Wall Lantern |  | OL4000ORB.jpg
OL4001ORB | Medium One Light Outdoor Wall Lantern | Horse and buggy lamps of yesteryear define the look of the Terrace outdoor lighting collection. Featuring four panels of Seeded Clear glass within a slightly widening at-the-top body, the Oil Rubbed Bronze finish completes this classic, antique look. | OUTDOOR | Terrace | Outdoor Lighting | Oil Rubbed Bronze | ORB | Stainless Steel | Clear Seeded Glass | W:4.875" H:6" |  |  | 1 Medium A19 100w |  | 1 | No | [14 empty] | 0 | [12 empty] | 46.98 | 93.96 | 140.94 | W:6'' H:11 3/4'' E:6 3/4'' | 3.16 |  |  | 6 | 11.75 | Cap Nuts |  |  |  |  | 6.75 |  | No |  | No | [21 empty] | DP:7/8'' W:4 1/2'' H:6'' OB UP:3'' Rectangular |  |  |  | 8 | Black/White |  |  | Hardwired | 0 | 0 | 0 | 0 | 1 | 0 | 0 | 1 | 0 | 0 | 0 | 014817289107 | 17 | 9.5 | 6.875 | 5.72 | 0.643 | 100 | Yes | 2 | 10014817289104 | 17 | 9.5 | 13.75 | 11.44 | 1.285 | Yes |  | cETL Wet | TERRACE MD 1L LANTERN-ORB | Medium One Light Outdoor Wall Lantern |  | OL4001ORB.jpg
OL4002ORB | Large One Light Outdoor Wall Lantern | Horse and buggy lamps of yesteryear define the look of the Terrace outdoor lighting collection. Featuring four panels of Seeded Clear glass within a slightly widening at-the-top body, the Oil Rubbed Bronze finish completes this classic, antique look. | OUTDOOR | Terrace | Outdoor Lighting | Oil Rubbed Bronze | ORB | Stainless Steel | Clear Seeded Glass | W:5.375" H:8" |  |  | 1 Medium A21 150w |  | 1 | No | [14 empty] | 0 | [12 empty] | 60.95 | 121.9 | 182.85 | W:8'' H:16'' E:8 3/4'' | 4.55 |  |  | 8 | 16 | Cap Nuts |  |  |  |  | 8.75 |  | No |  | No | [21 empty] | DP:7/8'' W:4 1/2'' H:6'' OB UP:4 7/8'' Rectangular |  |  |  | 8 | Black/White |  |  | Hardwired | 0 | 0 | 0 | 0 | 1 | 0 | 0 | 1 | 0 | 0 | 0 | 014817289114 | 10.5 | 6 | 8.5 | 7.9 | 0.31 | 65 | Yes | 2 | 10014817289111 | 21 | 12 | 17 | 15.8 | 2.479 | Yes |  | cETL Wet | TERRACE LG 1L LANTERN-ORB | Large One Light Outdoor Wall Lantern |  | OL4002ORB.jpg
OL4003ORB | Extra Large One Light Outdoor Wall Lantern | Horse and buggy lamps of yesteryear define the look of the Terrace outdoor lighting collection. Featuring four panels of Seeded Clear glass within a slightly widening at-the-top body, the Oil Rubbed Bronze finish completes this classic, antique look. | OUTDOOR | Terrace | Outdoor Lighting | Oil Rubbed Bronze | ORB | Stainless Steel | Clear Seeded Glass | W:7.75" H:9.5" |  |  | 1 Medium A21 150w |  | 1 | No | [14 empty] | 0 | [12 empty] | 95.48 | 190.96 | 286.44 | W:9 1/2'' H:18 3/8'' E:10 1/4'' | 5.85 |  |  | 9.5 | 18.375 | Cap Nuts |  |  |  |  | 10.25 |  | No |  | No | [21 empty] | DP:7/8'' W:4 1/2'' H:6'' OB UP:5 1/4'' Rectangular |  |  |  | 8 | Black/White |  |  | Hardwired | 0 | 0 | 0 | 0 | 1 | 0 | 0 | 1 | 0 | 0 | 0 | 014817289121 | 20 | 12.75 | 13 | 8.1 | 1.918 | 175 | Yes | [9 empty] | cETL Wet | TERRACE XL 1L LANTERN-ORB | Extra Large One Light Outdoor Wall Lantern |  | OL4003ORB.jpg
OL4007ORB | One Light Outdoor Post Lantern | Horse and buggy lamps of yesteryear define the look of the Terrace outdoor lighting collection. Featuring four panels of Seeded Clear glass within a slightly widening at-the-top body, the Oil Rubbed Bronze finish completes this classic, antique look. | OUTDOOR | Terrace | Outdoor Lighting | Oil Rubbed Bronze | ORB | Stainless Steel | Undefined Glass | W:7.75" H:9.5" |  |  | 1 Medium A21 150w |  | 1 | No | [14 empty] | 0 | [12 empty] | 89.98 | 179.96 | 269.94 | W:9 1/2'' H:22 1/2'' | 6.11 |  |  | 9.5 | 22.5 | Post Mount | [6 empty] | No |  | No | [25 empty] | 8 | Black/White |  |  | Hardwired | 0 | 0 | 0 | 0 | 1 | 0 | 0 | 1 | 0 | 0 | 0 | 014817289138 | 12 | 11.5 | 22.5 | 10.67 | 1.797 | 175 | Yes | [9 empty] | cETL Wet | TERRACE 1L POST-ORB | One Light Outdoor Post Lantern |  | OL4007ORB.jpg
OL4011ORB | One Light Outdoor Pendant Lantern | Horse and buggy lamps of yesteryear define the look of the Terrace outdoor lighting collection. Featuring four panels of Seeded Clear glass within a slightly widening at-the-top body, the Oil Rubbed Bronze finish completes this classic, antique look. | OUTDOOR | Terrace | Outdoor Lighting | Oil Rubbed Bronze | ORB | Stainless Steel | Clear Seeded Glass | W:5.375" H:8" |  |  | 1 Medium A21 150w |  | 1 | No | [14 empty] | 0 | [12 empty] | 74.98 | 149.96 | 224.94 | W:8'' H:16 3/4'' | 5.94 |  |  | 8 | 16.75 | Cap Nuts | [6 empty] | No |  | No | [21 empty] | DP:1 5/16'' W:5 3/4'' H:5 3/4'' Square |  |  |  | 8 | Black/White |  |  | Hardwired | 0 | 0 | 0 | 0 | 1 | 0 | 0 | 1 | 0 | 0 | 0 | 014817289084 | 21 | 11 | 9 | 8.58 | 1.203 | 125 | Yes | 2 | 10014817289081 | 21 | 11 | 18 | 17.16 | 2.406 | Yes |  | cETL Wet | TERRACE 1L PENDANT-ORB | One Light Outdoor Pendant Lantern |  | OL4011ORB.jpg
OL5400BK | 1 - Light Wall Lantern | The traditional, antique gas lantern-inspired design of Cotswold Lane features dentil molding at the top of each pane of beveled glass. Cotswold Lane's profile is timeless and elegant. Available with two finish and glass options: a Black or Grecian Bronze frame with Clear Beveled glass or Clear Seeded glass panels. | OUTDOOR | Cotswold Lane | Outdoor Lighting | Black | BK | Aluminum | Clear Beveled Glass |  |  |  | 1 Medium A19 100w |  | 1 | No | [14 empty] | 0 | [12 empty] | 45.95 | 91.9 | 137.85 | W:6 1/2'' H:11 1/2'' E:7 3/4'' | 3.19 |  |  | 6.5 | 11.5 | [5 empty] | 7.75 | [25 empty] | W:5 1/8'' H:8 1/8'' Irregular | [8 empty] | 0 | 0 | 0 | 0 | 0 | 0 | 0 | 0 | 0 | 0 | 0 | 014817318265 | 18.75 | 11 | 7.5 | 5.06 | 0.895 | 175 | Yes | 2 | 10014817318262 | 18.75 | 11 | 15 | 10.12 | 1.79 | Yes | UL Wet | cUL Wet | OUTDOOR LANTERN - W.BRKT 6.5" | 1 - Light Cotswold Lane |  | OL5400BK.jpg
OL5400GBZ | 1 - Light Wall Lantern | The traditional, antique gas lantern-inspired design of Cotswold Lane features dentil molding at the top of each pane of beveled glass. Cotswold Lane's profile is timeless and elegant. Available with two finish and glass options: a Black or Grecian Bronze frame with Clear Beveled glass or Clear Seeded glass panels. | OUTDOOR | Cotswold Lane | Outdoor Lighting | Grecian Bronze | GBZ | Aluminum | Clear Beveled Glass |  |  |  | 1 Medium A19 100w |  | 1 | No | [14 empty] | 0 | [12 empty] | 45.95 | 91.9 | 137.85 | W:6 1/2'' H:11 1/2'' E:7 3/4'' | 3.19 |  |  | 6.5 | 11.5 | [5 empty] | 7.75 | [25 empty] | W:5 1/8'' H:8 1/8'' OB UP:3 1/2'' OB DOWN:7 7/8'' Irregular | [8 empty] | 0 | 0 | 0 | 0 | 0 | 0 | 0 | 0 | 0 | 0 | 0 | 014817317695 | 18.75 | 11 | 7.5 | 5.06 | 0.895 | 175 | Yes | 2 | 10014817317692 | 18.75 | 11 | 15 | 10.12 | 1.79 | Yes | UL Wet | cUL Wet | OUTDOOR LANTERN - W.BRKT 6.5" | 1 - Light Cotswold Lane |  | OL5400GBZ.jpg
OL5401BK | 2 - Light Wall Lantern | The traditional, antique gas lantern-inspired design of Cotswold Lane features dentil molding at the top of each pane of beveled glass. Cotswold Lane's profile is timeless and elegant. Available with two finish and glass options: a Black or Grecian Bronze frame with Clear Beveled glass or Clear Seeded glass panels. | OUTDOOR | Cotswold Lane | Outdoor Lighting | Black | BK | Aluminum | Clear Beveled Glass |  |  |  | 2 Candelabra B Torpedo 60w |  | 2 | No | [14 empty] | 0 | [12 empty] | 85.95 | 171.9 | 257.85 | W:9'' H:20 1/2'' E:11 5/8'' | 6.49 |  |  | 9 | 20.5 | [5 empty] | 11.625 | [25 empty] | W:5 1/8'' H:10 3/4'' OB UP:8 1/2'' Irregular | [8 empty] | 0 | 0 | 0 | 0 | 0 | 0 | 0 | 0 | 0 | 0 | 0 | 014817318272 | 21.5 | 14 | 11.5 | 10.285 | 2.003 | 175 | Yes | 2 | 10014817318279 | 21.5 | 14 | 23 | 20.57 | 4.006 | Yes | UL Wet | cUL Wet | OUTDOOR LANTERN - BRKT | 2 - Light Cotswold Lane |  | OL5401BK.jpg
OL5401GBZ | 2 - Light Wall Lantern | The traditional, antique gas lantern-inspired design of Cotswold Lane features dentil molding at the top of each pane of beveled glass. Cotswold Lane's profile is timeless and elegant. Available with two finish and glass options: a Black or Grecian Bronze frame with Clear Beveled glass or Clear Seeded glass panels. | OUTDOOR | Cotswold Lane | Outdoor Lighting | Grecian Bronze | GBZ | Aluminum | Clear Beveled Glass |  |  |  | 2 Candelabra B Torpedo 60w |  | 2 | No | [14 empty] | 0 | [12 empty] | 85.95 | 171.9 | 257.85 | W:9'' H:20 1/2'' E:11 5/8'' | 6.49 |  |  | 9 | 20.5 | [5 empty] | 11.625 | [25 empty] | W:5 1/8'' H:10 3/4'' OB UP:8 1/2'' Irregular | [8 empty] | 0 | 0 | 0 | 0 | 0 | 0 | 0 | 0 | 0 | 0 | 0 | 014817317701 | 21.5 | 14 | 11.5 | 10.285 | 2.003 | 175 | Yes | 2 | 10014817317708 | 21.5 | 14 | 23 | 20.57 | 4.006 | Yes | UL Wet | cUL Wet | OUTDOOR LANTERN - BRKT | 2 - Light Cotswold Lane |  | OL5401GBZ.jpg
OL5402BK | 3 - Light Wall Lantern | The traditional, antique gas lantern-inspired design of Cotswold Lane features dentil molding at the top of each pane of beveled glass. Cotswold Lane's profile is timeless and elegant. Available with two finish and glass options: a Black or Grecian Bronze frame with Clear Beveled glass or Clear Seeded glass panels. | OUTDOOR | Cotswold Lane | Outdoor Lighting | Black | BK | Aluminum | Clear Beveled Glass |  |  |  | 3 Candelabra B Torpedo 60w |  | 3 | No | [14 empty] | 0 | [12 empty] | 143.95 | 287.9 | 431.85 | W:9 1/2'' H:23 3/4'' E:11 5/8'' | 9.35 |  |  | 9.5 | 23.75 | [5 empty] | 11.625 | [25 empty] | W:5 1/8'' H:13 3/8'' | [8 empty] | 0 | 0 | 0 | 0 | 0 | 0 | 0 | 0 | 0 | 0 | 0 | 014817318289 | 15.5 | 24.75 | 11.75 | 12.21 | 2.609 | 175 | Yes | [8 empty] | UL Wet | cUL Wet | OUTDOOR LANTERN - BRKT | 3 - Light Cotswold Lane |  | OL5402BK.jpg
OL5402GBZ | 3 - Light Wall Lantern | The traditional, antique gas lantern-inspired design of Cotswold Lane features dentil molding at the top of each pane of beveled glass. Cotswold Lane's profile is timeless and elegant. Available with two finish and glass options: a Black or Grecian Bronze frame with Clear Beveled glass or Clear Seeded glass panels. | OUTDOOR | Cotswold Lane | Outdoor Lighting | Grecian Bronze | GBZ | Aluminum | Clear Beveled Glass |  |  |  | 3 Candelabra A19 60w |  | 3 | No | [14 empty] | 0 | [12 empty] | 143.95 | 287.9 | 431.85 | W:9 1/2'' H:23 3/4'' E:11 5/8'' | 9.35 |  |  | 9.5 | 23.75 | [5 empty] | 11.625 | [25 empty] | W:5 1/8'' H:13 3/8'' OB UP:10 1/2'' OB DOWN:13 1/4'' Irregular | [8 empty] | 0 | 0 | 0 | 0 | 0 | 0 | 0 | 0 | 0 | 0 | 0 | 014817317718 | 15.5 | 24.75 | 11.75 | 12.21 | 2.609 | 175 | Yes | [8 empty] | UL Wet | cUL Wet | OUTDOOR LANTERN - BRKT | 3 - Light Cotswold Lane |  | OL5402GBZ.jpg
OL5403BK | 2 - Light Wall Lantern | The traditional, antique gas lantern-inspired design of Cotswold Lane features dentil molding at the top of each pane of beveled glass. Cotswold Lane's profile is timeless and elegant. Available with two finish and glass options: a Black or Grecian Bronze frame with Clear Beveled glass or Clear Seeded glass panels. | OUTDOOR | Cotswold Lane | Outdoor Lighting | Black | BK | Aluminum | Clear Beveled Glass |  |  |  | 2 Candelabra B Torpedo 60w |  | 2 | No | [14 empty] | 0 | [12 empty] | 85.95 | 171.9 | 257.85 | W:9 1/2'' H:16'' E:6'' | 4.62 |  |  | 9.5 | 16 | [5 empty] | 6 | [25 empty] | W:8 13/16'' H:14'' OB UP:9 1/2'' OB DOWN:6 1/2'' Irregular | [8 empty] | 0 | 0 | 0 | 0 | 0 | 0 | 0 | 0 | 0 | 0 | 0 | 014817318302 | 17.25 | 12.5 | 9.375 | 7.48 | 1.17 | 125 | Yes | 2 | 10014817318309 | 17.25 | 12.5 | 18.75 | 14.96 | 2.34 | Yes | UL Wet | cUL Wet | OUTDOOR LANTERN | 2 - Light Cotswold Lane |  | OL5403BK.jpg
OL5403GBZ | 2 - Light Wall Lantern | The traditional, antique gas lantern-inspired design of Cotswold Lane features dentil molding at the top of each pane of beveled glass. Cotswold Lane's profile is timeless and elegant. Available with two finish and glass options: a Black or Grecian Bronze frame with Clear Beveled glass or Clear Seeded glass panels. | OUTDOOR | Cotswold Lane | Outdoor Lighting | Grecian Bronze | GBZ | Aluminum | Clear Beveled Glass |  |  |  | 2 Candelabra B Torpedo 60w |  | 2 | No | [14 empty] | 0 | [12 empty] | 85.95 | 171.9 | 257.85 | W:9 1/2'' H:16'' E:6'' | 4.62 |  |  | 9.5 | 16 | [5 empty] | 6 | [34 empty] | 0 | 0 | 0 | 0 | 0 | 0 | 0 | 0 | 0 | 0 | 0 | 014817317763 | 17.25 | 12.5 | 9.375 | 7.48 | 1.17 | 125 | Yes | 2 | 10014817317760 | 17.25 | 12.5 | 18.75 | 14.96 | 2.34 | Yes | UL Wet | cUL Wet | OUTDOOR LANTERN | 2 - Light Cotswold Lane |  | OL5403GBZ.jpg
OL5404BK | 3 - Light Wall Lantern | The traditional, antique gas lantern-inspired design of Cotswold Lane features dentil molding at the top of each pane of beveled glass. Cotswold Lane's profile is timeless and elegant. Available with two finish and glass options: a Black or Grecian Bronze frame with Clear Beveled glass or Clear Seeded glass panels. | OUTDOOR | Cotswold Lane | Outdoor Lighting | Black | BK | Aluminum | Clear Beveled Glass |  |  |  | 3 Candelabra A19 60w |  | 3 | No | [14 empty] | 0 | [12 empty] | 207.45 | 414.9 | 622.35 | W:12'' H:30'' E:16 1/4'' | 15.73 |  |  | 12 | 30 | [5 empty] | 16.25 | [25 empty] | W:5 1/8'' H:16 1/4'' Irregular | [8 empty] | 0 | 0 | 0 | 0 | 0 | 0 | 0 | 0 | 0 | 0 | 0 | 014817318296 | 19 | 31.25 | 14.25 | 19.91 | 4.896 | 175 | Yes | [8 empty] | UL Wet | cUL Wet | OUTDOOR LANTERN - BRKT | 3 - Light Cotswold Lane |  | OL5404BK.jpg
OL5404GBZ | 3 - Light Wall Lantern | The traditional, antique gas lantern-inspired design of Cotswold Lane features dentil molding at the top of each pane of beveled glass. Cotswold Lane's profile is timeless and elegant. Available with two finish and glass options: a Black or Grecian Bronze frame with Clear Beveled glass or Clear Seeded glass panels. | OUTDOOR | Cotswold Lane | Outdoor Lighting | Grecian Bronze | GBZ | Aluminum | Clear Beveled Glass |  |  |  | 3 Candelabra B Torpedo 60w |  | 3 | No | [14 empty] | 0 | [12 empty] | 207.45 | 414.9 | 622.35 | W:12'' H:30'' E:16 1/4'' | 15.73 |  |  | 12 | 30 | [5 empty] | 16.25 | [25 empty] | W:5 1/8'' H:16 1/4'' OB UP:12 7/8'' OB DOWN:17 1/4'' Irregular | [8 empty] | 0 | 0 | 0 | 0 | 0 | 0 | 0 | 0 | 0 | 0 | 0 | 014817317725 | 19 | 31.25 | 14.25 | 19.91 | 4.896 | 175 | Yes | [8 empty] | UL Wet | cUL Wet | OUTDOOR LANTERN - BRKT | 3 - Light Outdoor |  | OL5404GBZ.jpg
OL5405BK | 4 - Light Wall Lantern | The traditional, antique gas lantern-inspired design of Cotswold Lane features dentil molding at the top of each pane of beveled glass. Cotswold Lane's profile is timeless and elegant. Available with two finish and glass options: a Black or Grecian Bronze frame with Clear Beveled glass or Clear Seeded glass panels. | OUTDOOR | Cotswold Lane | Outdoor Lighting | Black | BK | Aluminum |  |  |  |  | 4 Candelabra Torpedo 60w |  | 4 | No | [14 empty] | 0 | [12 empty] | 288.45 | 576.9 | 865.35 | W:13 5/8'' H:36 1/4'' E:17 7/8'' | 17 |  |  | 13.625 | 36.25 | [5 empty] | 17.875 | [25 empty] | DP:1 1/4'' W:5 1/8'' H:17 3/8'' OB UP:12'' Irregular |  |  |  | 8 |  |  |  |  | 0 | 0 | 0 | 0 | 0 | 0 | 0 | 0 | 0 | 0 | 0 | 014817580747 | 39 | 17.5 | 21 | 28.1 | 8.294 | 250 | Yes | [9 empty] | cETL Wet | COTSWOLD LN XXL WALL LNTN BK BVLD GL | 4 - Light Wall Lantern |  | OL5405BK.jpg | OL5405BK.jpg
OL5405GBZ | 4 - Light Wall Lantern | The traditional, antique gas lantern-inspired design of Cotswold Lane features dentil molding at the top of each pane of beveled glass. Cotswold Lane's profile is timeless and elegant. Available with two finish and glass options: a Black or Grecian Bronze frame with Clear Beveled glass or Clear Seeded glass panels. | OUTDOOR | Cotswold Lane | Outdoor Lighting | Grecian Bronze | GBZ | Aluminum |  |  |  |  | 4 Candelabra Torpedo 60w |  | 4 | No | [14 empty] | 0 | [12 empty] | 288.45 | 576.9 | 865.35 | W:13 5/8'' H:36 1/4'' E:17 7/8'' | 17 |  |  | 13.625 | 36.25 | [5 empty] | 17.875 | [25 empty] | DP:1 1/4'' W:5 1/8'' H:17 3/8'' OB UP:12'' Irregular |  |  |  | 8 |  |  |  |  | 0 | 0 | 0 | 0 | 0 | 0 | 0 | 0 | 0 | 0 | 0 | 014817580761 | 39 | 21.5 | 17.25 | 28.1 | 8.37 | 250 | Yes | [9 empty] | cETL Wet | COTSWOLD LN XXL WALL LNTN GBZ BVLD GL | 4 - Light Wall Lantern |  | OL5405GBZ.jpg | OL5405GBZ.jpg
OL5407BK | 3 - Light Post | The traditional, antique gas lantern-inspired design of Cotswold Lane features dentil molding at the top of each pane of beveled glass. Cotswold Lane's profile is timeless and elegant. Available with two finish and glass options: a Black or Grecian Bronze frame with Clear Beveled glass or Clear Seeded glass panels. | OUTDOOR | Cotswold Lane | Outdoor Lighting | Black | BK | Aluminum | Clear Beveled Glass |  |  |  | 3 Candelabra B Torpedo 60w |  | 3 | No | [14 empty] | 0 | [12 empty] | 130.48 | 260.96 | 391.44 | W:9 1/2'' H:22 1/2'' | 6.49 |  |  | 9.5 | 22.5 | [40 empty] | 0 | 0 | 0 | 0 | 0 | 0 | 0 | 0 | 0 | 0 | 0 | 014817318326 | 12 | 11.75 | 20.25 | 8.69 | 1.652 | 175 | Yes | [8 empty] | UL Wet | cUL Wet | OUTDOOR LANTERN - 9.5" POST | 3 - Light Cotswold Lane |  | OL5407BK.jpg
OL5407GBZ | 3 - Light Post | The traditional, antique gas lantern-inspired design of Cotswold Lane features dentil molding at the top of each pane of beveled glass. Cotswold Lane's profile is timeless and elegant. Available with two finish and glass options: a Black or Grecian Bronze frame with Clear Beveled glass or Clear Seeded glass panels. | OUTDOOR | Cotswold Lane | Outdoor Lighting | Grecian Bronze | GBZ | Aluminum | Clear Beveled Glass |  |  |  | 3 Candelabra B Torpedo 60w |  | 3 | No | [14 empty] | 0 | [12 empty] | 130.48 | 260.96 | 391.44 | W:9 1/2'' H:22 1/2'' | 6.49 |  |  | 9.5 | 22.5 | [40 empty] | 0 | 0 | 0 | 0 | 0 | 0 | 0 | 0 | 0 | 0 | 0 | 014817317749 | 12 | 11.75 | 20.25 | 8.69 | 1.652 | 175 | Yes | [8 empty] | UL Wet | cUL Wet | OUTDOOR LANTERN - 9.5" POST | 3 - Light Cotswold Lane |  | OL5407GBZ.jpg
OL5408BK | 3 - Light Post | The traditional, antique gas lantern-inspired design of Cotswold Lane features dentil molding at the top of each pane of beveled glass. Cotswold Lane's profile is timeless and elegant. Available with two finish and glass options: a Black or Grecian Bronze frame with Clear Beveled glass or Clear Seeded glass panels. | OUTDOOR | Cotswold Lane | Outdoor Lighting | Black | BK | Aluminum | Clear Beveled Glass |  |  |  | 3 Candelabra B Torpedo 60w |  | 3 | No | [14 empty] | 0 | [12 empty] | 187.98 | 375.96 | 563.94 | W:12'' H:27 1/2'' | 10.45 |  |  | 12 | 27.5 | [40 empty] | 0 | 0 | 0 | 0 | 0 | 0 | 0 | 0 | 0 | 0 | 0 | 014817318333 | 14 | 25.75 | 14 | 13.97 | 2.921 | 175 | Yes | [8 empty] | UL Wet | cUL Wet | OUTDOOR LANTERN - 12" POST | 3 - Light Cotswold Lane |  | OL5408BK.jpg
OL5408GBZ | 3 - Light Post | The traditional, antique gas lantern-inspired design of Cotswold Lane features dentil molding at the top of each pane of beveled glass. Cotswold Lane's profile is timeless and elegant. Available with two finish and glass options: a Black or Grecian Bronze frame with Clear Beveled glass or Clear Seeded glass panels. | OUTDOOR | Cotswold Lane | Outdoor Lighting | Grecian Bronze | GBZ | Aluminum | 0 - Undefined | D:0" W:0" | D:0" |  | 3 Candelabra A19 60w |  | 3 | No | [14 empty] | 0 | [12 empty] | 187.98 | 375.96 | 563.94 | W:12'' H:27 1/2'' | 10.45 |  |  | 12 | 27.5 | [40 empty] | 0 | 0 | 0 | 0 | 0 | 0 | 0 | 0 | 0 | 0 | 0 | 014817317756 | 14 | 25.75 | 14 | 13.97 | 2.921 | 175 | Yes | [8 empty] | UL Wet | cUL Damp | OUTDOOR LANTERN - 12" POST | 3 - Light Cotswold Lane |  | OL5408GBZ.jpg
OL5411BK | 3 - Light Pendant | The traditional, antique gas lantern-inspired design of Cotswold Lane features dentil molding at the top of each pane of beveled glass. Cotswold Lane's profile is timeless and elegant. Available with two finish and glass options: a Black or Grecian Bronze frame with Clear Beveled glass or Clear Seeded glass panels. | OUTDOOR | Cotswold Lane | Outdoor Lighting | Black | BK | Aluminum | Clear Beveled Glass |  |  |  | 3 Candelabra B Torpedo 60w |  | 3 | No | [14 empty] | 0 | [12 empty] | 127.45 | 254.9 | 382.35 | L:9 1/2'' W:9 1/2'' H:21 1/2'' | 8.14 |  | 9.5 | 9.5 | 21.5 | [30 empty] | D:5'' Hexagonal |  |  |  |  | 180 |  | 60 |  |  | 0 | 0 | 0 | 0 | 0 | 0 | 0 | 0 | 0 | 0 | 0 | 014817318319 | 11.5 | 11.5 | 17.5 | 9.35 | 1.339 | 125 | Yes | [8 empty] | UL Damp | cUL Damp | OUTDOOR LANTERN - HANG | 3 - Light Cotswold Lane |  | OL5411BK.jpg
OL5411GBZ | 3 - Light Pendant | The traditional, antique gas lantern-inspired design of Cotswold Lane features dentil molding at the top of each pane of beveled glass. Cotswold Lane's profile is timeless and elegant. Available with two finish and glass options: a Black or Grecian Bronze frame with Clear Beveled glass or Clear Seeded glass panels. | OUTDOOR | Cotswold Lane | Outdoor Lighting | Grecian Bronze | GBZ | Aluminum | Clear Beveled Glass |  |  |  | 3 Candelabra B Torpedo 60w |  | 3 | No | [14 empty] | 0 | [12 empty] | 127.45 | 254.9 | 382.35 | W:9 1/2'' H:21 1/2'' | 8.14 |  |  | 9.5 | 21.5 | [35 empty] | 180 |  | 60 |  |  | 0 | 0 | 0 | 0 | 0 | 0 | 0 | 0 | 0 | 0 | 0 | 014817317732 | 11.5 | 11.5 | 17.5 | 9.35 | 1.339 | 125 | Yes | [8 empty] | UL Damp | cUL Damp | OUTDOOR LANTERN - HANG | 3 - Light Cotswold Lane |  | OL5411GBZ.jpg
OL5412BK | 3 - Light Outdoor Pendant | The traditional, antique gas lantern-inspired design of Cotswold Lane features dentil molding at the top of each pane of beveled glass. Cotswold Lane's profile is timeless and elegant. Available with two finish and glass options: a Black or Grecian Bronze frame with Clear Beveled glass or Clear Seeded glass panels. | OUTDOOR | Cotswold Lane | Outdoor Lighting | Black | BK | Aluminum | Clear Beveled Glass |  |  |  | 3 Candelabra B Torpedo 60w |  | 3 | Yes | [14 empty] | 0 | [12 empty] | 196.95 | 393.9 | 590.85 | L:12'' W:12'' H:26 1/2'' | 12.32 |  | 12 | 12 | 26.5 | [30 empty] | D:5'' Hexagonal |  |  |  |  | 180 |  | 60 |  |  | 0 | 0 | 0 | 0 | 0 | 0 | 0 | 0 | 0 | 0 | 0 | 014817318340 | 14.5 | 21.75 | 14.25 | 14.3 | 2.601 | 175 | Yes | [8 empty] | UL Damp | cUL Damp | OUTDOOR LANTERN - HANG | 3 - Light Cotswold Lane |  | OL5412BK.jpg
OL5412GBZ | 3 - Light Outdoor Pendant | The traditional, antique gas lantern-inspired design of Cotswold Lane features dentil molding at the top of each pane of beveled glass. Cotswold Lane's profile is timeless and elegant. Available with two finish and glass options: a Black or Grecian Bronze frame with Clear Beveled glass or Clear Seeded glass panels. | OUTDOOR | Cotswold Lane | Outdoor Lighting | Grecian Bronze | GBZ | Aluminum | Clear Beveled Glass |  |  |  | 3 Candelabra B Torpedo 60w |  | 3 | No | [14 empty] | 0 | [12 empty] | 196.95 | 393.9 | 590.85 | W:12'' H:26 1/2'' | 12.32 |  |  | 12 | 26.5 | [30 empty] | D:5 1/4'' DP:15/16'' Round |  |  |  |  | 180 |  | 60 |  |  | 0 | 0 | 0 | 0 | 0 | 0 | 0 | 0 | 0 | 0 | 0 | 014817317770 | 14.5 | 21.75 | 14.25 | 14.3 | 2.601 | 175 | Yes | [8 empty] | UL Damp | cUL Damp | OUTDOOR LANTERN - HANG | 3 - Light Cotswold Lane |  | OL5412GBZ.jpg
OL5413BK | 2 - Light Ceiling Fixture | The traditional, antique gas lantern-inspired design of Cotswold Lane features dentil molding at the top of each pane of beveled glass. Cotswold Lane's profile is timeless and elegant. Available with two finish and glass options: a Black or Grecian Bronze frame with Clear Beveled glass or Clear Seeded glass panels. | OUTDOOR | Cotswold Lane | Outdoor Lighting | Black | BK | Aluminum | Clear Beveled Glass |  |  |  | 2 Medium A19 60w |  | 2 | No | [14 empty] | 0 | [12 empty] | 80.45 | 160.9 | 241.35 | W:11 1/2'' H:6 5/8'' | 6.71 |  |  | 11.5 | 6.625 | [30 empty] | W:11 1/2'' | [9 empty] | 0 | 0 | 0 | 0 | 0 | 0 | 0 | 0 | 0 | 0 | 0 | 014817318357 | 14.5 | 20 | 7.125 | 9.515 | 1.196 | 100 | Yes | 2 | 10014817318354 | 14.5 | 20 | 14.25 | 19.03 | 2.391 | Yes | UL Damp | cUL Damp | OUTDOOR LANTERN - F.MNT | 2 - Light Cotswold Lane |  | OL5413BK.jpg
OL5413GBZ | 2 - Light Ceiling Fixture | The traditional, antique gas lantern-inspired design of Cotswold Lane features dentil molding at the top of each pane of beveled glass. Cotswold Lane's profile is timeless and elegant. Available with two finish and glass options: a Black or Grecian Bronze frame with Clear Beveled glass or Clear Seeded glass panels. | OUTDOOR | Cotswold Lane | Outdoor Lighting | Grecian Bronze | GBZ | Aluminum | Clear Beveled Glass |  |  |  | 2 Medium A19 60w |  | 2 | No | [14 empty] | 0 | [12 empty] | 80.45 | 160.9 | 241.35 | W:11 1/2'' H:6 5/8'' | 6.71 |  |  | 11.5 | 6.625 | [40 empty] | 0 | 0 | 0 | 0 | 0 | 0 | 0 | 0 | 0 | 0 | 0 | 014817317787 | 14.5 | 20 | 7.125 | 9.515 | 1.196 | 100 | Yes | 2 | 10014817317784 | 14.5 | 20 | 14.25 | 19.03 | 2.391 | Yes | UL Damp | cUL Damp | OUTDOOR LANTERN - F.MNT | 2 - Light Cotswold Lane |  | OL5413GBZ.jpg
OL5414BK | 4 - Light Hanging Lantern | The traditional, antique gas lantern-inspired design of Cotswold Lane features dentil molding at the top of each pane of beveled glass. Cotswold Lane's profile is timeless and elegant. Available with two finish and glass options: a Black or Grecian Bronze frame with Clear Beveled glass or Clear Seeded glass panels. | OUTDOOR | Cotswold Lane | Outdoor Lighting | Black | BK | Aluminum |  |  |  |  | 4 Candelabra Torpedo 60w |  | 4 | No | [14 empty] | 0 | [12 empty] | 266.45 | 532.9 | 799.35 | L:13 5/8'' W:13 5/8'' H:31'' O:98'' | 14 |  | 13.625 | 13.625 | 31 | Center Lock-Up |  |  | 98 | [26 empty] | DP:5'' W:5 3/4'' H:1'' Hexagonal |  |  |  |  | 180 | Black | 60 |  |  | 0 | 0 | 0 | 0 | 0 | 0 | 0 | 0 | 0 | 0 | 0 | 014817580754 | 28 | 17.25 | 17.25 | 21.3 | 4.822 | 175 | Yes | [9 empty] | cETL Damp | COTSWOLD LN HANG LNTRN BK BVLD GL | 4 - Light Hanging Lantern |  | OL5414BK.jpg | OL5414BK.jpg
OL5414GBZ | 4 - Light Hanging Lantern | The traditional, antique gas lantern-inspired design of Cotswold Lane features dentil molding at the top of each pane of beveled glass. Cotswold Lane's profile is timeless and elegant. Available with two finish and glass options: a Black or Grecian Bronze frame with Clear Beveled glass or Clear Seeded glass panels. | OUTDOOR | Cotswold Lane | Outdoor Lighting | Grecian Bronze | GBZ | Aluminum | Undefined Glass |  |  |  | 4 Candelabra Torpedo 60w |  | 4 | No | [14 empty] | 0 | [12 empty] | 266.45 | 532.9 | 799.35 | L:13 5/8'' W:13 5/8'' H:31'' O:98'' | 14 |  | 13.625 | 13.625 | 31 | Center Lock-Up |  |  | 98 | [26 empty] | DP:5'' W:5 3/4'' H:1'' Hexagonal |  |  |  |  | 180 | Black | 60 |  |  | 0 | 0 | 0 | 0 | 0 | 0 | 0 | 0 | 0 | 0 | 0 | 014817580778 | 17.25 | 17.25 | 28 | 21.3 | 4.822 | 175 | Yes | [9 empty] | cETL Damp | COTSWOLD LN HANG LNTRN GBZ BVLD GL | 4 - Light Hanging Lantern |  | OL5414GBZ.jpg | OL5414GBZ.jpg
OL5420BK | 1 - Light Wall Lantern | The traditional, antique gas lantern-inspired design of Cotswold Lane features dentil molding at the top of each pane of beveled glass. Cotswold Lane's profile is timeless and elegant. Available with two finish and glass options: a Black or Grecian Bronze frame with Clear Beveled glass or Clear Seeded glass panels. | OUTDOOR | Cotswold Lane | Outdoor Lighting | Black | BK | Aluminum | Clear Seeded Glass | W:1" H:5.75" |  |  | 1 Medium A19 100w |  | 1 | No | [14 empty] | 0 | [12 empty] | 45.95 | 91.9 | 137.85 | W:6 1/2'' H:11 1/2'' E:7 3/4'' | 3.19 |  |  | 6.5 | 11.5 | Cap Nuts |  |  |  |  | 7.75 | [25 empty] | W:5 1/8'' H:8 1/8'' OB UP:3 1/2'' Irregular |  |  |  | 8 |  |  |  | Hardwired | 0 | 0 | 0 | 0 | 0 | 0 | 0 | 0 | 0 | 0 | 0 | 014817573992 | 14.25 | 10.75 | 9.25 | 4.3 | 0.82 | 175 | Yes | 2 | 10014817573999 | 19 | 15.25 | 11 | 9.7 | 1.844 | Yes | UL Wet | cUL Wet | CTSWLD LN 1L LANTERN BLK | 1 - Light Wall Lantern |  | OL5420BK.jpg | OL5420BK.jpg
OL5420GBZ | 1 - Light Wall Lantern | The traditional, antique gas lantern-inspired design of Cotswold Lane features dentil molding at the top of each pane of beveled glass. Cotswold Lane's profile is timeless and elegant. Available with two finish and glass options: a Black or Grecian Bronze frame with Clear Beveled glass or Clear Seeded glass panels. | OUTDOOR | Cotswold Lane | Outdoor Lighting | Grecian Bronze | GBZ | Aluminum | Undefined Glass | W:3.5" H:5.75" |  |  | 1 Medium A19 100w |  | 1 | No | [14 empty] | 0 | [12 empty] | 43.95 | 87.9 | 131.85 | W:6 1/2'' H:11 3/8'' E:7 3/4'' | 2.9 |  |  | 6.5 | 11.375 | Cap Nuts |  |  |  |  | 7.75 | [25 empty] | DP:1 1/4'' W:5 1/8'' H:8 1/8'' OB UP:3 1/2'' Irregular |  |  |  | 8 |  |  |  | Hardwired | 0 | 0 | 0 | 0 | 0 | 0 | 0 | 0 | 0 | 0 | 0 | 014817580808 | 14.25 | 10.75 | 9.5 | 4.1 | 0.842 | 175 | Yes | 2 | 10014817580805 | 19 | 15.25 | 11.25 | 9.5 | 1.886 | Yes |  | cETL Wet | CTSWLD LN 1L SM LTRN GBZ SD GL | 1 - Light Wall Lantern |  | OL5420GBZ.jpg | OL5420GBZ.jpg
OL5421BK | 2 - Light Wall Lantern | The traditional, antique gas lantern-inspired design of Cotswold Lane features dentil molding at the top of each pane of beveled glass. Cotswold Lane's profile is timeless and elegant. Available with two finish and glass options: a Black or Grecian Bronze frame with Clear Beveled glass or Clear Seeded glass panels. | OUTDOOR | Cotswold Lane | Outdoor Lighting | Black | BK | Aluminum | Clear Seeded Glass | W:1.375" H:7.125" |  |  | 2 Candelabra B Torpedo 60w |  | 2 | No | [14 empty] | 0 | [12 empty] | 85.95 | 171.9 | 257.85 | W:9'' H:20 1/2'' E:11 5/8'' | 6.49 |  |  | 9 | 20.5 | Cap Nuts |  |  |  |  | 11.625 | [25 empty] | W:5 1/8'' H:10 3/4'' OB UP:8 5/8'' Irregular |  |  |  | 8 |  |  |  | Hardwired | 0 | 0 | 0 | 0 | 0 | 0 | 0 | 0 | 0 | 0 | 0 | 014817574005 | 22 | 13.75 | 10.5 | 8 | 1.838 | 175 | Yes | 2 | 10014817574002 | 23 | 21.75 | 14.25 | 18.2 | 4.125 | Yes | UL Wet | cUL Wet | CTSWLD LN 2L LANTERN BLK | 2 - Light Wall Lantern |  | OL5421BK.jpg | OL5421BK.jpg
OL5421GBZ | 2 - Light Wall Lantern | The traditional, antique gas lantern-inspired design of Cotswold Lane features dentil molding at the top of each pane of beveled glass. Cotswold Lane's profile is timeless and elegant. Available with two finish and glass options: a Black or Grecian Bronze frame with Clear Beveled glass or Clear Seeded glass panels. | OUTDOOR | Cotswold Lane | Outdoor Lighting | Grecian Bronze | GBZ | Aluminum | Undefined Glass | W:1.375" H:7.125" |  |  | 2 Candelabra B Torpedo 60w |  | 2 | No | [14 empty] | 0 | [12 empty] | 82.95 | 165.9 | 248.85 | W:8 1/8'' H:20 3/8'' E:11 5/8'' | 5.7 |  |  | 8.125 | 20.375 | Cap Nuts |  |  |  |  | 11.625 | [25 empty] | DP:1 1/4'' W:5 1/8'' H:10 3/4'' OB UP:8 5/8'' Irregular |  |  |  | 8 |  |  |  | Hardwired | 0 | 0 | 0 | 0 | 0 | 0 | 0 | 0 | 0 | 0 | 0 | 014817580815 | 22.25 | 13.75 | 10.5 | 7.9 | 1.859 | 175 | Yes | 2 | 10014817580812 | 23.5 | 23 | 14 | 18 | 4.379 | Yes |  | cETL Wet | CTSWLD LN 2L MED LTN GBZ SD GL | 2 - Light Wall Lantern |  | OL5421GBZ.jpg | OL5421GBZ.jpg
OL5422BK | 3 - Light Wall Lantern | The traditional, antique gas lantern-inspired design of Cotswold Lane features dentil molding at the top of each pane of beveled glass. Cotswold Lane's profile is timeless and elegant. Available with two finish and glass options: a Black or Grecian Bronze frame with Clear Beveled glass or Clear Seeded glass panels. | OUTDOOR | Cotswold Lane | Outdoor Lighting | Black | BK | Aluminum | Clear Seeded Glass | W:1.75" H:8.375" |  |  | 3 Candelabra B Torpedo 60w |  | 3 | No | [14 empty] | 0 | [12 empty] | 143.95 | 287.9 | 431.85 | W:9 1/2'' H:23 3/4'' E:13 3/8'' | 9.35 |  |  | 9.5 | 23.75 | Cap Nuts |  |  |  |  | 13.375 | [25 empty] | W:5 1/8'' H:13 3/8'' OB UP:10 1/2'' |  |  |  | 8 |  |  |  | Hardwired | 0 | 0 | 0 | 0 | 0 | 0 | 0 | 0 | 0 | 0 | 0 | 014817574012 | 25 | 16 | 12 | 11.7 | 2.778 | 175 | Yes | [8 empty] | UL Wet | cUL Wet | CTSWLD LN 3L LANTERN BLK | 3 - Light Wall Lantern |  | OL5422BK.jpg | OL5422BK.jpg
OL5422GBZ | 3 - Light Wall Lantern | The traditional, antique gas lantern-inspired design of Cotswold Lane features dentil molding at the top of each pane of beveled glass. Cotswold Lane's profile is timeless and elegant. Available with two finish and glass options: a Black or Grecian Bronze frame with Clear Beveled glass or Clear Seeded glass panels. | OUTDOOR | Cotswold Lane | Outdoor Lighting | Grecian Bronze | GBZ | Aluminum | Undefined Glass | W:1.75" H:8.375" |  |  | 3 Candelabra B Torpedo 60w |  | 3 | No | [14 empty] | 0 | [12 empty] | 139.45 | 278.9 | 418.35 | W:9 1/2'' H:23 3/4'' E:13 3/8'' | 9.35 |  |  | 9.5 | 23.75 | Cap Nuts |  |  |  |  | 13.375 | [25 empty] | DP:1 1/4'' W:5 1/8'' H:13 3/8'' OB UP:10 1/2'' Irregular |  |  |  | 8 |  |  |  | Hardwired | 0 | 0 | 0 | 0 | 0 | 0 | 0 | 0 | 0 | 0 | 0 | 014817580822 | 25 | 16 | 15.5 | 11.6 | 3.588 | 250 | Yes | [9 empty] | cETL Wet | CTSWLD LN 3L LG LTN GBZ SD GL | 3 - Light Wall Lantern |  | OL5422GBZ.jpg | OL5422GBZ.jpg
OL5423BK | 2 - Light Wall Lantern | The traditional, antique gas lantern-inspired design of Cotswold Lane features dentil molding at the top of each pane of beveled glass. Cotswold Lane's profile is timeless and elegant. Available with two finish and glass options: a Black or Grecian Bronze frame with Clear Beveled glass or Clear Seeded glass panels. | OUTDOOR | Cotswold Lane | Outdoor Lighting | Black | BK | Aluminum | Clear Seeded Glass | W:1.25" H:8.25" |  |  | 2 Candelabra B Torpedo 60w |  | 2 | No | [14 empty] | 0 | [12 empty] | 85.95 | 171.9 | 257.85 | W:9 1/2'' H:16'' E:6'' | 4.62 |  |  | 9.5 | 16 | Center Lock-Up |  |  |  |  | 6 | [25 empty] | W:8 13/16'' H:14'' OB UP:9 1/2'' OB DOWN:6 1/2'' Irregular |  |  |  | 8 |  |  |  | Hardwired | 0 | 0 | 0 | 0 | 0 | 0 | 0 | 0 | 0 | 0 | 0 | 014817574029 | 17.25 | 12.5 | 8.5 | 6.4 | 1.061 | 125 | Yes | 2 | 10014817574026 | 18.25 | 18.25 | 13 | 14.3 | 2.506 | Yes | UL Wet | cUL Wet | CTSWLD LN 2L LANTERN BLK | 2 - Light Wall Lantern |  | OL5423BK.jpg | OL5423BK.jpg
OL5423GBZ | 2 - Light Wall Lantern | The traditional, antique gas lantern-inspired design of Cotswold Lane features dentil molding at the top of each pane of beveled glass. Cotswold Lane's profile is timeless and elegant. Available with two finish and glass options: a Black or Grecian Bronze frame with Clear Beveled glass or Clear Seeded glass panels. | OUTDOOR | Cotswold Lane | Outdoor Lighting | Grecian Bronze | GBZ | Aluminum | Undefined Glass | W:4" H:8.25" |  |  | 2 Candelabra B Torpedo 60w |  | 2 | No | [14 empty] | 0 | [12 empty] | 83.95 | 167.9 | 251.85 | W:9 1/2'' H:16'' E:5 7/8'' | 5.3 |  |  | 9.5 | 16 | Cap Nuts |  |  |  |  | 5.875 | [25 empty] | DP:1/4'' W:8 7/8'' H:14 1/8'' OB UP:9 5/8'' Irregular |  |  |  | 8 |  |  |  | Hardwired | 0 | 0 | 0 | 0 | 0 | 0 | 0 | 0 | 0 | 0 | 0 | 014817580846 | 17.25 | 12.5 | 8.5 | 6.4 | 1.061 | 125 | Yes | 2 | 10014817580843 | 18.25 | 18 | 12.75 | 14.4 | 2.424 | Yes |  | cETL Wet | CTSWLD LN 2L PKT LTN GBZ SD GL | 2 - Light Wall Lantern |  | OL5423GBZ.jpg | OL5423GBZ.jpg
OL5424BK | 3 - Light Wall Lantern | The traditional, antique gas lantern-inspired design of Cotswold Lane features dentil molding at the top of each pane of beveled glass. Cotswold Lane's profile is timeless and elegant. Available with two finish and glass options: a Black or Grecian Bronze frame with Clear Beveled glass or Clear Seeded glass panels. | OUTDOOR | Cotswold Lane | Outdoor Lighting | Black | BK | Aluminum | Clear Seeded Glass | W:2.25" H:10.5" |  |  | 3 Candelabra B Torpedo 60w |  | 3 | No | [14 empty] | 0 | [12 empty] | 207.45 | 414.9 | 622.35 | W:12'' H:30'' E:16 1/4'' | 15.73 |  |  | 12 | 30 | Cap Nuts |  |  |  |  | 16.25 | [25 empty] | W:5 1/8'' H:16 1/4'' OB UP:12 7/8'' Irregular |  |  |  | 8 |  |  |  | Hardwired | 0 | 0 | 0 | 0 | 0 | 0 | 0 | 0 | 0 | 0 | 0 | 014817574036 | 31.25 | 19.25 | 14.5 | 18.3 | 5.048 | 250 | Yes | [8 empty] | UL Wet | cUL Wet | CTSWLD LN 3L LANTERN BLK | 3 - Light Wall Lantern |  | OL5424BK.jpg | OL5424BK.jpg
OL5424GBZ | 3 - Light Wall Lantern | The traditional, antique gas lantern-inspired design of Cotswold Lane features dentil molding at the top of each pane of beveled glass. Cotswold Lane's profile is timeless and elegant. Available with two finish and glass options: a Black or Grecian Bronze frame with Clear Beveled glass or Clear Seeded glass panels. | OUTDOOR | Cotswold Lane | Outdoor Lighting | Grecian Bronze | GBZ | Aluminum | Undefined Glass | W:2.25" H:10.5" |  |  | 3 Candelabra B Torpedo 60w |  | 3 | No | [14 empty] | 0 | [12 empty] | 200.95 | 401.9 | 602.85 | W:12'' H:30'' E:16 1/4'' | 13.9 |  |  | 12 | 30 | Cap Nuts |  |  |  |  | 16.25 | [25 empty] | DP:1 1/4'' W:5 1/8'' H:16 3/8'' OB UP:12 7/8'' Irregular |  |  |  | 8 |  |  |  | Hardwired | 0 | 0 | 0 | 0 | 0 | 0 | 0 | 0 | 0 | 0 | 0 | 014817580839 | 31.25 | 14.5 | 19 | 17.8 | 4.982 | 250 | Yes | [9 empty] | cETL Wet | CTSWLD LN 3L XL LTN GBZ SD GL | 3 - Light Wall Lantern |  | OL5424GBZ.jpg | OL5424GBZ.jpg
OL5425BK | 4 - Light Hanging Lantern | The traditional, antique gas lantern-inspired design of Cotswold Lane features dentil molding at the top of each pane of beveled glass. Cotswold Lane's profile is timeless and elegant. Available with two finish and glass options: a Black or Grecian Bronze frame with Clear Beveled glass or Clear Seeded glass panels. | OUTDOOR | Cotswold Lane | Outdoor Lighting | Black | BK | Aluminum | Undefined Glass |  |  |  | 4 Candelabra Torpedo 60w |  | 4 | No | [14 empty] | 0 | [12 empty] | 266.45 | 532.9 | 799.35 | L:13 5/8'' W:13 5/8'' H:31'' O:98'' | 14 |  | 13.625 | 13.625 | 31 | Center Lock-Up |  |  | 98 | [26 empty] | DP:5'' W:5 3/4'' H:1'' Hexagonal |  |  |  |  | 180 | Black | 60 |  |  | 0 | 0 | 0 | 0 | 0 | 0 | 0 | 0 | 0 | 0 | 0 | 014817580730 | 28 | 17.5 | 17.5 | 20 | 4.962 | 175 | Yes | [9 empty] | cETL Damp | CTSWLD LN HNG LNTRN BK SD GL | 4 - Light Hanging Lantern |  | OL5425BK.jpg | OL5425BK.jpg
OL5425GBZ | 4 - Light Hanging Lantern | The traditional, antique gas lantern-inspired design of Cotswold Lane features dentil molding at the top of each pane of beveled glass. Cotswold Lane's profile is timeless and elegant. Available with two finish and glass options: a Black or Grecian Bronze frame with Clear Beveled glass or Clear Seeded glass panels. | OUTDOOR | Cotswold Lane | Outdoor Lighting | Grecian Bronze | GBZ | Aluminum | Undefined Glass |  |  |  | 4 Candelabra Torpedo 60w |  | 4 | No | [14 empty] | 0 | [12 empty] | 266.45 | 532.9 | 799.35 | L:13 5/8'' W:13 5/8'' H:31'' O:98'' | 14 |  | 13.625 | 13.625 | 31 | Center Lock-Up |  |  | 98 | [26 empty] | DP:5'' W:5 3/4'' H:1'' Hexagonal |  |  |  |  | 180 | Black | 60 |  |  | 0 | 0 | 0 | 0 | 0 | 0 | 0 | 0 | 0 | 0 | 0 | 014817580792 | 28.25 | 17.5 | 17.5 | 19.8 | 5.007 | 175 | Yes | [9 empty] | cETL Damp | COTSWOLD LN HANG LNTRN GBZ BVLD GL | 4 - Light Hanging Lantern |  | OL5425GBZ.jpg | OL5425GBZ.jpg
OL5426BK | 4 - Light Wall Lantern | The traditional, antique gas lantern-inspired design of Cotswold Lane features dentil molding at the top of each pane of beveled glass. Cotswold Lane's profile is timeless and elegant. Available with two finish and glass options: a Black or Grecian Bronze frame with Clear Beveled glass or Clear Seeded glass panels. | OUTDOOR | Cotswold Lane | Outdoor Lighting | Black | BK | Aluminum |  |  |  |  | 4 Candelabra Torpedo 60w |  | 4 | No | [14 empty] | 0 | [12 empty] | 288.45 | 576.9 | 865.35 | W:13 5/8'' H:36 1/4'' E:17 7/8'' | 17 |  |  | 13.625 | 36.25 | [5 empty] | 17.875 | [25 empty] | DP:1 1/4'' W:5 1/8'' H:17 3/8'' OB UP:12'' Irregular |  |  |  | 8 |  |  |  |  | 0 | 0 | 0 | 0 | 0 | 0 | 0 | 0 | 0 | 0 | 0 | 014817580723 | 39 | 21.5 | 17.25 | 26.6 | 8.37 | 250 | Yes | [9 empty] | cETL Wet | CTSWLD LN XXL LNTRN BK SD GL | 4 - Light Wall Lantern |  | OL5426BK.jpg | OL5426BK.jpg
OL5426GBZ | 4 - Light Wall Lantern | The traditional, antique gas lantern-inspired design of Cotswold Lane features dentil molding at the top of each pane of beveled glass. Cotswold Lane's profile is timeless and elegant. Available with two finish and glass options: a Black or Grecian Bronze frame with Clear Beveled glass or Clear Seeded glass panels. | OUTDOOR | Cotswold Lane | Outdoor Lighting | Grecian Bronze | GBZ | Aluminum |  |  |  |  | 4 Candelabra Torpedo 60w |  | 4 | No | [14 empty] | 0 | [12 empty] | 288.45 | 576.9 | 865.35 | W:13 5/8'' H:36 1/4'' E:17 7/8'' | 17 |  |  | 13.625 | 36.25 | [5 empty] | 17.875 | [25 empty] | DP:1 1/4'' W:5 1/8'' H:17 3/8'' OB UP:12'' Irregular |  |  |  | 8 |  |  |  |  | 0 | 0 | 0 | 0 | 0 | 0 | 0 | 0 | 0 | 0 | 0 | 014817580785 | 39 | 21.25 | 17.75 | 26.7 | 8.513 | 250 | Yes | [9 empty] | cETL Wet | CTSWLD LN XXL LNTRN GBZ SD GL | 4 - Light Wall Lantern |  | OL5426GBZ.jpg | OL5426GBZ.jpg
OL5427BK | 3 - Light Post Lantern | The traditional, antique gas lantern-inspired design of Cotswold Lane features dentil molding at the top of each pane of beveled glass. Cotswold Lane's profile is timeless and elegant. Available with two finish and glass options: a Black or Grecian Bronze frame with Clear Beveled glass or Clear Seeded glass panels. | OUTDOOR | Cotswold Lane | Outdoor Lighting | Black | BK | Aluminum | Clear Seeded Glass | W:1.75" H:8.375" |  |  | 3 Candelabra B Torpedo 60w |  | 3 | No | [14 empty] | 0 | [12 empty] | 128.48 | 256.96 | 385.44 | L:9 1/2'' W:9 1/2'' H:22 3/8'' | 6.8 |  | 9.5 | 9.5 | 22.375 | Post | [34 empty] | 12 |  |  |  | Hardwired | 0 | 0 | 0 | 0 | 0 | 0 | 0 | 0 | 0 | 0 | 0 | 014817574043 | 20 | 12 | 11.5 | 9.1 | 1.597 | 175 | Yes | [8 empty] | UL Wet | cUL Wet | CTSWLD LN 3L POST BLK | 3 - Light Post Lantern |  | OL5427BK.jpg | OL5427BK.jpg
OL5427GBZ | 3 - Light Post/Pier Lantern | The traditional, antique gas lantern-inspired design of Cotswold Lane features dentil molding at the top of each pane of beveled glass. Cotswold Lane's profile is timeless and elegant. Available with two finish and glass options: a Black or Grecian Bronze frame with Clear Beveled glass or Clear Seeded glass panels. | OUTDOOR | Cotswold Lane | Outdoor Lighting | Grecian Bronze | GBZ | Aluminum | Undefined Glass | W:1.75" H:8.375" |  |  | 3 Candelabra B Torpedo 60w |  | 3 | No | [14 empty] | 0 | [12 empty] | 124.48 | 248.96 | 373.44 | L:9 1/2'' W:9 1/2'' H:22 3/8'' | 6.8 |  | 9.5 | 9.5 | 22.375 | Post | [34 empty] | 12 | Black/White |  |  | Hardwired | 0 | 0 | 0 | 0 | 0 | 0 | 0 | 0 | 0 | 0 | 0 | 014817580877 | 20 | 11.75 | 12 | 8.8 | 1.632 | 175 | Yes | [9 empty] | cETL Wet | CTSWLD LN 3L POST/PIER-L GBZ SD GL | 3 - Light Post/Pier Lantern |  | OL5427GBZ.jpg | OL5427GBZ.jpg
OL5428BK | 3 - Light Post Lantern | The traditional, antique gas lantern-inspired design of Cotswold Lane features dentil molding at the top of each pane of beveled glass. Cotswold Lane's profile is timeless and elegant. Available with two finish and glass options: a Black or Grecian Bronze frame with Clear Beveled glass or Clear Seeded glass panels. | OUTDOOR | Cotswold Lane | Outdoor Lighting | Black | BK | Aluminum | Clear Seeded Glass | W:2.25" H:10.5" |  |  | 3 Candelabra B Torpedo 60w |  | 3 | No | [14 empty] | 0 | [12 empty] | 187.98 | 375.96 | 563.94 | L:12'' W:12'' H:27 3/8'' | 10 |  | 12 | 12 | 27.375 | Post | [34 empty] | 12 |  |  |  | Hardwired | 0 | 0 | 0 | 0 | 0 | 0 | 0 | 0 | 0 | 0 | 0 | 014817574050 | 24.5 | 14.75 | 14.25 | 13.1 | 2.98 | 175 | Yes | [8 empty] | UL Wet | cUL Wet | CTSWLD LN 3L POST BLK | 3 - Light Post Lantern |  | OL5428BK.jpg | OL5428BK.jpg
OL5428GBZ | 3 - Light Post/Pier Lantern | The traditional, antique gas lantern-inspired design of Cotswold Lane features dentil molding at the top of each pane of beveled glass. Cotswold Lane's profile is timeless and elegant. Available with two finish and glass options: a Black or Grecian Bronze frame with Clear Beveled glass or Clear Seeded glass panels. | OUTDOOR | Cotswold Lane | Outdoor Lighting | Grecian Bronze | GBZ | Aluminum | Undefined Glass | W:2.25" H:10.5" |  |  | 3 Candelabra Torpedo 60w |  | 3 | No | [14 empty] | 0 | [12 empty] | 179.48 | 358.96 | 538.44 | L:12'' W:12'' H:27 3/8'' | 10 |  | 12 | 12 | 27.375 | Post | [34 empty] | 12 | Black/White |  |  | Hardwired | 0 | 0 | 0 | 0 | 0 | 0 | 0 | 0 | 0 | 0 | 0 | 014817580884 | 24.5 | 14.5 | 14.75 | 13.1 | 3.032 | 175 | Yes | [9 empty] | cETL Wet | CTSWLD LN 3L XL POST GBZ SD GL | 3 - Light Post/Pier Lantern |  | OL5428GBZ.jpg | OL5428GBZ.jpg
OL5431BK | 3 - Light Hanging Lantern | The traditional, antique gas lantern-inspired design of Cotswold Lane features dentil molding at the top of each pane of beveled glass. Cotswold Lane's profile is timeless and elegant. Available with two finish and glass options: a Black or Grecian Bronze frame with Clear Beveled glass or Clear Seeded glass panels. | OUTDOOR | Cotswold Lane | Outdoor Lighting | Black | BK | Aluminum | Clear Seeded Glass | W:1.75" H:8.375" |  |  | 3 Candelabra Torpedo 60w |  | 3 | No | [14 empty] | 0 | [12 empty] | 127.45 | 254.9 | 382.35 | L:9 1/2'' W:9 1/2'' H:21 1/2'' O:88 5/8'' | 7.3 |  | 9.5 | 9.5 | 21.5 | Screw Collar - Chain |  |  | 88.625 | [26 empty] | D:5'' Hexagonal |  |  |  |  | 180 | Black | 60 |  | Hardwired | 0 | 0 | 0 | 0 | 0 | 0 | 0 | 0 | 0 | 0 | 0 | 014817574067 | 21.25 | 13.25 | 12.75 | 9.6 | 2.078 | 175 | Yes | [8 empty] | UL Damp | cUL Damp | CTSWLD LN 3L PENDANT BLK | 3 - Light Hanging Lantern |  | OL5431BK.jpg | OL5431BK.jpg
OL5431GBZ | 3 - Light Hanging Lantern | The traditional, antique gas lantern-inspired design of Cotswold Lane features dentil molding at the top of each pane of beveled glass. Cotswold Lane's profile is timeless and elegant. Available with two finish and glass options: a Black or Grecian Bronze frame with Clear Beveled glass or Clear Seeded glass panels. | OUTDOOR | Cotswold Lane | Outdoor Lighting | Grecian Bronze | GBZ | Aluminum | Undefined Glass | W:1.75" H:8.375" |  |  | 3 Candelabra Torpedo 60w |  | 3 | No | [14 empty] | 0 | [12 empty] | 122.45 | 244.9 | 367.35 | L:9 1/2'' W:9 1/2'' H:21 1/2'' O:88 5/8'' | 7.3 |  | 9.5 | 9.5 | 21.5 | Screw Collar - Chain |  |  | 88.625 | [26 empty] | DP:5'' W:5 3/4'' H:1'' Hexagonal |  |  |  |  | 180 | Black | 60 |  | Hardwired | 0 | 0 | 0 | 0 | 0 | 0 | 0 | 0 | 0 | 0 | 0 | 014817580853 | 21 | 12.75 | 12.5 | 9.7 | 1.937 | 175 | Yes | [9 empty] | cETL Damp | CTSWLD LN 3L HNG LTN GBZ SD GL | 3 - Light Hanging Lantern |  | OL5431GBZ.jpg | OL5431GBZ.jpg
OL5432BK | 3 - Light Hanging Lantern | The traditional, antique gas lantern-inspired design of Cotswold Lane features dentil molding at the top of each pane of beveled glass. Cotswold Lane's profile is timeless and elegant. Available with two finish and glass options: a Black or Grecian Bronze frame with Clear Beveled glass or Clear Seeded glass panels. | OUTDOOR | Cotswold Lane | Outdoor Lighting | Black | BK | Aluminum | Clear Seeded Glass | W:2.25" H:10.5" |  |  | 3 Candelabra B Torpedo 60w |  | 3 | No | [14 empty] | 0 | [12 empty] | 196.95 | 393.9 | 590.85 | L:12'' W:12'' H:26 1/2'' | 11 |  | 12 | 12 | 26.5 | Screw Collar - Chain | [29 empty] | D:5'' Hexagonal |  |  |  |  | 180 | Black | 60 |  | Hardwired | 0 | 0 | 0 | 0 | 0 | 0 | 0 | 0 | 0 | 0 | 0 | 014817574074 | 20.5 | 14.75 | 14.5 | 12.8 | 2.537 | 175 | Yes | [8 empty] | UL Damp | cUL Damp | CTSWLD LN 3L PENDANT BLK | 3 - Light Hanging Lantern |  | OL5432BK.jpg | OL5432BK.jpg
OL5432GBZ | 3 - Light Hanging Lantern | The traditional, antique gas lantern-inspired design of Cotswold Lane features dentil molding at the top of each pane of beveled glass. Cotswold Lane's profile is timeless and elegant. Available with two finish and glass options: a Black or Grecian Bronze frame with Clear Beveled glass or Clear Seeded glass panels. | OUTDOOR | Cotswold Lane | Outdoor Lighting | Grecian Bronze | GBZ | Aluminum | Undefined Glass | W:2.25" H:10.5" |  |  | 3 Candelabra Torpedo 60w |  | 3 | No | [14 empty] | 0 | [12 empty] | 190.45 | 380.9 | 571.35 | L:12'' W:12'' H:26 1/2'' | 11 |  | 12 | 12 | 26.5 | Screw Collar - Chain | [29 empty] | DP:5'' W:5 3/4'' H:1'' Hexagonal |  |  |  |  | 180 | Black | 60 |  | Hardwired | 0 | 0 | 0 | 0 | 0 | 0 | 0 | 0 | 0 | 0 | 0 | 014817580860 | 20 | 14.75 | 14.5 | 14.4 | 2.475 | 175 | Yes | [9 empty] | cETL Damp | CTSWLD LN 3L XL HNG LTN GBZ | 3 - Light Hanging Lantern |  | OL5432GBZ.jpg | OL5432GBZ.jpg
OL5433BK | 2 - Light Flush Mount | The traditional, antique gas lantern-inspired design of Cotswold Lane features dentil molding at the top of each pane of beveled glass. Cotswold Lane's profile is timeless and elegant. Available with two finish and glass options: a Black or Grecian Bronze frame with Clear Beveled glass or Clear Seeded glass panels. | OUTDOOR | Cotswold Lane | Outdoor Lighting | Black | BK | Aluminum | Clear Seeded Glass | W:2.25" H:3.625" |  |  | 2 Medium A19 60w |  | 2 | No | [14 empty] | 0 | [12 empty] | 80.95 | 161.9 | 242.85 | L:11 1/2'' W:11 1/2'' H:6 5/8'' | 6.2 |  | 11.5 | 11.5 | 6.625 | Center Lock-Up | [29 empty] | W:11 1/2'' Octagonal |  |  |  |  | 8 |  |  |  | Hardwired | 0 | 0 | 0 | 0 | 0 | 0 | 0 | 0 | 0 | 0 | 0 | 014817574081 | 14.25 | 14 | 10 | 7.8 | 1.155 | 125 | Yes | 2 | 10014817574088 | 20.5 | 14.75 | 14.75 | 17.1 | 2.581 | Yes | UL Damp | cUL Damp | CTSWLD LN 2L FLUSHMOUNT BLK | 2 - Light Flush Mount |  | OL5433BK.jpg | OL5433BK.jpg
OL5433GBZ | 2 - Light Flush Mount | The traditional, antique gas lantern-inspired design of Cotswold Lane features dentil molding at the top of each pane of beveled glass. Cotswold Lane's profile is timeless and elegant. Available with two finish and glass options: a Black or Grecian Bronze frame with Clear Beveled glass or Clear Seeded glass panels. | OUTDOOR | Cotswold Lane | Outdoor Lighting | Grecian Bronze | GBZ | Aluminum | Clear Seeded Glass | W:2.25" H:3.625" |  |  | 2 Medium A19 60w |  | 2 | No | [14 empty] | 0 | [12 empty] | 79.95 | 159.9 | 239.85 | L:11 1/2'' W:11 1/2'' H:6 5/8'' | 6.2 |  | 11.5 | 11.5 | 6.625 | Center Lock-Up | [29 empty] | W:11 1/2'' Octagonal |  |  |  |  | 8 |  |  |  | Hardwired | 0 | 0 | 0 | 0 | 0 | 0 | 0 | 0 | 0 | 0 | 0 | 014817580891 | 14.25 | 14.25 | 9.75 | 7.5 | 1.146 | 125 | Yes | 2 | 10014817580898 | 20.5 | 14.75 | 14.5 | 16.6 | 2.537 | Yes |  | cETL Damp | CTSWLD LN 2L FM GBZ SD GL | 2 - Light Flush Mount |  | OL5433GBZ.jpg | OL5433GBZ.jpg
OL5900BK | Small One Light Outdoor Wall Lantern | Taking a design cue from the Victorian Era, our Martinsville outdoor lighting have a durable, die-cast aluminum, hexagonal frame with clear seeded glass panels that beautifully reflect the light. These durable and timeless fixtures are available in either a Corinthian Bronze or Black finish. | OUTDOOR | Martinsville | Outdoor Lighting | Black | BK | Stainless Steel | Clear Seeded Glass | W:2.5" H:4.5" |  |  | 1 Medium A19 100w |  | 1 | No | [14 empty] | 0 | [12 empty] | 47.48 | 94.96 | 142.44 | W:6 1/4'' H:10 3/4'' E:7 1/4'' | 2.09 |  |  | 6.25 | 10.75 | Cap Nuts |  |  |  |  | 7.25 |  | No |  | No | [21 empty] | DP:1 1/8'' W:5'' H:7'' OB UP:3 1/2'' Rectangular |  |  |  | 8 | Black/White |  |  | Hardwired | 0 | 0 | 0 | 0 | 1 | 0 | 0 | 1 | 0 | 0 | 0 | 014817478181 | 10 | 8.75 | 12.75 | 3.75 | 0.646 | 175 | Yes | 2 | 10014817478188 | 18 | 10.5 | 14 | 8.8 | 1.531 | Yes |  | cUL Wet | MARTINSVILLE SM 1L LANTERN-BK | Small One Light Outdoor Wall Lantern |  | OL5900BK.jpg
OL5900CB | Small One Light Outdoor Wall Lantern | Taking a design cue from the Victorian Era, our Martinsville outdoor lighting have a durable, die-cast aluminum, hexagonal frame with clear seeded glass panels that beautifully reflect the light. These durable and timeless fixtures are available in either a Corinthian Bronze or Black finish. | OUTDOOR | Martinsville | Outdoor Lighting | Corinthian Bronze | CB | Stainless Steel | Clear Seeded Glass | W:2.5" H:4.5" |  |  | 1 Medium A19 100w |  | 1 | No | [14 empty] | 0 | [12 empty] | 47.48 | 94.96 | 142.44 | W:6 1/4'' H:10 3/4'' E:7 1/4'' | 2.09 |  |  | 6.25 | 10.75 | Cap Nuts |  |  |  |  | 7.25 |  | No |  | No | [21 empty] | DP:1 1/8'' W:5'' H:7'' OB UP:3 1/2'' Rectangular |  |  |  | 8 | Black/White |  |  | Hardwired | 0 | 0 | 0 | 0 | 1 | 0 | 0 | 1 | 0 | 0 | 0 | 014817331844 | 17.75 | 10.75 | 6.875 | 4.565 | 0.759 | 125 | Yes | 2 | 10014817331841 | 17.75 | 10.75 | 13.75 | 9.13 | 1.518 | Yes |  | cUL Wet | MARTINSVILLE SM 1L LANTERN-CB | Small One Light Outdoor Wall Lantern |  | OL5900CB.jpg
OL5901BK | Medium Two Light Outdoor Wall Lantern | Taking a design cue from the Victorian Era, our Martinsville outdoor lighting have a durable, die-cast aluminum, hexagonal frame with clear seeded glass panels that beautifully reflect the light. These durable and timeless fixtures are available in either a Corinthian Bronze or Black finish. | OUTDOOR | Martinsville | Outdoor Lighting | Black | BK | Stainless Steel | Clear Seeded Glass | W:3.25" H:6.5" |  |  | 2 Candelabra Torpedo 60w |  | 2 | No | [14 empty] | 0 | [12 empty] | 74.98 | 149.96 | 224.94 | W:8'' H:14 1/2'' E:9 1/2'' | 3.2 |  |  | 8 | 14.5 | Cap Nuts |  |  |  |  | 9.5 |  | No |  | No | [21 empty] | DP:1 1/8'' W:5'' H:10'' OB UP:5'' Rectangular |  |  |  | 8 | Black/White |  |  | Hardwired | 0 | 0 | 0 | 0 | 1 | 0 | 0 | 1 | 0 | 0 | 0 | 014817478198 | 17.5 | 12.38 | 10.58 | 6.55 | 1.326 | 175 | Yes | 2 | 10014817478195 | 21.75 | 12.75 | 19 | 15.1 | 3.049 | Yes |  | cUL Wet | MARTINSVILLE MD 2L LANTERN-BK | Medium Two Light Outdoor Wall Lantern |  | OL5901BK.jpg
OL5901CB | Medium Two Light Outdoor Wall Lantern | Taking a design cue from the Victorian Era, our Martinsville outdoor lighting have a durable, die-cast aluminum, hexagonal frame with clear seeded glass panels that beautifully reflect the light. These durable and timeless fixtures are available in either a Corinthian Bronze or Black finish. | OUTDOOR | Martinsville | Outdoor Lighting | Corinthian Bronze | CB | Stainless Steel | Clear Seeded Glass | W:3.25" H:6.5" |  |  | 2 Candelabra Torpedo 60w |  | 2 | No | [14 empty] | 0 | [12 empty] | 74.98 | 149.96 | 224.94 | W:8'' H:14 1/2'' E:9 1/2'' | 3.2 |  |  | 8 | 14.5 | Cap Nuts |  |  |  |  | 9.5 |  | No |  | No | [21 empty] | DP:1 1/8'' W:5'' H:10'' OB UP:5'' Rectangular |  |  |  | 8 | Black/White |  |  | Hardwired | 0 | 0 | 0 | 0 | 1 | 0 | 0 | 1 | 0 | 0 | 0 | 014817331868 | 21.5 | 12.5 | 9.5 | 7.81 | 1.478 | 175 | Yes | 2 | 10014817331865 | 21.5 | 12.5 | 19 | 15.62 | 2.955 | Yes |  | cUL Wet | MARTINSVILLE MD 2L LANTERN-CB | Medium Two Light Outdoor Wall Lantern |  | OL5901CB.jpg
OL5901EN/BK | Medium Two Light Outdoor Wall Lantern | Taking a design cue from the Victorian Era, our Martinsville outdoor lighting have a durable, die-cast aluminum, hexagonal frame with clear seeded glass panels that beautifully reflect the light. These durable and timeless fixtures are available in either a Corinthian Bronze or Black finish. | OUTDOOR | Martinsville | Outdoor Lighting | Black | BK | Stainless Steel | Clear Seeded Glass | W:3.25" H:6.5" |  |  | 2 Candelabra Torpedo 3.5w |  | 2 | Yes | [14 empty] | 0 | [12 empty] | 86.45 | 172.9 | 259.35 | W:8'' H:14 1/2'' E:9 1/2'' | 3.2 |  |  | 8 | 14.5 | Cap Nuts |  |  |  |  | 9.5 |  | No |  | No | [21 empty] | DP:1 1/8'' W:5'' H:10'' OB UP:5'' Rectangular |  |  |  | 8 | Black/White |  |  | Hardwired | 0 | 0 | 0 | 1 | 1 | 0 | 0 | 0 | 0 | 0 | 0 | 785652084485 | [16 empty] | cUL Wet | MARTINSVILLE MD 2L LANTERN-BK | Medium Two Light Outdoor Wall Lantern |  | OL5901EN/BK.jpg | OL5901EN.jpg
OL5901EN/CB | Medium Two Light Outdoor Wall Lantern | Taking a design cue from the Victorian Era, our Martinsville outdoor lighting have a durable, die-cast aluminum, hexagonal frame with clear seeded glass panels that beautifully reflect the light. These durable and timeless fixtures are available in either a Corinthian Bronze or Black finish. | OUTDOOR | Martinsville | Outdoor Lighting | Corinthian Bronze | CB | Stainless Steel | Clear Seeded Glass | W:3.25" H:6.5" |  |  | 2 Candelabra Torpedo 3.5w |  | 2 | Yes | [14 empty] | 0 | [12 empty] | 86.45 | 172.9 | 259.35 | W:8'' H:14 1/2'' E:9 1/2'' | 3.2 |  |  | 8 | 14.5 | Cap Nuts |  |  |  |  | 9.5 |  | No |  | No | [21 empty] | DP:1 1/8'' W:5'' H:10'' OB UP:5'' Rectangular |  |  |  | 8 | Black/White |  |  | Hardwired | 0 | 0 | 0 | 1 | 1 | 0 | 0 | 0 | 0 | 0 | 0 | 785652084492 | [16 empty] | cUL Wet | MARTINSVILLE MD 2L LANTERN-CB | Medium Two Light Outdoor Wall Lantern |  | OL5901EN/CB.jpg | OL5901EN.jpg
OL5902BK | Large Three Light Outdoor Wall Lantern | Taking a design cue from the Victorian Era, our Martinsville outdoor lighting have a durable, die-cast aluminum, hexagonal frame with clear seeded glass panels that beautifully reflect the light. These durable and timeless fixtures are available in either a Corinthian Bronze or Black finish. | OUTDOOR | Martinsville | Outdoor Lighting | Black | BK | Stainless Steel | Clear Seeded Glass | W:4.125" H:7.5" |  |  | 3 Candelabra Torpedo 60w |  | 3 | No | [14 empty] | 0 | [12 empty] | 99.98 | 199.96 | 299.94 | W:10 1/4'' H:17'' E:11 1/2'' | 5.06 |  |  | 10.25 | 17 | Cap Nuts |  |  |  |  | 11.5 |  | No |  | No | [21 empty] | DP:1 1/8'' W:5'' H:12'' OB UP:6'' Rectangular |  |  |  | 8 | Black/White |  |  | Hardwired | 0 | 0 | 0 | 0 | 1 | 0 | 0 | 1 | 0 | 0 | 0 | 014817478204 | 21 | 14 | 12.5 | 8.4 | 2.127 | 250 | Yes | [9 empty] | cUL Wet | MARTINSVILLE LG 3L LANTERN-BK | Large Three Light Outdoor Wall Lantern |  | OL5902BK.jpg
OL5902CB | Large Three Light Outdoor Wall Lantern | Taking a design cue from the Victorian Era, our Martinsville outdoor lighting have a durable, die-cast aluminum, hexagonal frame with clear seeded glass panels that beautifully reflect the light. These durable and timeless fixtures are available in either a Corinthian Bronze or Black finish. | OUTDOOR | Martinsville | Outdoor Lighting | Corinthian Bronze | CB | Stainless Steel | Clear Seeded Glass | W:4.125" H:7.5" |  |  | 3 Candelabra Torpedo 60w |  | 3 | No | [14 empty] | 0 | [12 empty] | 99.98 | 199.96 | 299.94 | W:10 1/4'' H:17'' E:11 1/2'' | 5.06 |  |  | 10.25 | 17 | Cap Nuts |  |  |  |  | 11.5 |  | No |  | No | [21 empty] | DP:1 1/8'' W:5'' H:12'' OB UP:6'' Rectangular |  |  |  | 8 | Black/White |  |  | Hardwired | 0 | 0 | 0 | 0 | 1 | 0 | 0 | 1 | 0 | 0 | 0 | 014817331882 | 21 | 14 | 13 | 8.8 | 2.212 | 175 | Yes | [9 empty] | cUL Wet | MARTINSVILLE LG 3L LANTERN-CB | Large Three Light Outdoor Wall Lantern |  | OL5902CB.jpg
OL5902EN/BK | Large Three Light Outdoor Wall Lantern | Taking a design cue from the Victorian Era, our Martinsville outdoor lighting have a durable, die-cast aluminum, hexagonal frame with clear seeded glass panels that beautifully reflect the light. These durable and timeless fixtures are available in either a Corinthian Bronze or Black finish. | OUTDOOR | Martinsville | Outdoor Lighting | Black | BK | Stainless Steel | Clear Seeded Glass | W:4.125" H:7.5" |  |  | 3 Candelabra Torpedo 3.5w |  | 3 | Yes | [14 empty] | 0 | [12 empty] | 115.45 | 230.9 | 346.35 | W:10 1/4'' H:17'' E:11 1/2'' | 5.06 |  |  | 10.25 | 17 | Cap Nuts |  |  |  |  | 11.5 |  | No |  | No | [21 empty] | DP:1 1/8'' W:5'' H:12'' OB UP:6'' Rectangular |  |  |  | 8 | Black/White |  |  | Hardwired | 0 | 0 | 0 | 1 | 1 | 0 | 0 | 0 | 0 | 0 | 0 | 785652084508 | 21 | 14 | 12.5 | 8.4 | 2.127 | 250 | Yes | [9 empty] | cUL Wet | MARTINSVILLE LG 3L LANTERN-BK | Large Three Light Outdoor Wall Lantern |  | OL5902EN/BK.jpg | OL5902EN.jpg
OL5902EN/CB | Large Three Light Outdoor Wall Lantern | Taking a design cue from the Victorian Era, our Martinsville outdoor lighting have a durable, die-cast aluminum, hexagonal frame with clear seeded glass panels that beautifully reflect the light. These durable and timeless fixtures are available in either a Corinthian Bronze or Black finish. | OUTDOOR | Martinsville | Outdoor Lighting | Corinthian Bronze | CB | Stainless Steel | Clear Seeded Glass | W:4.125" H:7.5" |  |  | 3 Candelabra Torpedo 3.5w |  | 3 | Yes | [14 empty] | 0 | [12 empty] | 115.45 | 230.9 | 346.35 | W:10 1/4'' H:17'' E:11 1/2'' | 5.06 |  |  | 10.25 | 17 | Cap Nuts |  |  |  |  | 11.5 |  | No |  | No | [21 empty] | DP:1 1/8'' W:5'' H:12'' OB UP:6'' Rectangular |  |  |  | 8 | Black/White |  |  | Hardwired | 0 | 0 | 0 | 1 | 1 | 0 | 0 | 0 | 0 | 0 | 0 | 785652084515 | 21 | 14 | 12.5 | 8.4 | 2.127 | 250 | Yes | [9 empty] | cUL Wet | MARTINSVILLE LG 3L LANTERN-CB | Large Three Light Outdoor Wall Lantern |  | OL5902EN/CB.jpg | OL5902EN.jpg
OL5904BK | Extra Large Four Light Outdoor Wall Lantern | Taking a design cue from the Victorian Era, our Martinsville outdoor lighting have a durable, die-cast aluminum, hexagonal frame with clear seeded glass panels that beautifully reflect the light. These durable and timeless fixtures are available in either a Corinthian Bronze or Black finish. | OUTDOOR | Martinsville | Outdoor Lighting | Black | BK | Stainless Steel | Clear Seeded Glass | W:5" H:8.75" |  |  | 4 Candelabra Torpedo 60w |  | 4 | No | [14 empty] | 0 | [12 empty] | 149.98 | 299.96 | 449.94 | W:12'' H:20'' E:13 1/8'' | 6.5 |  |  | 12 | 20 | Cap Nuts |  |  |  |  | 13.125 |  | No |  | No | [21 empty] | DP:1 1/8'' W:5'' H:12'' OB UP:6'' Rectangular |  |  |  | 8 | Black/White |  |  | Hardwired | 0 | 0 | 0 | 0 | 1 | 0 | 0 | 1 | 0 | 0 | 0 | 014817478211 | 23.5 | 15 | 14.5 | 10.8 | 2.958 | 250 | Yes | [9 empty] | cUL Wet | MARTINSVILLE XL 4L LANTERN-BK | Extra Large Four Light Outdoor Wall Lantern |  | OL5904BK.jpg
OL5904CB | Extra Large Four Light Outdoor Wall Lantern | Taking a design cue from the Victorian Era, our Martinsville outdoor lighting have a durable, die-cast aluminum, hexagonal frame with clear seeded glass panels that beautifully reflect the light. These durable and timeless fixtures are available in either a Corinthian Bronze or Black finish. | OUTDOOR | Martinsville | Outdoor Lighting | Corinthian Bronze | CB | Stainless Steel | Undefined Glass | W:5" H:8.75" |  |  | 4 Candelabra Torpedo 60w |  | 4 | No | [14 empty] | 0 | [12 empty] | 149.98 | 299.96 | 449.94 | W:12'' H:20'' E:13 1/8'' | 6.5 |  |  | 12 | 20 | Cap Nuts |  |  |  |  | 13.125 |  | No |  | No | [21 empty] | DP:1 1/8'' W:5'' H:12'' OB UP:6'' Rectangular |  |  |  | 8 | Black/White |  |  | Hardwired | 0 | 0 | 0 | 0 | 1 | 0 | 0 | 1 | 0 | 0 | 0 | 014817331943 | 23.5 | 14.5 | 15 | 11.55 | 2.958 | 250 | Yes | [9 empty] | cUL Wet | MARTINSVILLE XL 4L LANTERN-CB | Extra Large Four Light Outdoor Wall Lantern |  | OL5904CB.jpg
OL5904EN/BK | Extra Large Four Light Outdoor Wall Lantern | Taking a design cue from the Victorian Era, our Martinsville outdoor lighting have a durable, die-cast aluminum, hexagonal frame with clear seeded glass panels that beautifully reflect the light. These durable and timeless fixtures are available in either a Corinthian Bronze or Black finish. | OUTDOOR | Martinsville | Outdoor Lighting | Black | BK | Stainless Steel | Clear Seeded Glass | W:5" H:8.75" |  |  | 4 Candelabra Torpedo 3.5w |  | 4 | Yes | [14 empty] | 0 | [12 empty] | 166.95 | 333.9 | 500.85 | W:12'' H:20'' E:13 1/8'' | 6.5 |  |  | 12 | 20 | Cap Nuts |  |  |  |  | 13.125 |  | No |  | No | [21 empty] | DP:1 1/8'' W:5'' H:12'' OB UP:6'' Rectangular |  |  |  | 8 | Black/White |  |  | Hardwired | 0 | 0 | 0 | 1 | 1 | 0 | 0 | 0 | 0 | 0 | 0 | 785652084539 | 23.5 | 15 | 14.5 | 10.8 | 2.958 | 250 | Yes | [9 empty] | cUL Wet | MARTINSVILLE XL 4L LANTERN-BK | Extra Large Four Light Outdoor Wall Lantern |  | OL5904EN/BK.jpg | OL5904EN.jpg
OL5904EN/CB | Extra Large Four Light Outdoor Wall Lantern | Taking a design cue from the Victorian Era, our Martinsville outdoor lighting have a durable, die-cast aluminum, hexagonal frame with clear seeded glass panels that beautifully reflect the light. These durable and timeless fixtures are available in either a Corinthian Bronze or Black finish. | OUTDOOR | Martinsville | Outdoor Lighting | Corinthian Bronze | CB | Stainless Steel | Clear Seeded Glass | W:5" H:8.75" |  |  | 4 Candelabra Torpedo 3.5w |  | 4 | Yes | [14 empty] | 0 | [12 empty] | 166.95 | 333.9 | 500.85 | W:12'' H:20'' E:13 1/8'' | 6.5 |  |  | 12 | 20 | Cap Nuts |  |  |  |  | 13.125 |  | No |  | No | [21 empty] | DP:1 1/8'' W:5'' H:12'' OB UP:6'' Rectangular |  |  |  | 8 | Black/White |  |  | Hardwired | 0 | 0 | 0 | 1 | 1 | 0 | 0 | 0 | 0 | 0 | 0 | 785652084546 | 23.5 | 15 | 14.5 | 10.8 | 2.958 | 250 | Yes | [9 empty] | cUL Wet | MARTINSVILLE XL 4L LANTERN-CB | Extra Large Four Light Outdoor Wall Lantern |  | OL5904EN/CB.jpg | OL5904EN.jpg
OL5907BK | Three Light Outdoor Post Lantern | Taking a design cue from the Victorian Era, our Martinsville outdoor lighting have a durable, die-cast aluminum, hexagonal frame with clear seeded glass panels that beautifully reflect the light. These durable and timeless fixtures are available in either a Corinthian Bronze or Black finish. | OUTDOOR | Martinsville | Outdoor Lighting | Black | BK | Stainless Steel | Clear Seeded Glass | W:4.125" H:7.5" |  |  | 3 Candelabra Torpedo 60w |  | 3 | No | [14 empty] | 0 | [12 empty] | 97.98 | 195.96 | 293.94 | W:10 1/4'' H:22 1/4'' | 4.29 |  |  | 10.25 | 22.25 | Post Mount | [6 empty] | No |  | No | [25 empty] | 8 | Black/White |  |  | Hardwired | 0 | 0 | 0 | 0 | 1 | 0 | 0 | 1 | 0 | 0 | 0 | 014817478228 | 18.5 | 13 | 11.25 | 7.95 | 1.566 | 175 | Yes | [9 empty] | cUL Wet | MARTINSVILLE 3L POST-BK | Three Light Outdoor Post Lantern |  | OL5907BK.jpg
OL5907CB | Three Light Outdoor Post Lantern | Taking a design cue from the Victorian Era, our Martinsville outdoor lighting have a durable, die-cast aluminum, hexagonal frame with clear seeded glass panels that beautifully reflect the light. These durable and timeless fixtures are available in either a Corinthian Bronze or Black finish. | OUTDOOR | Martinsville | Outdoor Lighting | Corinthian Bronze | CB | Stainless Steel | Clear Seeded Glass | W:4.125" H:7.5" |  |  | 3 Candelabra Torpedo 60w |  | 3 | No | [14 empty] | 0 | [12 empty] | 97.98 | 195.96 | 293.94 | W:10 1/4'' H:22 1/4'' | 4.29 |  |  | 10.25 | 22.25 | Post Mount | [6 empty] | No |  | No | [25 empty] | 8 | Black/White |  |  | Hardwired | 0 | 0 | 0 | 0 | 1 | 0 | 0 | 1 | 0 | 0 | 0 | 014817331905 | 12.75 | 11.25 | 19 | 8.58 | 1.577 | 175 | Yes | [9 empty] | cUL Wet | MARTINSVILLE 3L POST-CB | Three Light Outdoor Post Lantern |  | OL5907CB.jpg
OL5907EN/BK | Three Light Outdoor Post Lantern | Taking a design cue from the Victorian Era, our Martinsville outdoor lighting have a durable, die-cast aluminum, hexagonal frame with clear seeded glass panels that beautifully reflect the light. These durable and timeless fixtures are available in either a Corinthian Bronze or Black finish. | OUTDOOR | Martinsville | Outdoor Lighting | Black | BK | Stainless Steel | Clear Seeded Glass | W:4.125" H:7.5" |  |  | 3 Candelabra Torpedo 3.5w |  | 3 | Yes | [14 empty] | 0 | [12 empty] | 110.95 | 221.9 | 332.85 | W:10 1/4'' H:22 1/4'' | 4.29 |  |  | 10.25 | 22.25 | Post Mount | [6 empty] | No |  | No | [25 empty] | 8 | Black/White |  |  | Hardwired | 0 | 0 | 0 | 1 | 1 | 0 | 0 | 0 | 0 | 0 | 0 | 785652084553 | 18.5 | 13 | 11.25 | 7.95 | 1.566 | 175 | Yes | [9 empty] | cUL Wet | MARTINSVILLE 3L POST-BK | Three Light Outdoor Post Lantern |  | OL5907EN/BK.jpg | OL5907EN.jpg
OL5907EN/CB | Three Light Outdoor Post Lantern | Taking a design cue from the Victorian Era, our Martinsville outdoor lighting have a durable, die-cast aluminum, hexagonal frame with clear seeded glass panels that beautifully reflect the light. These durable and timeless fixtures are available in either a Corinthian Bronze or Black finish. | OUTDOOR | Martinsville | Outdoor Lighting | Corinthian Bronze | CB | Stainless Steel | Clear Seeded Glass | W:4.125" H:7.5" |  |  | 3 Candelabra Torpedo 3.5w |  | 3 | Yes | [14 empty] | 0 | [12 empty] | 110.95 | 221.9 | 332.85 | W:10 1/4'' H:22 1/4'' | 4.29 |  |  | 10.25 | 22.25 | Post Mount | [6 empty] | No |  | No | [25 empty] | 8 | Black/White |  |  | Hardwired | 0 | 0 | 0 | 1 | 1 | 0 | 0 | 0 | 0 | 0 | 0 | 785652084607 | 18.5 | 13 | 11.25 | 7.95 | 1.566 | 175 | Yes | [9 empty] | cUL Wet | MARTINSVILLE 3L POST-CB | Three Light Outdoor Post Lantern |  | OL5907EN/CB.jpg | OL5907EN.jpg
OL5911BK | Three Light Outdoor Pendant Lantern | Taking a design cue from the Victorian Era, our Martinsville outdoor lighting have a durable, die-cast aluminum, hexagonal frame with clear seeded glass panels that beautifully reflect the light. These durable and timeless fixtures are available in either a Corinthian Bronze or Black finish. | OUTDOOR | Martinsville | Outdoor Lighting | Black | BK | Stainless Steel | Clear Seeded Glass | W:4.125" H:7.5" |  |  | 3 Candelabra Torpedo 60w |  | 3 | No | [14 empty] | 0 | [12 empty] | 99.98 | 199.96 | 299.94 | W:10 1/4'' H:21'' | 6.27 |  |  | 10.25 | 21 | Screw Collar - Chain | [6 empty] | No |  | No | [20 empty] | D:6 1/4'' H:1 3/4'' Round |  |  |  |  | 180 | Black | 60 |  | Hardwired | 0 | 0 | 0 | 0 | 1 | 0 | 0 | 1 | 0 | 0 | 0 | 014817478235 | 19.5 | 12.75 | 11.5 | 9.6 | 1.655 | 175 | Yes | [9 empty] | cUL Damp | MARTINSVILLE 3L PENDANT-BK | Three Light Outdoor Pendant Lantern |  | OL5911BK.jpg
OL5911CB | Three Light Outdoor Pendant Lantern | Taking a design cue from the Victorian Era, our Martinsville outdoor lighting have a durable, die-cast aluminum, hexagonal frame with clear seeded glass panels that beautifully reflect the light. These durable and timeless fixtures are available in either a Corinthian Bronze or Black finish. | OUTDOOR | Martinsville | Outdoor Lighting | Corinthian Bronze | CB | Stainless Steel | Undefined Glass | W:4.125" H:7.5" |  |  | 3 Candelabra Torpedo 60w |  | 3 | No | [14 empty] | 0 | [12 empty] | 99.98 | 199.96 | 299.94 | W:10 1/4'' H:21'' | 6.27 |  |  | 10.25 | 21 | Screw Collar - Chain | [6 empty] | No |  | No | [20 empty] | D:6 1/4'' H:1 3/4'' Round |  |  |  |  | 180 | Brown | 60 |  | Hardwired | 0 | 0 | 0 | 0 | 1 | 0 | 0 | 1 | 0 | 0 | 0 | 014817331929 | 20 | 13 | 11.5 | 10.34 | 1.73 | 125 | Yes | [9 empty] | cUL Damp | MARTINSVILLE 3L PENDANT-CB | Three Light Outdoor Pendant Lantern |  | OL5911CB.jpg
OL5911EN/BK | Three Light Outdoor Pendant Lantern | Taking a design cue from the Victorian Era, our Martinsville outdoor lighting have a durable, die-cast aluminum, hexagonal frame with clear seeded glass panels that beautifully reflect the light. These durable and timeless fixtures are available in either a Corinthian Bronze or Black finish. | OUTDOOR | Martinsville | Outdoor Lighting | Black | BK | Stainless Steel | Clear Seeded Glass | W:4.125" H:7.5" |  |  | 3 Candelabra Torpedo 3.5w |  | 3 | Yes | [14 empty] | 0 | [12 empty] | 114.45 | 228.9 | 343.35 | W:10 1/4'' H:21'' | 6.27 |  |  | 10.25 | 21 | Screw Collar - Chain | [6 empty] | No |  | No | [20 empty] | D:6 1/4'' H:1 3/4'' Round |  |  |  |  | 180 | Black | 60 |  | Hardwired | 0 | 0 | 0 | 1 | 1 | 0 | 0 | 0 | 0 | 0 | 0 | 785652084614 | 19.5 | 12.75 | 11.5 | 9.6 | 1.655 | 175 | Yes | [9 empty] | cUL Damp | MARTINSVILLE 3L PENDANT-BK | Three Light Outdoor Pendant Lantern |  | OL5911EN/BK.jpg | OL5911EN.jpg
OL5911EN/CB | Three Light Outdoor Pendant Lantern | Taking a design cue from the Victorian Era, our Martinsville outdoor lighting have a durable, die-cast aluminum, hexagonal frame with clear seeded glass panels that beautifully reflect the light. These durable and timeless fixtures are available in either a Corinthian Bronze or Black finish. | OUTDOOR | Martinsville | Outdoor Lighting | Corinthian Bronze | CB | Stainless Steel | Clear Seeded Glass | W:4.125" H:7.5" |  |  | 3 Candelabra Torpedo 3.5w |  | 3 | Yes | [14 empty] | 0 | [12 empty] | 114.45 | 228.9 | 343.35 | W:10 1/4'' H:21'' | 6.27 |  |  | 10.25 | 21 | Screw Collar - Chain | [6 empty] | No |  | No | [20 empty] | D:6 1/4'' H:1 3/4'' Round |  |  |  |  | 180 | Black | 60 |  | Hardwired | 0 | 0 | 0 | 1 | 1 | 0 | 0 | 0 | 0 | 0 | 0 | 785652084645 | 19.5 | 12.75 | 11.5 | 9.6 | 1.655 | 175 | Yes | [9 empty] | cUL Damp | MARTINSVILLE 3L PENDANT-CB | Three Light Outdoor Pendant Lantern |  | OL5911EN/CB.jpg | OL5911EN.jpg
OL6001WAL | 1 - Light Wall Lantern | Every home can use a little extra curb appeal, that’s where this ornate Baton Rouge lighting lantern collection by Feiss comes in. Gold luster tinted glass and a warm walnut finish enhance the intricate detailing beautifully. Each piece has a curvaceous form and perfect silhouette so it looks as dazzling in the daytime as it will when lit at night. | OUTDOOR | Baton Rouge | Outdoor Lighting | Walnut | WAL | Aluminum | Gold Luster Glass | W:0.5" H:8" | W:2" |  | 1 Medium A19 100w |  | 1 | No | [27 empty] | 132.45 | 264.9 | 397.35 | W:7 1/2'' H:15'' E:9'' | 5.4 |  |  | 7.5 | 15 | [5 empty] | 9 | [25 empty] | W:4 7/8'' H:8'' OB UP:5 1/2'' Irregular |  |  |  | 8 |  |  |  |  | 0 | 0 | 0 | 0 | 0 | 0 | 0 | 0 | 0 | 0 | 0 | 014817331967 | 20.75 | 12 | 8.125 | 6.545 | 1.171 | 175 | Yes | 2 | 10014817331964 | 20.75 | 12 | 16.25 | 13.09 | 2.342 | Yes | UL Wet |  | OUTDOOR LANTERN - BRKT | 1-Light Baton Rouge |  | OL6001WAL.jpg
OL6002WAL | 3 - Light Wall Lantern | Every home can use a little extra curb appeal, that’s where this ornate Baton Rouge lighting lantern collection by Feiss comes in. Gold luster tinted glass and a warm walnut finish enhance the intricate detailing beautifully. Each piece has a curvaceous form and perfect silhouette so it looks as dazzling in the daytime as it will when lit at night. | OUTDOOR | Baton Rouge | Outdoor Lighting | Walnut | WAL | Aluminum | Gold Luster Glass | W:1" H:10" | W:2.5" |  | 3 Candelabra B Torpedo 60w |  | 3 | No | [27 empty] | 288.45 | 576.9 | 865.35 | W:9 1/2'' H:22 3/4'' E:14'' | 11.8 |  |  | 9.5 | 22.75 | [5 empty] | 14 | [25 empty] | W:17'' H:5 1/2'' OB UP:14'' Irregular |  |  |  | 8 | Black/White |  |  | Hardwired | 0 | 0 | 0 | 0 | 0 | 0 | 0 | 0 | 0 | 0 | 0 | 014817331974 | 16.5 | 12 | 24.25 | 14.52 | 2.779 | 175 | Yes | [8 empty] | UL Wet | cUL Wet | OUTDOOR LANTERN - BRKT | 3-Light Baton Rouge |  | OL6002WAL.jpg
OL6004WAL | 4 - Light Wall Lantern | Every home can use a little extra curb appeal, that’s where this ornate Baton Rouge lighting lantern collection by Feiss comes in. Gold luster tinted glass and a warm walnut finish enhance the intricate detailing beautifully. Each piece has a curvaceous form and perfect silhouette so it looks as dazzling in the daytime as it will when lit at night. | OUTDOOR | Baton Rouge | Outdoor Lighting | Walnut | WAL | Aluminum | Gold Luster Glass | D:1" H:12.5" | W:6.5" |  | 4 Candelabra B Torpedo 60w |  | 4 | No | [27 empty] | 576.95 | 1153.9 | 1730.85 | W:12'' H:30'' E:18'' | 22.9 |  |  | 12 | 30 | [5 empty] | 18 | [25 empty] | W:21'' H:5 1/2'' OB UP:18'' Irregular |  |  |  | 8 | Black/White |  |  | Hardwired | 0 | 0 | 0 | 0 | 0 | 0 | 0 | 0 | 0 | 0 | 0 | 014817331981 | 20.75 | 14.75 | 31.25 | 26.95 | 5.535 | 175 | Yes | [8 empty] | UL Wet | cUL Wet | OUTDOOR LANTERN - BRKT | 4-Light Baton Rouge |  | OL6004WAL.jpg
OL6007WAL | 3 - Light Post | Every home can use a little extra curb appeal, that’s where this ornate Baton Rouge lighting lantern collection by Feiss comes in. Gold luster tinted glass and a warm walnut finish enhance the intricate detailing beautifully. Each piece has a curvaceous form and perfect silhouette so it looks as dazzling in the daytime as it will when lit at night. | OUTDOOR | Baton Rouge | Outdoor Lighting | Walnut | WAL | Aluminum | Gold Luster Glass | D:1" H:9.75" | W:5" |  | 3 Candelabra B Torpedo 60w |  | 3 | No | [27 empty] | 247.95 | 495.9 | 743.85 | D:10'' H:22'' | 7.7 | 10 |  |  | 22 | [32 empty] | D:3 1/2'' Round |  |  | 8 |  |  |  | Hardwired | 0 | 0 | 0 | 0 | 0 | 0 | 0 | 0 | 0 | 0 | 0 | 014817331998 | 11 | 11 | 19 | 8.91 | 1.33 | 125 | Yes | [8 empty] | UL Wet | cUL Wet | OUTDOOR LANTERN - 9.5" POST | 3 - Light Baton Rouge |  | OL6007WAL.jpg
OL6012WAL | 4 - Light Pendant | Every home can use a little extra curb appeal, that’s where this ornate Baton Rouge lighting lantern collection by Feiss comes in. Gold luster tinted glass and a warm walnut finish enhance the intricate detailing beautifully. Each piece has a curvaceous form and perfect silhouette so it looks as dazzling in the daytime as it will when lit at night. | OUTDOOR | Baton Rouge | Outdoor Lighting | Walnut | WAL | Aluminum | Gold Luster Glass | D:1" H:12.5" | W:6.5" |  | 4 Candelabra B Torpedo 60w |  | 4 | No | [27 empty] | 423.45 | 846.9 | 1270.35 | W:13'' H:27'' | 7.4 |  |  | 13 | 27 | [30 empty] | D:6 5/8'' Round |  |  |  |  | 180 | Brown | 60 |  | Hardwired | 0 | 0 | 0 | 0 | 0 | 0 | 0 | 0 | 0 | 0 | 0 | 014817332025 | 14 | 14 | 24 | 19.91 | 2.722 | 125 | Yes | [8 empty] | UL Damp | cUL Damp | OUTDOOR LANTERN - HANG 12" | 4 - Light Baton Rouge |  | OL6012WAL.jpg
OL7400ASTB | 2 - Light Wall Lantern | The Whitaker lighting collection by Feiss is a fresh interpretation of the classic English pocket lantern. A traditional latched door allows for easy re-lamping. The polished nickel reflector is both historically accurate and increases light output. Designed with a 5 inch square back plate to allow easy installation. Features stainless steel frame, solid brass hinge and latch and powder coated steel roof and base. A four step finishing process of powder coating, hand finishing and two coats of outdoor polyurethane assure its weather resistance and lasting beauty. | OUTDOOR | Whitaker | Outdoor Lighting | Astral Bronze | ASTB | Powder Coated Steel | Clear Seeded Glass |  |  |  | 2 Candelabra B Torpedo 60w |  | 2 | No | [27 empty] | 114.95 | 229.9 | 344.85 | W:6'' H:17 1/4'' E:4 7/8'' | 6.71 |  |  | 6 | 17.25 | Double Cap Nuts |  |  |  |  | 4.875 - 0 | [25 empty] | W:5'' H:5 1/2'' OB UP:7'' OB DOWN:10 1/4'' Rectangular |  |  |  | 8 | Black/White |  |  | Hardwired | 0 | 0 | 0 | 0 | 0 | 0 | 0 | 0 | 0 | 0 | 0 | 014817372694 | 20.5 | 9.75 | 9.5 | 8.4 | 1.099 | 100 | Yes | 2 | 10014817372691 | 21.25 | 20 | 9.5 | 19.1 | 2.337 | Yes | UL Wet | cUL Wet | Outdoor Lantern - Wall Bracket | 2 - Light Whitaker |  | OL7400ASTB.jpg | OL7400ASTB.jpg
OL7402ASTB | 3 - Light Wall Lantern | The Whitaker lighting collection by Feiss is a fresh interpretation of the classic English pocket lantern. A traditional latched door allows for easy re-lamping. The polished nickel reflector is both historically accurate and increases light output. Designed with a 5 inch square back plate to allow easy installation. Features stainless steel frame, solid brass hinge and latch and powder coated steel roof and base. A four step finishing process of powder coating, hand finishing and two coats of outdoor polyurethane assure its weather resistance and lasting beauty. | OUTDOOR | Whitaker | Outdoor Lighting | Astral Bronze | ASTB | Powder Coated Steel | Clear Seeded Glass |  |  |  | 3 Candelabra B Torpedo 60w |  | 3 | No | [27 empty] | 161.45 | 322.9 | 484.35 | W:9'' H:22 1/2'' E:4 7/8'' | 9.9 |  |  | 9 | 22.5 | Double Cap Nuts |  |  |  |  | 4.875 - 0 | [25 empty] | H:5 1/2'' OB UP:9 7/8'' OB DOWN:12 5/8'' Square |  |  |  | 8 | Black/White |  |  | Hardwired | 0 | 0 | 0 | 0 | 0 | 0 | 0 | 0 | 0 | 0 | 0 | 014817372700 | 26.75 | 12.75 | 8.25 | 13.1 | 1.628 | 100 | Yes | [8 empty] | UL Wet | cUL Wet | Outdoor Lantern - Wall Bracket | 3 - Light Whitaker |  | OL7402ASTB.jpg | OL7402ASTB.jpg
OL7407ASTB | 4 - Light Post | The Whitaker lighting collection by Feiss is a fresh interpretation of the classic English pocket lantern. A traditional latched door allows for easy re-lamping. The polished nickel reflector is both historically accurate and increases light output. Designed with a 5 inch square back plate to allow easy installation. Features stainless steel frame, solid brass hinge and latch and powder coated steel roof and base. A four step finishing process of powder coating, hand finishing and two coats of outdoor polyurethane assure its weather resistance and lasting beauty. | OUTDOOR | Whitaker | Outdoor Lighting | Astral Bronze | ASTB | Powder Coated Steel | Clear Seeded Glass |  |  |  | 4 Candelabra B Torpedo 60w |  | 4 | No | [27 empty] | 190.45 | 380.9 | 571.35 | L:7 3/8'' W:9'' H:24 3/4'' | 11.5 |  | 7.375 | 9 | 24.75 | Post | [31 empty] | D:3'' Round |  |  | 8 | Black/White |  |  | Hardwired | 0 | 0 | 0 | 0 | 0 | 0 | 0 | 0 | 0 | 0 | 0 | 014817372724 | 29 | 12 | 13.5 | 16 | 2.719 | 175 | Yes | [8 empty] | UL Wet | cUL Wet | Outdoor Lantern - Post | 4 - Light Whitaker |  | OL7407ASTB.jpg | OL7407ASTB.jpg
OL7411ASTB | 3 - Light Pendant | The Whitaker lighting collection by Feiss is a fresh interpretation of the classic English pocket lantern. A traditional latched door allows for easy re-lamping. The polished nickel reflector is both historically accurate and increases light output. Designed with a 5 inch square back plate to allow easy installation. Features stainless steel frame, solid brass hinge and latch and powder coated steel roof and base. A four step finishing process of powder coating, hand finishing and two coats of outdoor polyurethane assure its weather resistance and lasting beauty. | OUTDOOR | Whitaker | Outdoor Lighting | Astral Bronze | ASTB | Powder Coated Steel | Clear Seeded Glass |  |  |  | 3 Candelabra B Torpedo 60w |  | 3 | No | [27 empty] | 208.45 | 416.9 | 625.35 | L:12 1/2'' W:5 1/2'' H:27 5/8'' | 14.75 |  | 12.5 | 5.5 | 27.625 | Double Cap Nuts |  |  |  | 29 - 85.5 | [25 empty] | W:6'' H:6'' Square |  |  |  |  | 180 | Brown |  |  | Hardwired | 0 | 0 | 0 | 0 | 0 | 0 | 0 | 0 | 0 | 0 | 0 | 014817372717 | 14.75 | 9.25 | 31.25 | 17.2 | 2.467 | 125 | Yes | [8 empty] | UL Damp | cUL Damp | Outdoor Lantern - Hang | 3 - Light Whitaker |  | OL7411ASTB.jpg | OL7411ASTB.jpg
OL7600ES | 1 - Light Wall Lantern | The Dakota Collection is a contemporary take on a traditional lantern that is elegantly suspended from the backplate. The delicate lines on Dakota's streamlined frame rise softly into a curved crown. Dakota is available in an Espresso finish with a choice of either an Opal Etched glass shade or a Clear Seeded glass shade. | OUTDOOR | Dakota | Outdoor Lighting | Espresso | ES | Aluminum | Opal Etched Glass | W:3.25" H:7.75" |  |  | 1 Medium A19 100w |  | 1 | No | [27 empty] | 74.45 | 148.9 | 223.35 | W:4 3/4'' H:13 1/4'' E:5 3/4'' | 3.19 |  |  | 4.75 | 13.25 | Double Cap Nuts |  |  |  |  | 5.75 | [25 empty] | W:4 1/2'' H:8'' OB UP:3 3/4'' OB DOWN:9 3/8'' Rectangular | [7 empty] | Hardwired | 0 | 0 | 0 | 0 | 0 | 0 | 0 | 0 | 0 | 0 | 0 | 014817414066 | 8 | 9.75 | 4.75 | 4.5 | 0.214 | 70 | Yes | 2 | 10014817414063 | 16 | 17.5 | 9.5 | 9 | 1.539 | Yes | UL Wet | cUL Wet | Outdoor Lantern - BRKT | 1-Light Dakota |  | OL7600ES.jpg | OL7600ES.jpg
OL7600HTBZ | 1 - Light Wall Lantern | The Dakota Collection is a contemporary take on a traditional lantern that is elegantly suspended from the backplate. The delicate lines on Dakota's streamlined frame rise softly into a curved crown. Dakota is available in an Espresso finish with a choice of either an Opal Etched glass shade or a Clear Seeded glass shade. | OUTDOOR | Dakota | Outdoor Lighting | Heritage Bronze | HTBZ | Aluminum | Aged Oak Glass | W:3.25" H:7.75" |  |  | 1 Medium A19 100w |  | 1 | No | [27 empty] | 74.45 | 148.9 | 223.35 | W:4 3/4'' H:13 1/4'' E:5 3/4'' | 3.19 |  |  | 4.75 | 13.25 | Double Cap Nuts |  |  |  |  | 5.75 | [25 empty] | W:4 1/2'' H:7 1/2'' OB UP:3 3/4'' OB DOWN:9 3/8'' Rectangular | [7 empty] | Hardwired | 0 | 0 | 0 | 0 | 0 | 0 | 0 | 0 | 0 | 0 | 0 | 014817392302 | 9 | 7.5 | 16 | 2.86 | 0.625 | 175 | Yes | 2 | 10014817392309 | 16.75 | 9.5 | 16.75 | 6.72 | 1.542 | Yes | UL Wet | cUL Wet | Outdoor Lantern - BRKT | 1-Light Dakota |  | OL7600HTBZ.jpg | OL7600HTBZ.jpg
OL7601ES | 1 - Light Wall Lantern | The Dakota Collection is a contemporary take on a traditional lantern that is elegantly suspended from the backplate. The delicate lines on Dakota's streamlined frame rise softly into a curved crown. Dakota is available in an Espresso finish with a choice of either an Opal Etched glass shade or a Clear Seeded glass shade. | OUTDOOR | Dakota | Outdoor Lighting | Espresso | ES | Aluminum | White Opal Etched Glass | D:5.75" H:11.875" |  |  | 1 Medium A19 150w |  | 1 | No | [27 empty] | 120.95 | 241.9 | 362.85 | W:7 5/8'' H:20 5/8'' E:9 1/8'' | 9.75 |  |  | 7.625 | 20.625 | Double Cap Nuts |  |  |  |  | 9.125 | [25 empty] | W:4 1/2'' H:11 1/4'' OB UP:8 1/2'' OB DOWN:12 1/8'' Rectangular | [7 empty] | Hardwired | 0 | 0 | 0 | 0 | 0 | 0 | 0 | 0 | 0 | 0 | 0 | 014817414073 | 12.5 | 24 | 10 | 11 | 1.736 | 125 | Yes | [8 empty] | UL Wet | cUL Wet | Outdoor Lantern - BRKT | 1-Light Dakota |  | OL7601ES.jpg | OL7601ES.jpg
OL7601HTBZ | 1 - Light Wall Lantern | The Dakota Collection is a contemporary take on a traditional lantern that is elegantly suspended from the backplate. The delicate lines on Dakota's streamlined frame rise softly into a curved crown. Dakota is available in an Espresso finish with a choice of either an Opal Etched glass shade or a Clear Seeded glass shade. | OUTDOOR | Dakota | Outdoor Lighting | Heritage Bronze | HTBZ | Aluminum | Aged Oak Glass | D:5.75" H:11.875" |  |  | 1 Medium A19 150w |  | 1 | No | [27 empty] | 120.95 | 241.9 | 362.85 | W:7 5/8'' H:20 5/8'' E:9 1/8'' | 9.75 |  |  | 7.625 | 20.625 | Double Cap Nuts |  |  |  |  | 9.125 | [25 empty] | W:4 1/2'' H:11 1/4'' OB UP:8 1/2'' OB DOWN:12 1/8'' Rectangular | [7 empty] | Hardwired | 0 | 0 | 0 | 0 | 0 | 0 | 0 | 0 | 0 | 0 | 0 | 014817392326 | 12.5 | 10.5 | 24 | 3.3 | 1.823 | 300 | Yes | [8 empty] | UL Wet | cUL Wet | Outdoor Lantern - BRKT | 1-Light Dakota |  | OL7601HTBZ.jpg | OL7601HTBZ.jpg
OL7602ES | 1 - Light Wall Lantern | The Dakota Collection is a contemporary take on a traditional lantern that is elegantly suspended from the backplate. The delicate lines on Dakota's streamlined frame rise softly into a curved crown. Dakota is available in an Espresso finish with a choice of either an Opal Etched glass shade or a Clear Seeded glass shade. | OUTDOOR | Dakota | Outdoor Lighting | Espresso | ES | Aluminum | White Opal Etched Glass | D:7.5" H:14.5" |  |  | 1 Medium A19 150w |  | 1 | No | [27 empty] | 196.45 | 392.9 | 589.35 | W:9 1/2'' H:24 3/4'' E:11'' | 12.71 |  |  | 9.5 | 24.75 | Double Cap Nuts |  |  |  |  | 11 | [25 empty] | W:12 1/2'' H:4 1/2'' OB UP:9 5/8'' OB DOWN:15 1/8'' Rectangular | [7 empty] | Hardwired | 0 | 0 | 0 | 0 | 0 | 0 | 0 | 0 | 0 | 0 | 0 | 014817414080 | 13.5 | 28.5 | 12 | 15.4 | 2.672 | 175 | Yes | [8 empty] | UL Wet | cUL Wet | Outdoor Lantern - BRKT | 3-Light Dakota |  | OL7602ES.jpg | OL7602ES.jpg
OL7602HTBZ | 1 - Light Wall Lantern | The Dakota Collection is a contemporary take on a traditional lantern that is elegantly suspended from the backplate. The delicate lines on Dakota's streamlined frame rise softly into a curved crown. Dakota is available in an Espresso finish with a choice of either an Opal Etched glass shade or a Clear Seeded glass shade. | OUTDOOR | Dakota | Outdoor Lighting | Heritage Bronze | HTBZ | Aluminum | Aged Oak Glass | D:7.5" H:14.5" |  |  | 1 Medium A19 150w |  | 1 | No | [27 empty] | 196.45 | 392.9 | 589.35 | W:9 1/2'' H:24 3/4'' E:11'' | 12.71 |  |  | 9.5 | 24.75 | Double Cap Nuts |  |  |  |  | 11 | [25 empty] | W:12 1/2'' H:4 1/2'' OB UP:9 5/8'' OB DOWN:15 1/8'' Rectangular | [7 empty] | Hardwired | 0 | 0 | 0 | 0 | 0 | 0 | 0 | 0 | 0 | 0 | 0 | 014817392333 | 29 | 12.5 | 12.5 | 12.6 | 2.622 | 175 | Yes | [8 empty] | UL Wet | cUL Wet | Outdoor Lantern - BRKT | 3-Light Dakota |  | OL7602HTBZ.jpg | OL7602HTBZ1.jpg
OL7604ES | 1 - Light Wall Lantern | The Dakota Collection is a contemporary take on a traditional lantern that is elegantly suspended from the backplate. The delicate lines on Dakota's streamlined frame rise softly into a curved crown. Dakota is available in an Espresso finish with a choice of either an Opal Etched glass shade or a Clear Seeded glass shade. | OUTDOOR | Dakota | Outdoor Lighting | Espresso | ES | Aluminum | White Opal Etched Glass | D:4.75" H:9.625" |  |  | 1 Medium A19 100w |  | 1 | No | [27 empty] | 101.45 | 202.9 | 304.35 | W:6 1/8'' H:16 7/8'' E:7 1/2'' | 5.72 |  |  | 6.125 | 16.875 | [5 empty] | 7.5 | [25 empty] | W:4 1/2'' H:9 1/8'' Rectangular |  |  |  | 96 |  |  |  | Hardwired | 0 | 0 | 0 | 0 | 0 | 0 | 0 | 0 | 0 | 0 | 0 | 014817414097 | 10 | 20 | 9 | 7 | 1.042 | 125 | Yes | 10 | 10014817414094 | 10.25 | 9 | 20.25 | 7.26 | 1.081 |  | UL Wet | cUL Wet | Outdoor Lantern - Wall Bracket | 1-Light Dakota |  | OL7604ES.jpg | OL7604ES.jpg
OL7604HTBZ | 1 - Light Wall Lantern | The Dakota Collection is a contemporary take on a traditional lantern that is elegantly suspended from the backplate. The delicate lines on Dakota's streamlined frame rise softly into a curved crown. Dakota is available in an Espresso finish with a choice of either an Opal Etched glass shade or a Clear Seeded glass shade. | OUTDOOR | Dakota | Outdoor Lighting | Heritage Bronze | HTBZ | Aluminum | Aged Oak Glass | D:4.75" H:9.625" |  |  | 1 Medium A19 100w |  | 1 | No | [27 empty] | 101.45 | 202.9 | 304.35 | W:6 1/8'' H:16 7/8'' E:7 1/2'' | 5.72 |  |  | 6.125 | 16.875 | Universal Mounting Bar |  |  |  |  | 7.5 | [25 empty] | DP:5/8'' W:5'' H:9 1/2'' OB UP:4 5/8'' OB DOWN:4 5/8'' Rectangular |  |  |  | 8 | Black/White |  |  | Hardwired | 0 | 0 | 0 | 0 | 0 | 0 | 0 | 0 | 0 | 0 | 0 | 014817409697 | 10 | 20 | 9 | 7 | 1.042 | 125 | Yes | [8 empty] | UL Wet | cUL Wet | Outdoor Lantern - Wall Bracket | 1-Light Dakota |  | OL7604HTBZ.jpg | OL7604HTBZ.jpg
OL7607ES | 3 - Light Post | The Dakota Collection is a contemporary take on a traditional lantern that is elegantly suspended from the backplate. The delicate lines on Dakota's streamlined frame rise softly into a curved crown. Dakota is available in an Espresso finish with a choice of either an Opal Etched glass shade or a Clear Seeded glass shade. | OUTDOOR | Dakota | Outdoor Lighting | Espresso | ES | Aluminum | White Opal Etched Glass | D:7.5" H:14.5" |  |  | 3 Candelabra Flame Tip 60w |  | 3 | No | [27 empty] | 181.95 | 363.9 | 545.85 | W:9 1/2'' H:28 1/8'' | 8.31 |  |  | 9.5 | 28.125 | Post | [38 empty] | Hardwired | 0 | 0 | 0 | 0 | 0 | 0 | 0 | 0 | 0 | 0 | 0 | 014817414103 | 32 | 12 | 12 | 11.9 | 2.667 | 175 | Yes | [8 empty] | UL Wet | cUL Wet | Outdoor Lantern - Post | 3-Light Dakota |  | OL7607ES.jpg | OL7607ES.jpg
OL7607HTBZ | 3 - Light Post | The Dakota Collection is a contemporary take on a traditional lantern that is elegantly suspended from the backplate. The delicate lines on Dakota's streamlined frame rise softly into a curved crown. Dakota is available in an Espresso finish with a choice of either an Opal Etched glass shade or a Clear Seeded glass shade. | OUTDOOR | Dakota | Outdoor Lighting | Heritage Bronze | HTBZ | Aluminum | Aged Oak Glass | D:7.5" H:14.5" |  |  | 3 Candelabra Flame Tip 60w |  | 3 | No | [27 empty] | 181.95 | 363.9 | 545.85 | W:9 1/2'' H:28 1/8'' | 8.31 |  |  | 9.5 | 28.125 | Post | [38 empty] | Hardwired | 0 | 0 | 0 | 0 | 0 | 0 | 0 | 0 | 0 | 0 | 0 | 014817392364 | 15 | 15 | 26.5 | 16.6 | 3.451 | 175 | Yes | [8 empty] | UL Wet | cUL Wet | Outdoor Lantern - Post | 3-Light Dakota |  | OL7607HTBZ.jpg | OL7607HTBZ.jpg
OL7613ES | 3 - Light Ceiling Fixture | The Dakota Collection is a contemporary take on a traditional lantern that is elegantly suspended from the backplate. The delicate lines on Dakota's streamlined frame rise softly into a curved crown. Dakota is available in an Espresso finish with a choice of either an Opal Etched glass shade or a Clear Seeded glass shade. | OUTDOOR | Dakota | Outdoor Lighting | Espresso | ES | Steel | White Opal Etched Glass | D:13.5" |  |  | 3 Medium A19 60w |  | 3 | No | [27 empty] | 107.95 | 215.9 | 323.85 | D:14'' H:4 7/8'' | 7.35 | 14 |  |  | 4.875 | Center Pipe | [38 empty] | Hardwired | 0 | 0 | 0 | 0 | 0 | 0 | 0 | 0 | 0 | 0 | 0 | 014817414134 | 16.75 | 16.75 | 10 | 10.5 | 1.624 | 125 | Yes | 2 | 10014817414131 | 21.25 | 17 | 17.25 | 24.2 | 3.606 | Yes | UL Damp | cUL Damp | Outdoor Lantern - FLUSHMOUNT | 3-Light Dakota |  | OL7613ES.jpg | OL7613ES.jpg
OL7613HTBZ | 3 - Light Ceiling Fixture | The Dakota Collection is a contemporary take on a traditional lantern that is elegantly suspended from the backplate. The delicate lines on Dakota's streamlined frame rise softly into a curved crown. Dakota is available in an Espresso finish with a choice of either an Opal Etched glass shade or a Clear Seeded glass shade. | OUTDOOR | Dakota | Outdoor Lighting | Heritage Bronze | HTBZ | Steel | Aged Oak Glass | D:13.5" |  |  | 3 Medium A19 60w |  | 3 | No | [27 empty] | 107.95 | 215.9 | 323.85 | D:14'' H:4 7/8'' | 7.35 | 14 |  |  | 4.875 | Center Pipe | [38 empty] | Hardwired | 0 | 0 | 0 | 0 | 0 | 0 | 0 | 0 | 0 | 0 | 0 | 014817392371 | 16.75 | 10.75 | 10 | 9.4 | 1.042 | 100 | Yes | 2 | 10014817392378 | 17.25 | 17.25 | 21.25 | 21.1 | 3.659 | Yes | UL Damp | cUL Damp | Outdoor Lantern - FLUSHMOUNT | 3-Light Dakota | Supply wire rate: 90 degree celcius **(3) 40 Watt Max. (Canada) bulbs | OL7613HTBZ.jpg | OL7613HTBZ.jpg
OL7621ES | 1 - Light Wall Lantern | The Dakota Collection is a contemporary take on a traditional lantern that is elegantly suspended from the backplate. The delicate lines on Dakota's streamlined frame rise softly into a curved crown. Dakota is available in an Espresso finish with a choice of either an Opal Etched glass shade or a Clear Seeded glass shade. | OUTDOOR | Dakota | Outdoor Lighting | Espresso | ES | Steel / Aluminum | Clear Seeded Glass | D:4.75" H:9.625" |  |  | 1 Medium A19 100w |  | 1 | No | [14 empty] | 0 | [12 empty] | 96.95 | 193.9 | 290.85 | W:6 1/8'' H:16 7/8'' E:7 1/2'' | 6.5 |  |  | 6.125 | 16.875 | Cap Nuts |  |  |  |  | 7.5 | [25 empty] | DP:17/32'' W:4 1/2'' H:9 1/8'' OB UP:4 7/8'' Rectangular |  |  |  | 8 |  |  |  | Hardwired | 0 | 0 | 0 | 0 | 0 | 0 | 0 | 0 | 0 | 0 | 0 | 014817580662 | 20.5 | 10.25 | 8.5 | 7 | 1.034 | 125 | Yes | [9 empty] | cETL Wet | DAKOTA 1L WALL LANTERN ES | 1 - Light Wall Lantern | See Drawing "All fasteners behind backplate must be sealed with silicone gel" | OL7621ES.jpg | OL7621ES.jpg
OL7622ES | 2 - Light Wall Lantern | The Dakota Collection is a contemporary take on a traditional lantern that is elegantly suspended from the backplate. The delicate lines on Dakota's streamlined frame rise softly into a curved crown. Dakota is available in an Espresso finish with a choice of either an Opal Etched glass shade or a Clear Seeded glass shade. | OUTDOOR | Dakota | Outdoor Lighting | Espresso | ES | Steel / Aluminum | Clear Seeded Glass | D:5.75" H:11.875" |  |  | 2 Candelabra Torpedo 60w |  | 2 | No | [14 empty] | 0 | [12 empty] | 116.95 | 233.9 | 350.85 | W:7 5/8'' H:20 5/8'' E:9 1/8'' | 9.5 |  |  | 7.625 | 20.625 | Cap Nuts |  |  |  |  | 9.125 | [25 empty] | DP:1/2'' W:4 1/2'' H:11 1/4'' OB UP:8 1/2'' Rectangular |  |  |  | 8 |  |  |  | Hardwired | 0 | 0 | 0 | 0 | 0 | 0 | 0 | 0 | 0 | 0 | 0 | 014817580679 | 24.75 | 11 | 12.5 | 10.4 | 1.969 | 175 | Yes | [9 empty] | cETL Wet | DAKOTA 2L WALL LANTERN ES | 2 - Light Wall Lantern | See Drawing "All fasteners behind backplate must be sealed with silicone gel" | OL7622ES.jpg | OL7622ES.jpg
OL7623ES | 3 - Light Wall Lantern | The Dakota Collection is a contemporary take on a traditional lantern that is elegantly suspended from the backplate. The delicate lines on Dakota's streamlined frame rise softly into a curved crown. Dakota is available in an Espresso finish with a choice of either an Opal Etched glass shade or a Clear Seeded glass shade. | OUTDOOR | Dakota | Outdoor Lighting | Espresso | ES | Steel / Aluminum | Clear Seeded Glass | D:7.5" H:14.5" |  |  | 3 Candelabra Torpedo 60w |  | 3 | No | [14 empty] | 0 | [12 empty] | 186.95 | 373.9 | 560.85 | W:9 1/2'' H:24 3/4'' E:11'' | 12.5 |  |  | 9.5 | 24.75 | Cap Nuts |  |  |  |  | 11 | [25 empty] | DP:1/2'' W:4 1/2'' H:12 3/8'' OB UP:9 5/8'' Rectangular |  |  |  | 8 |  |  |  | Hardwired | 0 | 0 | 0 | 0 | 0 | 0 | 0 | 0 | 0 | 0 | 0 | 014817580686 | 29.25 | 14.25 | 12 | 14.1 | 2.895 | 175 | Yes | [9 empty] | cETL Wet | DAKOTA 3LWALL LANTERN ES | 3 - Light Wall Lantern | See Drawing "All fasteners behind backplate must be sealed with silicone gel" | OL7623ES.jpg | OL7623ES.jpg
OL7627ES | 3 - Light Post/Pier Lantern | The Dakota Collection is a contemporary take on a traditional lantern that is elegantly suspended from the backplate. The delicate lines on Dakota's streamlined frame rise softly into a curved crown. Dakota is available in an Espresso finish with a choice of either an Opal Etched glass shade or a Clear Seeded glass shade. | OUTDOOR | Dakota | Outdoor Lighting | Espresso | ES | Steel / Aluminum | Clear Seeded Glass | D:7.5" H:14.5" |  |  | 3 Candelabra Torpedo 60w |  | 3 | No | [14 empty] | 0 | [12 empty] | 174.45 | 348.9 | 523.35 | D:9 1/2'' H:28 1/8'' | 10.5 | 9.5 |  |  | 28.125 | Post Mount | [34 empty] | 12 | Black/White |  |  | Hardwired | 0 | 0 | 0 | 0 | 0 | 0 | 0 | 0 | 0 | 0 | 0 | 014817580693 | 32 | 12.25 | 12 | 11 | 2.722 | 175 | Yes | [9 empty] | cETL Wet | DAKOTA 3L POST LANTERN ES | 3 - Light Post/Pier Lantern |  | OL7627ES.jpg | OL7627ES.jpg
OL7631ES | 3 - Light Hanging Lantern | The Dakota Collection is a contemporary take on a traditional lantern that is elegantly suspended from the backplate. The delicate lines on Dakota's streamlined frame rise softly into a curved crown. Dakota is available in an Espresso finish with a choice of either an Opal Etched glass shade or a Clear Seeded glass shade. | OUTDOOR | Dakota | Outdoor Lighting | Espresso | ES | Steel | Clear Seeded Glass | D:7.5" H:14.5" |  |  | 3 Candelabra Torpedo 60w |  | 3 | No | [14 empty] | 0 | [12 empty] | 175.45 | 350.9 | 526.35 | D:9 1/2'' H:23'' O:87 1/2'' | 10.5 | 9.5 |  |  | 23 | Center Lock-Up |  |  | 87.5 | [26 empty] | D:5 1/2'' H:3/4'' Round |  |  |  |  | 180 | Brown | 60 |  | Hardwired | 0 | 0 | 0 | 0 | 0 | 0 | 0 | 0 | 0 | 0 | 0 | 014817580709 | 25.75 | 11.75 | 11.75 | 11.1 | 2.057 | 175 | Yes | [9 empty] | cETL Damp | DAKOTA 3L HANGING LANTERN ES | 3 - Light Hanging Lantern |  | OL7631ES.jpg | OL7631ES.jpg
OL7633ES | 3 - Light Flush Mount | The Dakota Collection is a contemporary take on a traditional lantern that is elegantly suspended from the backplate. The delicate lines on Dakota's streamlined frame rise softly into a curved crown. Dakota is available in an Espresso finish with a choice of either an Opal Etched glass shade or a Clear Seeded glass shade. | OUTDOOR | Dakota | Ceiling Lights | Espresso | ES | Steel | Clear Seeded Glass | W:9.375" H:4.25" |  |  | 3 Medium A19 60w |  | 3 | No | [14 empty] | 0 | [12 empty] | 102.95 | 205.9 | 308.85 | D:14'' H:4 7/8'' | 6 | 14 |  |  | 4.875 | Universal Mounting Bar | [29 empty] | D:13 3/4'' H:3/4'' Round |  |  |  |  | 8 |  |  |  | Hardwired | 0 | 0 | 0 | 0 | 0 | 0 | 0 | 0 | 0 | 0 | 0 | 014817580716 | 17 | 17 | 10.5 | 9.7 | 1.756 | 175 | Yes | 2 | 10014817580713 | 17.5 | 17.5 | 21.5 | 21.3 | 3.81 | Yes |  | cETL Damp | DAKOTA 3L HANGING LANTERN ES | 3 - Light Flush Mount |  | OL7633ES.jpg | OL7633ES.jpg
OL8500ORB | Small One Light Outdoor Wall Lantern | With a transitional design complementing a wide array of architecture, the mission style Wright House outdoor lighting includes six fixtures in an Oil Rubbed Bronze finish with White Opal glass, as well as in a Sorrel Brown finish with Striated Ivory glass. The full assortment comprises of three wall lanterns, a post lantern, a hanging lantern and a flush mount in each of the finishes. Constructed of aluminum to withstand the elements. | OUTDOOR | Wright House | Outdoor Lighting | Oil Rubbed Bronze | ORB | Aluminum | White Opal Etched Glass | W:4.375" H:6.3125" |  |  | 1 Medium A19 60w |  | 1 | No | [14 empty] | 0 | [12 empty] | 51.45 | 102.9 | 154.35 | W:7'' H:10 5/16'' E:8 5/16'' | 3.83 |  |  | 7 | 10.3125 | Cap Nuts |  |  |  |  | 8.3125 |  | No |  | No | [21 empty] | DP:1'' W:4 1/2'' H:6 1/2'' OB UP:2 1/16'' Rectangular |  |  |  | 8 | Black/White |  |  | Hardwired | 0 | 0 | 0 | 0 | 1 | 0 | 0 | 1 | 0 | 0 | 0 | 014817508260 | 10.75 | 10 | 13.5 | 5.2 | 0.84 | 125 | Yes | [9 empty] | cETL Wet | WRIGHT HOUSE SM 1L LANTERN-ORB | Small One Light Outdoor Wall Lantern |  | OL8500ORB.jpg
OL8500SBR | Small One Light Outdoor Wall Lantern | With a transitional design complementing a wide array of architecture, the mission style Wright House outdoor lighting includes six fixtures in an Oil Rubbed Bronze finish with White Opal glass, as well as in a Sorrel Brown finish with Striated Ivory glass. The full assortment comprises of three wall lanterns, a post lantern, a hanging lantern and a flush mount in each of the finishes. Constructed of aluminum to withstand the elements. | OUTDOOR | Wright House | Outdoor Lighting | Sorrel Brown | SBR | Aluminum | Striated Ivory Glass | W:4.375" H:6.3125" |  |  | 1 Medium A19 60w |  | 1 | No | [14 empty] | 0 | [12 empty] | 56.95 | 113.9 | 170.85 | W:7'' H:10 5/16'' E:8 5/16'' | 3.83 |  |  | 7 | 10.3125 | Cap Nuts |  |  |  |  | 8.3125 |  | No |  | No | [21 empty] | DP:1'' W:4 1/2'' H:6 1/2'' OB UP:2 1/16'' Rectangular |  |  |  | 8 | Black/White |  |  | Hardwired | 0 | 0 | 0 | 0 | 1 | 0 | 0 | 1 | 0 | 0 | 0 | 014817477214 | 10.75 | 10.25 | 13.75 | 5.13 | 0.877 | 175 | Yes | [9 empty] | cETL Wet | WRIGHT HOUSE SM 1L LANTERN-SBR | Small One Light Outdoor Wall Lantern |  | OL8500SBR.jpg
OL8501EN3/ORB | Medium One Light Outdoor Wall Lantern | With a transitional design complementing a wide array of architecture, the mission style Wright House outdoor lighting includes six fixtures in an Oil Rubbed Bronze finish with White Opal glass, as well as in a Sorrel Brown finish with Striated Ivory glass. The full assortment comprises of three wall lanterns, a post lantern, a hanging lantern and a flush mount in each of the finishes. Constructed of aluminum to withstand the elements. | OUTDOOR | Wright House | Outdoor Lighting | Oil Rubbed Bronze | ORB | Aluminum | White Opal Etched Glass | W:5.375" H:7.75" |  |  | 1 Medium A19 9.3w |  | 1 | Yes | [14 empty] | 0 | [12 empty] | 70.95 | 141.9 | 212.85 | W:7 7/8'' H:12 1/2'' E:9 3/16'' | 4.62 |  |  | 7.875 | 12.5 | Cap Nuts |  |  |  |  | 9.1875 |  | No |  | No | [21 empty] | DP:1'' W:4 1/2'' H:6 1/2'' OB UP:2 3/8'' Rectangular |  |  |  | 8 | Black/White |  |  | Hardwired | 0 | 0 | 0 | 1 | 1 | 0 | 0 | 0 | 0 | 0 | 0 | 785652084928 | 11.75 | 10.75 | 15.75 | 0.1 |  | 100 | Yes | [9 empty] | cETL Wet | WRIGHT HOUSE MD 1L LANTERN-ORB | Medium One Light Outdoor Wall Lantern |  | OL8501EN3/ORB.jpg | OL8501EN3.jpg
OL8501EN3/SBR | Medium One Light Outdoor Wall Lantern | With a transitional design complementing a wide array of architecture, the mission style Wright House outdoor lighting includes six fixtures in an Oil Rubbed Bronze finish with White Opal glass, as well as in a Sorrel Brown finish with Striated Ivory glass. The full assortment comprises of three wall lanterns, a post lantern, a hanging lantern and a flush mount in each of the finishes. Constructed of aluminum to withstand the elements. | OUTDOOR | Wright House | Outdoor Lighting | Sorrel Brown | SBR | Aluminum | Striated Ivory Glass | W:5.375" H:7.75" |  |  | 1 Medium A19 9.3w |  | 1 | Yes | [14 empty] | 0 | [12 empty] | 73.95 | 147.9 | 221.85 | W:7 7/8'' H:12 1/2'' E:9 3/16'' | 4.62 |  |  | 7.875 | 12.5 | Cap Nuts |  |  |  |  | 9.1875 |  | No |  | No | [21 empty] | DP:1'' W:4 1/2'' H:6 1/2'' OB UP:2 3/8'' Rectangular |  |  |  | 8 | Black/White |  |  | Hardwired | 0 | 0 | 0 | 1 | 1 | 0 | 0 | 0 | 0 | 0 | 0 | 785652084935 | 11.75 | 10.75 | 15.75 | 5.9 | 1.151 | 175 | Yes | [9 empty] | cETL Wet | WRIGHT HOUSE MD 1L LANTERN-SBR | Medium One Light Outdoor Wall Lantern |  | OL8501EN3/SBR.jpg | OL8501EN3.jpg
OL8501ORB | Medium One Light Outdoor Wall Lantern | With a transitional design complementing a wide array of architecture, the mission style Wright House outdoor lighting includes six fixtures in an Oil Rubbed Bronze finish with White Opal glass, as well as in a Sorrel Brown finish with Striated Ivory glass. The full assortment comprises of three wall lanterns, a post lantern, a hanging lantern and a flush mount in each of the finishes. Constructed of aluminum to withstand the elements. | OUTDOOR | Wright House | Outdoor Lighting | Oil Rubbed Bronze | ORB | Aluminum | White Opal Etched Glass | W:5.375" H:7.75" |  |  | 1 Medium A19 100w |  | 1 | No | [14 empty] | 0 | [12 empty] | 69.48 | 138.96 | 208.44 | W:7 7/8'' H:12 1/2'' E:9 3/16'' | 4.62 |  |  | 7.875 | 12.5 | Cap Nuts |  |  |  |  | 9.1875 |  | No |  | No | [21 empty] | DP:1'' W:4 1/2'' H:6 1/2'' OB UP:2 3/8'' Rectangular |  |  |  | 8 | Black/White |  |  | Hardwired | 0 | 0 | 0 | 0 | 1 | 0 | 0 | 1 | 0 | 0 | 0 | 014817508277 | 11.75 | 10.75 | 15.75 | 5.9 | 1.151 | 175 | Yes | [9 empty] | cETL Wet | WRIGHT HOUSE MD 1L LANTERN-ORB | Medium One Light Outdoor Wall Lantern |  | OL8501ORB.jpg
OL8501SBR | Medium One Light Outdoor Wall Lantern | With a transitional design complementing a wide array of architecture, the mission style Wright House outdoor lighting includes six fixtures in an Oil Rubbed Bronze finish with White Opal glass, as well as in a Sorrel Brown finish with Striated Ivory glass. The full assortment comprises of three wall lanterns, a post lantern, a hanging lantern and a flush mount in each of the finishes. Constructed of aluminum to withstand the elements. | OUTDOOR | Wright House | Outdoor Lighting | Sorrel Brown | SBR | Aluminum | Striated Ivory Glass | W:5.375" H:7.75" |  |  | 1 Medium A19 100w |  | 1 | No | [14 empty] | 0 | [12 empty] | 72.48 | 144.96 | 217.44 | W:7 7/8'' H:12 1/2'' E:9 3/16'' | 4.62 |  |  | 7.875 | 12.5 | Cap Nuts |  |  |  |  | 9.1875 |  | No |  | No | [21 empty] | DP:1'' W:4 1/2'' H:6 1/2'' OB UP:2 3/8'' Rectangular |  |  |  | 8 | Black/White |  |  | Hardwired | 0 | 0 | 0 | 0 | 1 | 0 | 0 | 1 | 0 | 0 | 0 | 014817477221 | 10.75 | 11 | 16 | 6 | 1.095 | 175 | Yes | [9 empty] | cETL Wet | WRIGHT HOUSE MD 1L LANTERN-SBR | Medium One Light Outdoor Wall Lantern |  | OL8501SBR.jpg
OL8502EN3/ORB | Large One Light Outdoor Wall Lantern | With a transitional design complementing a wide array of architecture, the mission style Wright House outdoor lighting includes six fixtures in an Oil Rubbed Bronze finish with White Opal glass, as well as in a Sorrel Brown finish with Striated Ivory glass. The full assortment comprises of three wall lanterns, a post lantern, a hanging lantern and a flush mount in each of the finishes. Constructed of aluminum to withstand the elements. | OUTDOOR | Wright House | Outdoor Lighting | Oil Rubbed Bronze | ORB | Aluminum | White Opal Etched Glass | W:6.125" H:8.875" |  |  | 1 Medium A19 9.3w |  | 1 | Yes | [14 empty] | 0 | [12 empty] | 90.45 | 180.9 | 271.35 | W:9'' H:13 7/8'' E:10 7/16'' | 6.38 |  |  | 9 | 13.875 | Cap Nuts |  |  |  |  | 10.4375 |  | No |  | No | [21 empty] | DP:1'' W:4 3/4'' H:7 7/8'' OB UP:2 1/2'' Rectangular |  |  |  | 8 | Black/White |  |  | Hardwired | 0 | 0 | 0 | 1 | 1 | 0 | 0 | 0 | 0 | 0 | 0 | 785652084942 | 13 | 12 | 17.25 | 8.3 | 1.557 | 175 | Yes | [9 empty] | cETL Wet | WRIGHT HOUSE LG 1L LANTERN-ORB | Large One Light Outdoor Wall Lantern |  | OL8502EN3/ORB.jpg | OL8502EN3.jpg
OL8502EN3/SBR | Large One Light Outdoor Wall Lantern | With a transitional design complementing a wide array of architecture, the mission style Wright House outdoor lighting includes six fixtures in an Oil Rubbed Bronze finish with White Opal glass, as well as in a Sorrel Brown finish with Striated Ivory glass. The full assortment comprises of three wall lanterns, a post lantern, a hanging lantern and a flush mount in each of the finishes. Constructed of aluminum to withstand the elements. | OUTDOOR | Wright House | Outdoor Lighting | Sorrel Brown | SBR | Aluminum | Striated Ivory Glass | W:6.125" H:8.875" |  |  | 1 Medium A19 9.3w |  | 1 | Yes | [14 empty] | 0 | [12 empty] | 96.45 | 192.9 | 289.35 | W:9'' H:13 7/8'' E:10 7/16'' | 6.38 |  |  | 9 | 13.875 | Cap Nuts |  |  |  |  | 10.4375 |  | No |  | No | [21 empty] | DP:1'' W:4 3/4'' H:7 7/8'' OB UP:2 1/2'' Rectangular |  |  |  | 8 | Black/White |  |  | Hardwired | 0 | 0 | 0 | 1 | 1 | 0 | 0 | 0 | 0 | 0 | 0 | 785652084959 | 13 | 12 | 17.25 | 8.3 | 1.557 | 175 | Yes | [9 empty] | cETL Wet | WRIGHT HOUSE LG 1L LANTERN-SBR | Large One Light Outdoor Wall Lantern |  | OL8502EN3/SBR.jpg | OL8502EN3.jpg
OL8502ORB | Large One Light Outdoor Wall Lantern | With a transitional design complementing a wide array of architecture, the mission style Wright House outdoor lighting includes six fixtures in an Oil Rubbed Bronze finish with White Opal glass, as well as in a Sorrel Brown finish with Striated Ivory glass. The full assortment comprises of three wall lanterns, a post lantern, a hanging lantern and a flush mount in each of the finishes. Constructed of aluminum to withstand the elements. | OUTDOOR | Wright House | Outdoor Lighting | Oil Rubbed Bronze | ORB | Aluminum | White Opal Etched Glass | W:6.125" H:8.875" |  |  | 1 Medium A19 100w |  | 1 | No | [14 empty] | 0 | [12 empty] | 89.98 | 179.96 | 269.94 | W:9'' H:13 7/8'' E:10 7/16'' | 6.38 |  |  | 9 | 13.875 | Cap Nuts |  |  |  |  | 10.4375 |  | No |  | No | [21 empty] | DP:1'' W:4 3/4'' H:7 7/8'' OB UP:2 1/2'' Rectangular |  |  |  | 8 | Black/White |  |  | Hardwired | 0 | 0 | 0 | 0 | 1 | 0 | 0 | 1 | 0 | 0 | 0 | 014817508284 | 13 | 12 | 17.25 | 8.3 | 1.557 | 175 | Yes | [9 empty] | cETL Wet | WRIGHT HOUSE LG 1L LANTERN-ORB | Large One Light Outdoor Wall Lantern |  | OL8502ORB.jpg
OL8502SBR | Large One Light Outdoor Wall Lantern | With a transitional design complementing a wide array of architecture, the mission style Wright House outdoor lighting includes six fixtures in an Oil Rubbed Bronze finish with White Opal glass, as well as in a Sorrel Brown finish with Striated Ivory glass. The full assortment comprises of three wall lanterns, a post lantern, a hanging lantern and a flush mount in each of the finishes. Constructed of aluminum to withstand the elements. | OUTDOOR | Wright House | Outdoor Lighting | Sorrel Brown | SBR | Aluminum | Striated Ivory Glass | W:6.125" H:8.875" |  |  | 1 Medium A19 100w |  | 1 | No | [14 empty] | 0 | [12 empty] | 96.48 | 192.96 | 289.44 | W:9'' H:13 7/8'' E:10 7/16'' | 6.38 |  |  | 9 | 13.875 | Cap Nuts |  |  |  |  | 10.4375 |  | No |  | No | [21 empty] | DP:1'' W:4 3/4'' H:7 7/8'' OB UP:2 1/2'' Rectangular |  |  |  | 8 | Black/White |  |  | Hardwired | 0 | 0 | 0 | 0 | 1 | 0 | 0 | 1 | 0 | 0 | 0 | 014817477238 | 13 | 12.5 | 17.25 | 8.13 | 1.622 | 175 | Yes | [9 empty] | cETL Wet | WRIGHT HOUSE LG 1L LANTERN-SBR | Large One Light Outdoor Wall Lantern |  | OL8502SBR.jpg
OL8508EN3/ORB | One Light Outdoor Post Lantern | With a transitional design complementing a wide array of architecture, the mission style Wright House outdoor lighting includes six fixtures in an Oil Rubbed Bronze finish with White Opal glass, as well as in a Sorrel Brown finish with Striated Ivory glass. The full assortment comprises of three wall lanterns, a post lantern, a hanging lantern and a flush mount in each of the finishes. Constructed of aluminum to withstand the elements. | OUTDOOR | Wright House | Outdoor Lighting | Oil Rubbed Bronze | ORB | Aluminum | White Opal Etched Glass | W:6.125" H:8.875" |  |  | 1 Medium A19 9.3w |  | 1 | Yes | [14 empty] | 0 | [12 empty] | 86.45 | 172.9 | 259.35 | W:9'' H:16 3/16'' | 6.64 |  |  | 9 | 16.1875 | Post Mount | [6 empty] | No |  | No | [25 empty] | 8 | Black/White |  |  | Hardwired | 0 | 0 | 0 | 1 | 1 | 0 | 0 | 0 | 0 | 0 | 0 | 785652084966 | 19.25 | 11.75 | 11.75 | 8.3 | 1.538 | 175 | Yes | [9 empty] | cETL Wet | WRIGHT HOUSE 1L POST-ORB | One Light Outdoor Post Lantern |  | OL8508EN3/ORB.jpg | OL8508EN3.jpg
OL8508EN3/SBR | One Light Outdoor Post Lantern | With a transitional design complementing a wide array of architecture, the mission style Wright House outdoor lighting includes six fixtures in an Oil Rubbed Bronze finish with White Opal glass, as well as in a Sorrel Brown finish with Striated Ivory glass. The full assortment comprises of three wall lanterns, a post lantern, a hanging lantern and a flush mount in each of the finishes. Constructed of aluminum to withstand the elements. | OUTDOOR | Wright House | Outdoor Lighting | Sorrel Brown | SBR | Aluminum | Striated Ivory Glass | W:6.125" H:8.875" |  |  | 1 Medium A19 9.3w |  | 1 | Yes | [14 empty] | 0 | [12 empty] | 92.45 | 184.9 | 277.35 | W:9'' H:16 3/16'' | 6.64 |  |  | 9 | 16.1875 | Post Mount | [6 empty] | No |  | No | [25 empty] | 8 | Black/White |  |  | Hardwired | 0 | 0 | 0 | 1 | 1 | 0 | 0 | 0 | 0 | 0 | 0 | 785652084973 | 19.25 | 11.75 | 11.75 | 8.3 | 1.538 | 175 | Yes | [9 empty] | cETL Wet | WRIGHT HOUSE 1L POST-SBR | One Light Outdoor Post Lantern |  | OL8508EN3/SBR.jpg | OL8508EN3.jpg
OL8508ORB | One Light Outdoor Post Lantern | With a transitional design complementing a wide array of architecture, the mission style Wright House outdoor lighting includes six fixtures in an Oil Rubbed Bronze finish with White Opal glass, as well as in a Sorrel Brown finish with Striated Ivory glass. The full assortment comprises of three wall lanterns, a post lantern, a hanging lantern and a flush mount in each of the finishes. Constructed of aluminum to withstand the elements. | OUTDOOR | Wright House | Outdoor Lighting | Oil Rubbed Bronze | ORB | Aluminum | White Opal Etched Glass | W:6.125" H:8.875" |  |  | 1 Medium A19 100w |  | 1 | No | [14 empty] | 0 | [12 empty] | 85.98 | 171.96 | 257.94 | W:9'' H:16 3/16'' | 6.64 |  |  | 9 | 16.1875 | Post Mount | [6 empty] | No |  | No | [25 empty] | 8 | Black/White |  |  | Hardwired | 0 | 0 | 0 | 0 | 1 | 0 | 0 | 1 | 0 | 0 | 0 | 014817508307 | 19.25 | 11.75 | 11.75 | 8.3 | 1.538 | 175 | Yes | [9 empty] | cETL Wet | WRIGHT HOUSE 1L POST-ORB | One Light Outdoor Post Lantern |  | OL8508ORB.jpg
OL8508SBR | One Light Outdoor Post Lantern | With a transitional design complementing a wide array of architecture, the mission style Wright House outdoor lighting includes six fixtures in an Oil Rubbed Bronze finish with White Opal glass, as well as in a Sorrel Brown finish with Striated Ivory glass. The full assortment comprises of three wall lanterns, a post lantern, a hanging lantern and a flush mount in each of the finishes. Constructed of aluminum to withstand the elements. | OUTDOOR | Wright House | Outdoor Lighting | Sorrel Brown | SBR | Aluminum | Striated Ivory Glass | W:6.125" H:8.875" |  |  | 1 Medium A19 100w |  | 1 | No | [14 empty] | 0 | [12 empty] | 91.98 | 183.96 | 275.94 | W:9'' H:16 3/16'' | 6.64 |  |  | 9 | 16.1875 | Post Mount | [6 empty] | No |  | No | [25 empty] | 8 | Black/White |  |  | Hardwired | 0 | 0 | 0 | 0 | 1 | 0 | 0 | 1 | 0 | 0 | 0 | 014817477207 | 11.75 | 11.75 | 19.25 | 8.2 | 1.538 | 175 | Yes | [9 empty] | cETL Wet | WRIGHT HOUSE 1L POST-SBR | One Light Outdoor Post Lantern |  | OL8508SBR.jpg
OL8511EN3/ORB | One Light Outdoor Pendant Lantern | With a transitional design complementing a wide array of architecture, the mission style Wright House outdoor lighting includes six fixtures in an Oil Rubbed Bronze finish with White Opal glass, as well as in a Sorrel Brown finish with Striated Ivory glass. The full assortment comprises of three wall lanterns, a post lantern, a hanging lantern and a flush mount in each of the finishes. Constructed of aluminum to withstand the elements. | OUTDOOR | Wright House | Outdoor Lighting | Oil Rubbed Bronze | ORB | Aluminum | White Opal Etched Glass | W:5.375" H:7.75" |  |  | 1 Medium A19 9.3w |  | 1 | Yes | [14 empty] | 0 | [12 empty] | 70.95 | 141.9 | 212.85 | W:7 7/8'' H:16 3/4'' | 5.39 |  |  | 7.875 | 16.75 | Screw Collar - Chain | [6 empty] | No |  | No | [20 empty] | D:4 3/4'' H:7/8'' Round |  |  |  |  | 180 | Brown | 60 |  | Hardwired | 0 | 0 | 0 | 1 | 1 | 0 | 0 | 0 | 0 | 0 | 0 | 785652084980 | 10.75 | 10.5 | 16 | 7 | 1.045 | 125 | Yes | [9 empty] | cETL Damp | WRIGHT HOUSE 1L PENDANT-ORB | One Light Outdoor Pendant Lantern |  | OL8511EN3/ORB.jpg | OL8511EN3.jpg
OL8511EN3/SBR | One Light Outdoor Pendant Lantern | With a transitional design complementing a wide array of architecture, the mission style Wright House outdoor lighting includes six fixtures in an Oil Rubbed Bronze finish with White Opal glass, as well as in a Sorrel Brown finish with Striated Ivory glass. The full assortment comprises of three wall lanterns, a post lantern, a hanging lantern and a flush mount in each of the finishes. Constructed of aluminum to withstand the elements. | OUTDOOR | Wright House | Outdoor Lighting | Sorrel Brown | SBR | Aluminum | Striated Ivory Glass | W:5.375" H:7.75" |  |  | 1 Medium A19 9.3w |  | 1 | Yes | [14 empty] | 0 | [12 empty] | 76.45 | 152.9 | 229.35 | W:7 7/8'' H:16 3/4'' | 5.39 |  |  | 7.875 | 16.75 | Screw Collar - Chain | [6 empty] | No |  | No | [20 empty] | D:4 3/4'' H:7/8'' Round |  |  |  |  | 180 | Brown | 60 |  | Hardwired | 0 | 0 | 0 | 1 | 1 | 0 | 0 | 0 | 0 | 0 | 0 | 785652084997 | 10.75 | 10.5 | 16 | 7 | 1.045 | 125 | Yes | [9 empty] | cETL Damp | WRIGHT HOUSE 1L PENDANT-SBR | One Light Outdoor Pendant Lantern |  | OL8511EN3/SBR.jpg | OL8511EN3.jpg
OL8511ORB | One Light Outdoor Pendant Lantern | With a transitional design complementing a wide array of architecture, the mission style Wright House outdoor lighting includes six fixtures in an Oil Rubbed Bronze finish with White Opal glass, as well as in a Sorrel Brown finish with Striated Ivory glass. The full assortment comprises of three wall lanterns, a post lantern, a hanging lantern and a flush mount in each of the finishes. Constructed of aluminum to withstand the elements. | OUTDOOR | Wright House | Outdoor Lighting | Oil Rubbed Bronze | ORB | Aluminum | White Opal Etched Glass | W:5.375" H:7.75" |  |  | 1 Medium A19 100w |  | 1 | No | [14 empty] | 0 | [12 empty] | 69.48 | 138.96 | 208.44 | W:7 7/8'' H:16 3/4'' | 5.39 |  |  | 7.875 | 16.75 | Screw Collar - Chain | [6 empty] | No |  | No | [20 empty] | D:4 3/4'' H:7/8'' Round |  |  |  |  | 180 | Brown | 60 |  | Hardwired | 0 | 0 | 0 | 0 | 1 | 0 | 0 | 1 | 0 | 0 | 0 | 014817508314 | 10.75 | 10.5 | 16 | 7 | 1.045 | 125 | Yes | [9 empty] | cETL Damp | WRIGHT HOUSE 1L PENDANT-ORB | One Light Outdoor Pendant Lantern |  | OL8511ORB.jpg
OL8511SBR | One Light Outdoor Pendant Lantern | With a transitional design complementing a wide array of architecture, the mission style Wright House outdoor lighting includes six fixtures in an Oil Rubbed Bronze finish with White Opal glass, as well as in a Sorrel Brown finish with Striated Ivory glass. The full assortment comprises of three wall lanterns, a post lantern, a hanging lantern and a flush mount in each of the finishes. Constructed of aluminum to withstand the elements. | OUTDOOR | Wright House | Outdoor Lighting | Sorrel Brown | SBR | Aluminum | Striated Ivory Glass | W:5.375" H:7.75" |  |  | 1 Medium A19 100w |  | 1 | No | [14 empty] | 0 | [12 empty] | 74.98 | 149.96 | 224.94 | W:7 7/8'' H:16 3/4'' | 5.39 |  |  | 7.875 | 16.75 | Screw Collar - Chain | [6 empty] | No |  | No | [20 empty] | D:4 3/4'' H:7/8'' Round |  |  |  |  | 180 | Brown | 60 |  | Hardwired | 0 | 0 | 0 | 0 | 1 | 0 | 0 | 1 | 0 | 0 | 0 | 014817477146 | 10.5 | 10.75 | 16 | 6.7 | 1.045 | 125 | Yes | [9 empty] | cETL Damp | WRIGHT HOUSE 1L PENDANT-SBR | One Light Outdoor Pendant Lantern |  | OL8511SBR.jpg
OL8513EN3/ORB | Two Light Outdoor Flush Mount | With a transitional design complementing a wide array of architecture, the mission style Wright House outdoor lighting includes six fixtures in an Oil Rubbed Bronze finish with White Opal glass, as well as in a Sorrel Brown finish with Striated Ivory glass. The full assortment comprises of three wall lanterns, a post lantern, a hanging lantern and a flush mount in each of the finishes. Constructed of aluminum to withstand the elements. | OUTDOOR | Wright House | Outdoor Lighting | Oil Rubbed Bronze | ORB | Aluminum | White Opal Etched Glass | W:7.875" H:5.3125" |  |  | 2 Medium A19 9.3w |  | 2 | Yes | [14 empty] | 0 | [12 empty] | 75.45 | 150.9 | 226.35 | W:9'' H:6 13/16'' | 5.41 |  |  | 9 | 6.8125 | Center Pipe | [6 empty] | No |  | No | [20 empty] | DP:1'' W:9'' H:9'' Square |  |  |  |  | 8 | Black/White |  |  | Hardwired | 0 | 0 | 0 | 1 | 1 | 0 | 0 | 0 | 0 | 0 | 0 | 785652085000 | 12 | 12 | 10.75 | 6.95 | 0.896 | 125 | Yes | [9 empty] | cETL Damp | WRIGHT HOUSE 1L FLUSH MNT-ORB | Two Light Outdoor Flush Mount |  | OL8513EN3/ORB.jpg | OL8513EN3.jpg
OL8513EN3/SBR | Two Light Outdoor Flush Mount | With a transitional design complementing a wide array of architecture, the mission style Wright House outdoor lighting includes six fixtures in an Oil Rubbed Bronze finish with White Opal glass, as well as in a Sorrel Brown finish with Striated Ivory glass. The full assortment comprises of three wall lanterns, a post lantern, a hanging lantern and a flush mount in each of the finishes. Constructed of aluminum to withstand the elements. | OUTDOOR | Wright House | Outdoor Lighting | Sorrel Brown | SBR | Aluminum | Striated Ivory Glass | W:7.875" H:5.3125" |  |  | 2 Medium A19 9.3w |  | 2 | Yes | [14 empty] | 0 | [12 empty] | 77.95 | 155.9 | 233.85 | W:9'' H:6 13/16'' | 5.41 |  |  | 9 | 6.8125 | Center Pipe | [6 empty] | No |  | No | [20 empty] | DP:1'' W:9'' H:9'' Square |  |  |  |  | 8 | Black/White |  |  | Hardwired | 0 | 0 | 0 | 1 | 1 | 0 | 0 | 0 | 0 | 0 | 0 | 785652085017 | 12 | 12 | 10.75 | 6.95 | 0.896 | 125 | Yes | [9 empty] | cETL Damp | WRIGHT HOUSE 1L FLUSH MNT-SBR | Two Light Outdoor Flush Mount |  | OL8513EN3/SBR.jpg | OL8513EN3.jpg
OL8513ORB | Two Light Outdoor Flush Mount | With a transitional design complementing a wide array of architecture, the mission style Wright House outdoor lighting includes six fixtures in an Oil Rubbed Bronze finish with White Opal glass, as well as in a Sorrel Brown finish with Striated Ivory glass. The full assortment comprises of three wall lanterns, a post lantern, a hanging lantern and a flush mount in each of the finishes. Constructed of aluminum to withstand the elements. | OUTDOOR | Wright House | Outdoor Lighting | Oil Rubbed Bronze | ORB | Aluminum | White Opal Etched Glass | W:7.875" H:5.3125" |  |  | 2 Medium A19 60w |  | 2 | No | [14 empty] | 0 | [12 empty] | 68.98 | 137.96 | 206.94 | W:9'' H:6 13/16'' | 5.41 |  |  | 9 | 6.8125 | Center Pipe | [6 empty] | No |  | No | [20 empty] | DP:1'' W:9'' H:9'' Square |  |  |  |  | 8 | Black/White |  |  | Hardwired | 0 | 0 | 0 | 0 | 1 | 0 | 0 | 1 | 0 | 0 | 0 | 014817508321 | 12 | 12 | 10.75 | 6.95 | 0.896 | 125 | Yes | [9 empty] | cETL Damp | WRIGHT HOUSE 1L FLUSH MNT-ORB | Two Light Outdoor Flush Mount |  | OL8513ORB.jpg
OL8513SBR | Two Light Outdoor Flush Mount | With a transitional design complementing a wide array of architecture, the mission style Wright House outdoor lighting includes six fixtures in an Oil Rubbed Bronze finish with White Opal glass, as well as in a Sorrel Brown finish with Striated Ivory glass. The full assortment comprises of three wall lanterns, a post lantern, a hanging lantern and a flush mount in each of the finishes. Constructed of aluminum to withstand the elements. | OUTDOOR | Wright House | Outdoor Lighting | Sorrel Brown | SBR | Aluminum | Striated Ivory Glass | W:7.875" H:5.3125" |  |  | 2 Medium A19 60w |  | 2 | No | [14 empty] | 0 | [12 empty] | 71.48 | 142.96 | 214.44 | W:9'' H:6 13/16'' | 5.41 |  |  | 9 | 6.8125 | Center Pipe | [6 empty] | No |  | No | [20 empty] | DP:1'' W:9'' H:9'' Square |  |  |  |  | 8 | Black/White |  |  | Hardwired | 0 | 0 | 0 | 0 | 1 | 0 | 0 | 1 | 0 | 0 | 0 | 014817477122 | 12 | 12 | 11 | 6.6 | 0.917 | 125 | Yes | [9 empty] | cETL Damp | WRIGHT HOUSE 1L FLUSH MNT-SBR | Two Light Outdoor Flush Mount |  | OL8513SBR.jpg
OL8600RSZ | 1-Light Outdoor Lantern | All Aboard! Reminiscent of old railroad lighting, the Redding Station Collection warmly illuminates its surroundings with a vintage railroad vibe. The all-aluminum shades feature textured details. Redding Station is available in three finish options: Tarnished Silver, Restoration Bronze and Textured Black. | OUTDOOR | Redding Station | Outdoor Lighting | Restoration Bronze | RSZ | Aluminum |  |  |  |  | 1 Medium A21 100w |  | 1 | No | [27 empty] | 57.45 | 114.9 | 172.35 | W:9'' H:9 11/16'' E:10 3/8'' | 1.48 |  |  | 9 | 9.6875 | [5 empty] | 10.375 | [25 empty] | DP:1'' W:4 1/2'' H:6 1/2'' OB UP:4 1/4'' Rectangular | [8 empty] | 0 | 0 | 0 | 0 | 0 | 0 | 0 | 0 | 0 | 0 | 0 | 014817477030 | 12.5 | 11.5 | 12 | 2.7 | 0.998 | 250 | Yes | [9 empty] | cUL Wet | OUTDOOR LANTERN WALL BRACKET | 1-Light Redding Station |  | OL8600RSZ.jpg | OL8600RSZ.jpg
OL8600RSZ/T | 1-Light Redding Station | All Aboard! Reminiscent of old railroad lighting, the Redding Station Collection warmly illuminates its surroundings with a vintage railroad vibe. The all-aluminum shades feature textured details. Redding Station is available in three finish options: Tarnished Silver, Restoration Bronze and Textured Black. | OUTDOOR | Redding Station | Outdoor Lighting | Restoration Bronze | RSZ | Aluminum |  |  |  |  | 1 Medium PAR20 7w |  | 1 | Yes | [14 empty] | 0 | [12 empty] | 86.45 | 172.9 | 259.35 | W:9'' H:9 11/16'' E:10 3/8'' | 1.48 |  |  | 9 | 9.6875 | [5 empty] | 10.375 | [25 empty] | DP:1'' W:4 1/2'' H:6 1/2'' OB UP:4 1/4'' Rectangular | [8 empty] | 0 | 0 | 0 | 0 | 0 | 0 | 0 | 0 | 0 | 0 | 0 | 014817596489 | 12.5 | 11.5 | 12 | 2.7 | 0.998 | 250 | Yes | [9 empty] | cUL Wet | OUTDOOR LANTERN WALL BRACKET | 1-Light Redding Station |  | OL8600RSZT.jpg | OL8600RSZT.jpg
OL8600RSZ-L1 | 1-Light Redding Station | All Aboard! Reminiscent of old railroad lighting, the Redding Station Collection warmly illuminates its surroundings with a vintage railroad vibe. The all-aluminum shades feature textured details. Redding Station is available in three finish options: Tarnished Silver, Restoration Bronze and Textured Black. | OUTDOOR | Redding Station | Outdoor Lighting | Restoration Bronze | RSZ | Aluminum |  |  |  |  | 1 Integrated Modules 14w |  | 1 | Yes | 1000 | 2700 | 90 | 14 | 120 | 19 - Integrated | MODS - Modules |  |  |  |  | 14 | 14 | 50000 | 0 | [12 empty] | 69.45 | 138.9 | 208.35 | W:9'' H:9 11/16'' E:10 3/8'' | 1.48 |  |  | 9 | 9.6875 | [5 empty] | 10.375 | [25 empty] | DP:1'' W:4 1/2'' H:6 1/2'' OB UP:4 1/4'' Rectangular | [8 empty] | 0 | 0 | 0 | 0 | 1 | 0 | 0 | 0 | 0 | 0 | 0 | 014817582444 | 13 | 12.5 | 11.75 | 3.1 | 1.105 | 250 | Yes | [9 empty] | cUL Wet | OUTDOOR LANTERN WALL BRACKET | 1-Light Redding Station |  | OL8600RSZ-L1.jpg | OL8600RSZL1.jpg
OL8600TRD | 1-Light Outdoor Lantern | All Aboard! Reminiscent of old railroad lighting, the Redding Station Collection warmly illuminates its surroundings with a vintage railroad vibe. The all-aluminum shades feature textured details. Redding Station is available in three finish options: Tarnished Silver, Restoration Bronze and Textured Black. | OUTDOOR | Redding Station | Outdoor Lighting | Tarnished Silver | TRD | Aluminum |  |  |  |  | 1 Medium A21 100w |  | 1 | No | [27 empty] | 57.45 | 114.9 | 172.35 | W:9'' H:9 11/16'' E:10 3/8'' | 1.48 |  |  | 9 | 9.6875 | [5 empty] | 10.375 | [25 empty] | DP:1'' W:4 1/2'' H:6 1/2'' OB UP:4 1/4'' Rectangular | [8 empty] | 0 | 0 | 0 | 0 | 0 | 0 | 0 | 0 | 0 | 0 | 0 | 014817477061 | 12.5 | 11.5 | 12.25 | 2.6 | 1.019 | 250 | Yes | [9 empty] | cUL Wet | OUTDOOR LANTERN WALL BRACKET | 1-Light Redding Station |  | OL8600TRD.jpg | OL8600TRD.jpg
OL8600TRD/T | 1-Light Redding Station | All Aboard! Reminiscent of old railroad lighting, the Redding Station Collection warmly illuminates its surroundings with a vintage railroad vibe. The all-aluminum shades feature textured details. Redding Station is available in three finish options: Tarnished Silver, Restoration Bronze and Textured Black. | OUTDOOR | Redding Station | Outdoor Lighting | Tarnished Silver | TRD | Aluminum |  |  |  |  | 1 Medium PAR20 7w |  | 1 | Yes | [14 empty] | 0 | [12 empty] | 86.45 | 172.9 | 259.35 | W:9'' H:9 11/16'' E:10 3/8'' | 1.48 |  |  | 9 | 9.6875 | [5 empty] | 10.375 | [25 empty] | DP:1'' W:4 1/2'' H:6 1/2'' OB UP:4 1/4'' Rectangular | [8 empty] | 0 | 0 | 0 | 0 | 0 | 0 | 0 | 0 | 0 | 0 | 0 | 014817596496 | 12.5 | 11.5 | 12.25 | 2.6 | 1.019 | 250 | Yes | [9 empty] | cUL Wet | OUTDOOR LANTERN WALL BRACKET | 1-Light Redding Station |  | OL8600TRDT.jpg | OL8600TRDT.jpg
OL8600TRD-L1 | 1-Light Redding Station | All Aboard! Reminiscent of old railroad lighting, the Redding Station Collection warmly illuminates its surroundings with a vintage railroad vibe. The all-aluminum shades feature textured details. Redding Station is available in three finish options: Tarnished Silver, Restoration Bronze and Textured Black. | OUTDOOR | Redding Station | Outdoor Lighting | Tarnished Silver | TRD | Aluminum |  |  |  |  | 1 Integrated Modules 14w |  | 1 | Yes | 1000 | 2700 | 90 | 14 | 120 | 19 - Integrated | MODS - Modules |  |  |  |  | 14 | 14 | 50000 | 0 | [12 empty] | 69.45 | 138.9 | 208.35 | W:9'' H:9 11/16'' E:10 3/8'' | 1.48 |  |  | 9 | 9.6875 | [5 empty] | 10.375 | [25 empty] | DP:1'' W:4 1/2'' H:6 1/2'' OB UP:4 1/4'' Rectangular | [8 empty] | 0 | 0 | 0 | 0 | 1 | 0 | 0 | 0 | 0 | 0 | 0 | 014817582451 | 13 | 12.5 | 11.75 | 3.1 | 1.105 | 250 | Yes | [9 empty] | cUL Wet | OUTDOOR LANTERN WALL BRACKET | 1-Light Redding Station |  | OL8600TRD-L1.jpg | OL8600TRDL1.jpg
OL8600TXB | 1-Light Small Wall Lantern | All Aboard! Reminiscent of old railroad lighting, the Redding Station Collection warmly illuminates its surroundings with a vintage railroad vibe. The all-aluminum shades feature textured details. Redding Station is available in three finish options: Tarnished Silver, Restoration Bronze and Textured Black. | OUTDOOR | Redding Station | Outdoor Lighting | Textured Black | TXB | Aluminum |  |  |  |  | 1 Medium A21 100w |  | 1 | No | [14 empty] | 0 | [12 empty] | 57.45 | 114.9 | 172.35 | W:9'' H:9 5/8'' E:10 3/8'' | 1.32 |  |  | 9 | 9.625 | Double Cap Nuts |  |  |  |  | 10.375 | [25 empty] | DP:1'' W:4 1/2'' H:6 1/2'' OB UP:4 1/4'' Rectangular |  |  |  | 8 |  |  |  |  | 0 | 0 | 0 | 0 | 0 | 0 | 0 | 0 | 0 | 0 | 0 | 014817587685 | 13 | 12.25 | 11.75 | 2.7 | 1.083 | 250 | Yes | [9 empty] | cUL Wet | 1L REDDING STN SM LNTRN TXB | 1L REDDING STN SM LNTRN TXB |  | OL8600TXB.jpg | OL8600TXB.jpg
OL8600TXB/T | 1-Light Small Wall Lantern | All Aboard! Reminiscent of old railroad lighting, the Redding Station Collection warmly illuminates its surroundings with a vintage railroad vibe. The all-aluminum shades feature textured details. Redding Station is available in three finish options: Tarnished Silver, Restoration Bronze and Textured Black. | OUTDOOR | Redding Station | Outdoor Lighting | Textured Black | TXB | Aluminum |  |  |  |  | 1 Medium PAR20 7w |  | 1 | Yes | [14 empty] | 0 | [12 empty] | 86.45 | 172.9 | 259.35 | W:9'' H:9 5/8'' E:10 3/8'' | 1.32 |  |  | 9 | 9.625 | Double Cap Nuts |  |  |  |  | 10.375 | [25 empty] | DP:1'' W:4 1/2'' H:6 1/2'' OB UP:4 1/4'' Rectangular |  |  |  | 8 |  |  |  |  | 0 | 0 | 0 | 0 | 0 | 0 | 0 | 0 | 0 | 0 | 0 | 014817596502 | 13 | 12.25 | 11.75 | 2.7 | 1.083 | 250 | Yes | [9 empty] | cUL Wet | 1L REDDING STN SM LNTRN TXB | 1L REDDING STN SM LNTRN TXB |  | OL8600TXBT.jpg | OL8600TXBT.jpg
OL8601RSZ | 1-Light Outdoor Lantern | All Aboard! Reminiscent of old railroad lighting, the Redding Station Collection warmly illuminates its surroundings with a vintage railroad vibe. The all-aluminum shades feature textured details. Redding Station is available in three finish options: Tarnished Silver, Restoration Bronze and Textured Black. | OUTDOOR | Redding Station | Outdoor Lighting | Restoration Bronze | RSZ | Aluminum |  |  |  |  | 1 Medium A21 100w |  | 1 | No | [27 empty] | 80.45 | 160.9 | 241.35 | W:12'' H:12 1/2'' E:13 7/16'' | 2.2 |  |  | 12 | 12.5 | [5 empty] | 13.4375 | [25 empty] | DP:1'' W:4 3/4'' H:7 7/8'' Rectangular | [8 empty] | 0 | 0 | 0 | 0 | 0 | 0 | 0 | 0 | 0 | 0 | 0 | 014817476989 | 14.75 | 16 | 15.75 | 4.2 | 2.151 | 250 | Yes | [9 empty] | cUL Wet | OUTDOOR LANTERN WALL BRACKET | 1-Light Redding Station |  | OL8601RSZ.jpg | OL8601RSZ.jpg
OL8601RSZ/T | 1-Light Redding Station | All Aboard! Reminiscent of old railroad lighting, the Redding Station Collection warmly illuminates its surroundings with a vintage railroad vibe. The all-aluminum shades feature textured details. Redding Station is available in three finish options: Tarnished Silver, Restoration Bronze and Textured Black. | OUTDOOR | Redding Station | Outdoor Lighting | Restoration Bronze | RSZ | Aluminum |  |  |  |  | 1 Medium PAR20 7w |  | 1 | Yes | [14 empty] | 0 | [12 empty] | 109.45 | 218.9 | 328.35 | W:12'' H:12 1/2'' E:13 7/16'' | 2.2 |  |  | 12 | 12.5 | [5 empty] | 13.4375 | [25 empty] | DP:1'' W:4 3/4'' H:7 7/8'' Rectangular | [8 empty] | 0 | 0 | 0 | 0 | 0 | 0 | 0 | 0 | 0 | 0 | 0 | 014817596519 | 14.75 | 16 | 15.75 | 4.2 | 2.151 | 250 | Yes | [9 empty] | cUL Wet | OUTDOOR LANTERN WALL BRACKET | 1-Light Redding Station |  | OL8601RSZT.jpg | OL8601RSZT.jpg
OL8601RSZ-L1 | 1-Light Redding Station | All Aboard! Reminiscent of old railroad lighting, the Redding Station Collection warmly illuminates its surroundings with a vintage railroad vibe. The all-aluminum shades feature textured details. Redding Station is available in three finish options: Tarnished Silver, Restoration Bronze and Textured Black. | OUTDOOR | Redding Station | Outdoor Lighting | Restoration Bronze | RSZ | Aluminum |  |  |  |  | 1 Integrated Modules 14w |  | 1 | Yes | 1000 | 2700 | 90 | 14 | 120 | 19 - Integrated | MODS - Modules |  |  |  |  | 14 | 14 | 50000 | 0 | [12 empty] | 91.95 | 183.9 | 275.85 | W:12'' H:12 1/2'' E:13 7/16'' | 2.2 |  |  | 12 | 12.5 | [5 empty] | 13.4375 | [25 empty] | DP:1'' W:4 3/4'' H:7 7/8'' Rectangular | [8 empty] | 0 | 0 | 0 | 0 | 1 | 0 | 0 | 0 | 0 | 0 | 0 | 014817582468 | 16.25 | 11.75 | 14.5 | 5.1 | 1.602 | 250 | Yes | [9 empty] | cUL Wet | OUTDOOR LANTERN WALL BRACKET | 1-Light Redding Station |  | OL8601RSZ-L1.jpg | OL8601RSZL1.jpg
OL8601TRD | 1-Light Outdoor Lantern | All Aboard! Reminiscent of old railroad lighting, the Redding Station Collection warmly illuminates its surroundings with a vintage railroad vibe. The all-aluminum shades feature textured details. Redding Station is available in three finish options: Tarnished Silver, Restoration Bronze and Textured Black. | OUTDOOR | Redding Station | Outdoor Lighting | Tarnished Silver | TRD | Aluminum |  |  |  |  | 1 Medium A21 100w |  | 1 | No | [27 empty] | 80.45 | 160.9 | 241.35 | W:12'' H:12 1/2'' E:13 7/16'' | 2.2 |  |  | 12 | 12.5 | [5 empty] | 13.4375 | [25 empty] | DP:1'' W:4 3/4'' H:7 7/8'' Square | [8 empty] | 0 | 0 | 0 | 0 | 0 | 0 | 0 | 0 | 0 | 0 | 0 | 014817477016 | 14.75 | 15.75 | 15.75 | 4.2 | 2.117 | 250 | Yes | [9 empty] | cUL Wet | OUTDOOR LANTERN WALL BRACKET | 1-Light Redding Station |  | OL8601TRD.jpg | OL8601TRD.jpg
OL8601TRD/T | 1-Light Redding Station | All Aboard! Reminiscent of old railroad lighting, the Redding Station Collection warmly illuminates its surroundings with a vintage railroad vibe. The all-aluminum shades feature textured details. Redding Station is available in three finish options: Tarnished Silver, Restoration Bronze and Textured Black. | OUTDOOR | Redding Station | Outdoor Lighting | Tarnished Silver | TRD | Aluminum |  |  |  |  | 1 Medium PAR20 7w |  | 1 | Yes | [14 empty] | 0 | [12 empty] | 109.45 | 218.9 | 328.35 | W:12'' H:12 1/2'' E:13 7/16'' | 2.2 |  |  | 12 | 12.5 | [5 empty] | 13.4375 | [25 empty] | DP:1'' W:4 3/4'' H:7 7/8'' Square | [8 empty] | 0 | 0 | 0 | 0 | 0 | 0 | 0 | 0 | 0 | 0 | 0 | 014817596526 | 14.75 | 15.75 | 15.75 | 4.2 | 2.117 | 250 | Yes | [9 empty] | cUL Wet | OUTDOOR LANTERN WALL BRACKET | 1-Light Redding Station |  | OL8601TRDT.jpg | OL8601TRDT.jpg
OL8601TRD-L1 | 1-Light Redding Station | All Aboard! Reminiscent of old railroad lighting, the Redding Station Collection warmly illuminates its surroundings with a vintage railroad vibe. The all-aluminum shades feature textured details. Redding Station is available in three finish options: Tarnished Silver, Restoration Bronze and Textured Black. | OUTDOOR | Redding Station | Outdoor Lighting | Tarnished Silver | TRD | Aluminum |  |  |  |  | 1 Integrated Modules 14w |  | 1 | Yes | 1000 | 2700 | 90 | 14 | 120 | 19 - Integrated | MODS - Modules |  |  |  |  | 14 | 14 | 50000 | 0 | [12 empty] | 91.95 | 183.9 | 275.85 | W:12'' H:12 1/2'' E:13 7/16'' | 2.2 |  |  | 12 | 12.5 | [5 empty] | 13.4375 | [25 empty] | DP:1'' W:4 3/4'' H:7 7/8'' Square | [8 empty] | 0 | 0 | 0 | 0 | 1 | 0 | 0 | 0 | 0 | 0 | 0 | 014817582475 | 16.25 | 15.75 | 14.5 | 5.3 | 2.148 | 250 | Yes | [9 empty] | cUL Wet | OUTDOOR LANTERN WALL BRACKET | 1-Light Redding Station |  | OL8601TRD-L1.jpg | OL8601TRDL1.jpg
OL8601TXB | 1-Light Medium Wall Lantern | All Aboard! Reminiscent of old railroad lighting, the Redding Station Collection warmly illuminates its surroundings with a vintage railroad vibe. The all-aluminum shades feature textured details. Redding Station is available in three finish options: Tarnished Silver, Restoration Bronze and Textured Black. | OUTDOOR | Redding Station | Outdoor Lighting | Textured Black | TXB | Aluminum |  |  |  |  | 1 Medium A21 100w |  | 1 | No | [14 empty] | 0 | [12 empty] | 80.45 | 160.9 | 241.35 | W:12'' H:12 1/2'' E:13 7/16'' | 2.4 |  |  | 12 | 12.5 | [5 empty] | 13.4375 | [25 empty] | DP:1'' W:4 3/4'' H:7 7/8'' OB UP:5 7/8'' Rectangular |  |  |  | 8 |  |  |  |  | 0 | 0 | 0 | 0 | 0 | 0 | 0 | 0 | 0 | 0 | 0 | 014817587692 | 14.75 | 16 | 15.75 | 4.2 | 2.151 | 250 | Yes | [9 empty] | cUL Wet | 1L REDDING STN MED LNTRN TXB | 1L REDDING STN MED LNTRN TXB |  | OL8601TXB.jpg | OL8601TXB.jpg
OL8601TXB/T | 1-Light Medium Wall Lantern | All Aboard! Reminiscent of old railroad lighting, the Redding Station Collection warmly illuminates its surroundings with a vintage railroad vibe. The all-aluminum shades feature textured details. Redding Station is available in three finish options: Tarnished Silver, Restoration Bronze and Textured Black. | OUTDOOR | Redding Station | Outdoor Lighting | Textured Black | TXB | Aluminum |  |  |  |  | 1 Medium PAR20 7w |  | 1 | Yes | [14 empty] | 0 | [12 empty] | 109.45 | 218.9 | 328.35 | W:12'' H:12 1/2'' E:13 7/16'' | 2.4 |  |  | 12 | 12.5 | [5 empty] | 13.4375 | [25 empty] | DP:1'' W:4 3/4'' H:7 7/8'' OB UP:5 7/8'' Rectangular |  |  |  | 8 |  |  |  |  | 0 | 0 | 0 | 0 | 0 | 0 | 0 | 0 | 0 | 0 | 0 | 014817596533 | 14.75 | 16 | 15.75 | 4.2 | 2.151 | 250 | Yes | [9 empty] | cUL Wet | 1L REDDING STN MED LNTRN TXB | 1L REDDING STN MED LNTRN TXB |  | OL8601TXBT.jpg | OL8601TXBT.jpg
OL8701ORB | 1 - Light Wall Bracket | Classic styling, rich Oil Rubbed Bronze finish and watertight construction allow the Darby outdoor light wall sconce by Feiss to work well in just about any outdoor location. It features a dome-shaped metal shade at the end of a gracefully curving arm. | OUTDOOR | Darby | Outdoor Lighting | Oil Rubbed Bronze | ORB | Metal |  |  |  |  | 1 Medium A19 100w |  | 1 | No | [27 empty] | 28.98 | 57.96 | 86.94 | W:7 1/2'' H:9 1/4'' E:8 7/8'' | 1.4 |  |  | 7.5 | 9.25 | [5 empty] | 8.875 | [25 empty] | DP:7/8'' OB UP:5 3/4'' OB DOWN:3 1/2'' Round |  |  |  | 8 | Black/White |  |  | Hardwired | 0 | 0 | 0 | 0 | 0 | 0 | 0 | 0 | 0 | 0 | 0 | 014817483499 | 10.75 | 9.5 | 11.5 | 2.5 | 0.68 | 250 | Yes | [8 empty] | ETL Wet |  | OUTDOOR LANTERN WALL BRACKET | 1 - Light Darby |  | OL8701ORB.jpg | OL8701ORB.jpg
OL8904RSZ | 1 - Light Outdoor Lantern | All Aboard! Reminiscent of old railroad lighting, the Redding Station Collection warmly illuminates its surroundings with a vintage railroad vibe. The all-aluminum shades feature textured details. Redding Station is available in three finish options: Tarnished Silver, Restoration Bronze and Textured Black. | OUTDOOR | Redding Station | Outdoor Lighting | Restoration Bronze | RSZ | Aluminum |  |  |  |  | 1 Medium A19 100w |  | 1 | No | [14 empty] | 0 | [12 empty] | 86.45 | 172.9 | 259.35 | D:12'' H:11'' O:75 7/8'' | 2.9 | 12 |  |  | 11 | Cross Bar |  |  | 75.875 | [27 empty] | D:5 1/8'' DP:7/8'' Rectangular |  |  |  | 180 | Black | 60 |  | Hardwired | 0 | 0 | 0 | 0 | 0 | 0 | 0 | 0 | 0 | 0 | 0 | 014817497342 | 14 | 13.75 | 13 | 4.5 | 1.448 | 250 | Yes | [8 empty] | ETL Damp |  | OUTDOOR LANTERN HANGING | 1 - Light Redding Station |  | OL8904RSZ.jpg | OL8904RSZ.jpg
OL8904RSZ-L1 | 1 - Light Redding Station | All Aboard! Reminiscent of old railroad lighting, the Redding Station Collection warmly illuminates its surroundings with a vintage railroad vibe. The all-aluminum shades feature textured details. Redding Station is available in three finish options: Tarnished Silver, Restoration Bronze and Textured Black. | OUTDOOR | Redding Station | Outdoor Lighting | Restoration Bronze | RSZ | Aluminum |  |  |  |  | 1 Integrated Modules 14w |  | 1 | Yes | 1000 | 2700 | 90 | 14 | 120 | 19 - Integrated | MODS - Modules |  |  |  |  | 14 | 14 | 50000 | 0 | [12 empty] | 98.45 | 196.9 | 295.35 | D:12'' H:10 7/8'' O:75 7/8'' | 2.9 | 12 |  |  | 10.875 | Cross Bar |  |  | 75.875 | [27 empty] | D:5 1/8'' DP:7/8'' Rectangular |  |  |  | 180 | Black | 60 |  | Hardwired | 0 | 0 | 0 | 0 | 1 | 0 | 0 | 0 | 0 | 0 | 0 | 014817582482 | 15.5 | 15.25 | 12.25 | 5.4 | 1.676 | 250 | Yes | [8 empty] | ETL Damp |  | OUTDOOR LANTERN HANGING | 1 - Light Redding Station |  | OL8904RSZ-L1.jpg | OL8904RSZL1.jpg
OL8904TRD | 1 - Light Outdoor Lantern | All Aboard! Reminiscent of old railroad lighting, the Redding Station Collection warmly illuminates its surroundings with a vintage railroad vibe. The all-aluminum shades feature textured details. Redding Station is available in three finish options: Tarnished Silver, Restoration Bronze and Textured Black. | OUTDOOR | Redding Station | Outdoor Lighting | Tarnished Silver | TRD | Aluminum |  |  |  |  | 1 Medium A19 100w |  | 1 | No | [14 empty] | 0 | [12 empty] | 86.45 | 172.9 | 259.35 | D:12'' H:10 7/8'' O:75 7/8'' | 2.9 | 12 |  |  | 10.875 | Cross Bar |  |  | 75.875 | [26 empty] | D:5 1/8'' DP:7/8'' Round |  |  |  |  | 180 | Black | 60 |  | Hardwired | 0 | 0 | 0 | 0 | 0 | 0 | 0 | 0 | 0 | 0 | 0 | 014817497359 | 15 | 15 | 13.5 | 5.2 | 1.758 | 250 | Yes | [8 empty] | ETL Damp |  | OUTDOOR LANTERN HANGING | 1 - Light Redding Station |  | OL8904TRD.jpg | OL8904TRD.jpg
OL8904TRD-L1 | 1 - Light Redding Station | All Aboard! Reminiscent of old railroad lighting, the Redding Station Collection warmly illuminates its surroundings with a vintage railroad vibe. The all-aluminum shades feature textured details. Redding Station is available in three finish options: Tarnished Silver, Restoration Bronze and Textured Black. | OUTDOOR | Redding Station | Outdoor Lighting | Tarnished Silver | TRD | Aluminum |  |  |  |  | 1 Integrated Modules 14w |  | 1 | Yes | 1000 | 2700 | 90 | 14 | 120 | 19 - Integrated | MODS - Modules |  |  |  |  | 14 | 14 | 50000 | 0 | [12 empty] | 98.45 | 196.9 | 295.35 | D:12'' H:10 7/8'' O:75 7/8'' | 2.9 | 12 |  |  | 10.875 | Cross Bar |  |  | 75.875 | [26 empty] | D:5 1/8'' DP:7/8'' Round |  |  |  |  | 180 | Black | 60 |  | Hardwired | 0 | 0 | 0 | 0 | 1 | 0 | 0 | 0 | 0 | 0 | 0 | 014817582499 | 15.5 | 15.25 | 12.5 | 5.5 | 1.71 | 250 | Yes | [8 empty] | ETL Damp |  | OUTDOOR LANTERN HANGING | 1 - Light Redding Station |  | OL8904TRD-L1.jpg | OL8904TRDL1.jpg
OL8904TXB | 1-Light Hanging Lantern | All Aboard! Reminiscent of old railroad lighting, the Redding Station Collection warmly illuminates its surroundings with a vintage railroad vibe. The all-aluminum shades feature textured details. Redding Station is available in three finish options: Tarnished Silver, Restoration Bronze and Textured Black. | OUTDOOR | Redding Station | Outdoor Lighting | Textured Black | TXB | Aluminum |  |  |  |  | 1 Medium A19 100w |  | 1 | No | [14 empty] | 0 | [12 empty] | 86.45 | 172.9 | 259.35 | D:12'' H:11'' O:75 7/8'' | 2.64 | 12 |  |  | 11 | Cross Bar |  |  | 75.875 | [26 empty] | D:5 1/8'' H:7/8'' Round |  |  |  |  | 180 | Black | 60 |  | Hardwired | 0 | 0 | 0 | 0 | 0 | 0 | 0 | 0 | 0 | 0 | 0 | 014817587708 | 15 | 15 | 13.5 | 5.2 | 1.758 | 250 | Yes | [8 empty] | ETL Damp |  | 1L REDDING STN HANGING TXB | 1L REDDING STN HANGING TXB |  | OL8904TXB.jpg | OL8904TXB.jpg
OL9004RSZ | 1 - Light Outdoor Lantern | All Aboard! Reminiscent of old railroad lighting, the Redding Station Collection warmly illuminates its surroundings with a vintage railroad vibe. The all-aluminum shades feature textured details. Redding Station is available in three finish options: Tarnished Silver, Restoration Bronze and Textured Black. | OUTDOOR | Redding Station | Outdoor Lighting | Restoration Bronze | RSZ | Aluminum |  |  |  |  | 1 Medium A19 100w |  | 1 | No | [14 empty] | 0 | [12 empty] | 132.45 | 264.9 | 397.35 | W:15'' H:15 5/8'' E:16 5/8'' | 2.6 |  |  | 15 | 15.625 | Universal Mounting Bar |  |  |  |  | 16.625 | [25 empty] | DP:1'' W:4 3/4'' H:7 7/8'' OB UP:8 7/8'' OB DOWN:7 3/4'' Rectangular |  |  |  | 8 | Black/White |  |  | Hardwired | 0 | 0 | 0 | 0 | 0 | 0 | 0 | 0 | 0 | 0 | 0 | 014817497366 | 20 | 17.75 | 18.5 | 7.8 | 3.801 | 250 | Yes | [8 empty] | ETL Wet |  | OUTDOOR LANTERN | 1- Light Redding Station |  | OL9004RSZ.jpg | OL9004RSZ.jpg
OL9004RSZ/T | 1- Light Redding Station | All Aboard! Reminiscent of old railroad lighting, the Redding Station Collection warmly illuminates its surroundings with a vintage railroad vibe. The all-aluminum shades feature textured details. Redding Station is available in three finish options: Tarnished Silver, Restoration Bronze and Textured Black. | OUTDOOR | Redding Station | Outdoor Lighting | Restoration Bronze | RSZ | Aluminum |  |  |  |  | 1 Medium PAR20 7w |  | 1 | Yes | [14 empty] | 0 | [12 empty] | 161.45 | 322.9 | 484.35 | W:15'' H:15 5/8'' E:16 5/8'' | 2.6 |  |  | 15 | 15.625 | Universal Mounting Bar |  |  |  |  | 16.625 | [25 empty] | DP:1'' W:4 3/4'' H:7 7/8'' OB UP:8 7/8'' OB DOWN:7 3/4'' Rectangular |  |  |  | 8 | Black/White |  |  | Hardwired | 0 | 0 | 0 | 0 | 0 | 0 | 0 | 0 | 0 | 0 | 0 | 014817596540 | 20 | 17.75 | 18.5 | 7.8 | 3.801 | 250 | Yes | [8 empty] | ETL Wet |  | OUTDOOR LANTERN | 1- Light Redding Station |  | OL9004RSZT.jpg | OL9004RSZT.jpg
OL9004RSZ-L1 | 1- Light Redding Station | All Aboard! Reminiscent of old railroad lighting, the Redding Station Collection warmly illuminates its surroundings with a vintage railroad vibe. The all-aluminum shades feature textured details. Redding Station is available in three finish options: Tarnished Silver, Restoration Bronze and Textured Black. | OUTDOOR | Redding Station | Outdoor Lighting | Restoration Bronze | RSZ | Aluminum |  |  |  |  | 1 Integrated Modules 14w |  | 1 | Yes | 1000 | 2700 | 90 | 14 | 120 | 19 - Integrated | MODS - Modules |  |  |  |  | 14 | 14 | 50000 | 0 | [12 empty] | 143.95 | 287.9 | 431.85 | W:15'' H:15 5/8'' E:16 5/8'' | 2.6 |  |  | 15 | 15.625 | Universal Mounting Bar |  |  |  |  | 16.625 | [25 empty] | DP:1'' W:4 3/4'' H:7 7/8'' OB UP:8 7/8'' OB DOWN:7 3/4'' Rectangular |  |  |  | 8 | Black/White |  |  | Hardwired | 0 | 0 | 0 | 0 | 1 | 0 | 0 | 0 | 0 | 0 | 0 | 014817582505 | 20 | 18.75 | 18.25 | 6.35 | 3.961 | 300 | Yes | [8 empty] | ETL Wet |  | OUTDOOR LANTERN | 1- Light Redding Station |  | OL9004RSZ-L1.jpg | OL9004RSZL1.jpg
OL9004TRD | 1 - Light Outdoor Lantern | All Aboard! Reminiscent of old railroad lighting, the Redding Station Collection warmly illuminates its surroundings with a vintage railroad vibe. The all-aluminum shades feature textured details. Redding Station is available in three finish options: Tarnished Silver, Restoration Bronze and Textured Black. | OUTDOOR | Redding Station | Outdoor Lighting | Tarnished Silver | TRD | Aluminum |  |  |  |  | 1 Medium A19 100w |  | 1 | No | [27 empty] | 132.45 | 264.9 | 397.35 | W:15'' H:15 5/8'' E:16 5/8'' | 2.6 |  |  | 15 | 15.625 | Universal Mounting Bar |  |  |  |  | 16.625 | [25 empty] | DP:1'' W:4 3/4'' H:7 7/8'' OB UP:8 7/8'' OB DOWN:7 3/4'' Rectangular |  |  |  | 8 | Black/White |  |  | Hardwired | 0 | 0 | 0 | 0 | 0 | 0 | 0 | 0 | 0 | 0 | 0 | 014817497373 | 18.75 | 18.25 | 17 | 6.55 | 3.366 | 300 | Yes | [8 empty] | ETL Wet |  | OUTDOOR LANTERN WALL BRACKET | 1- Light Redding Station |  | OL9004TRD.jpg | OL9004TRD.jpg
OL9004TRD/T | 1- Light Redding Station | All Aboard! Reminiscent of old railroad lighting, the Redding Station Collection warmly illuminates its surroundings with a vintage railroad vibe. The all-aluminum shades feature textured details. Redding Station is available in three finish options: Tarnished Silver, Restoration Bronze and Textured Black. | OUTDOOR | Redding Station | Outdoor Lighting | Tarnished Silver | TRD | Aluminum |  |  |  |  | 1 Medium PAR20 7w |  | 1 | Yes | [14 empty] | 0 | [12 empty] | 161.45 | 322.9 | 484.35 | W:15'' H:15 5/8'' E:16 5/8'' | 2.6 |  |  | 15 | 15.625 | Universal Mounting Bar |  |  |  |  | 16.625 | [25 empty] | DP:1'' W:4 3/4'' H:7 7/8'' OB UP:8 7/8'' OB DOWN:7 3/4'' Rectangular |  |  |  | 8 | Black/White |  |  | Hardwired | 0 | 0 | 0 | 0 | 0 | 0 | 0 | 0 | 0 | 0 | 0 | 014817596557 | 18.75 | 18.25 | 17 | 6.55 | 3.366 | 300 | Yes | [8 empty] | ETL Wet |  | OUTDOOR LANTERN WALL BRACKET | 1- Light Redding Station |  | OL9004TRDT.jpg | OL9004TRDT.jpg
OL9004TRD-L1 | 1- Light Redding Station | All Aboard! Reminiscent of old railroad lighting, the Redding Station Collection warmly illuminates its surroundings with a vintage railroad vibe. The all-aluminum shades feature textured details. Redding Station is available in three finish options: Tarnished Silver, Restoration Bronze and Textured Black. | OUTDOOR | Redding Station | Outdoor Lighting | Tarnished Silver | TRD | Aluminum |  |  |  |  | 1 Integrated Modules 14w |  | 1 | Yes | 1000 | 2700 | 90 | 14 | 120 | 19 - Integrated | MODS - Modules |  |  |  |  | 14 | 14 | 50000 | 0 | [12 empty] | 143.95 | 287.9 | 431.85 | W:15'' H:15 5/8'' E:16 5/8'' | 2.6 |  |  | 15 | 15.625 | Universal Mounting Bar |  |  |  |  | 16.625 | [25 empty] | DP:1'' W:4 3/4'' H:7 7/8'' OB UP:8 7/8'' OB DOWN:7 3/4'' Rectangular |  |  |  | 8 | Black/White |  |  | Hardwired | 0 | 0 | 0 | 0 | 1 | 0 | 0 | 0 | 0 | 0 | 0 | 014817582512 | 20 | 18.75 | 18.25 | 6.35 | 3.961 | 300 | Yes | [8 empty] | ETL Wet |  | OUTDOOR LANTERN WALL BRACKET | 1- Light Redding Station |  | OL9004TRD-L1.jpg | OL9004TRDL1.jpg
OL9004TXB | 1-Light Large Lantern | All Aboard! Reminiscent of old railroad lighting, the Redding Station Collection warmly illuminates its surroundings with a vintage railroad vibe. The all-aluminum shades feature textured details. Redding Station is available in three finish options: Tarnished Silver, Restoration Bronze and Textured Black. | OUTDOOR | Redding Station | Outdoor Lighting | Textured Black | TXB | Aluminum |  |  |  |  | 1 Medium A19 100w |  | 1 | No | [14 empty] | 0 | [12 empty] | 132.95 | 265.9 | 398.85 | W:15'' H:15 5/8'' E:16 5/8'' | 3.52 |  |  | 15 | 15.625 | Cap Nuts |  |  |  |  | 16.625 | [25 empty] | DP:1'' W:4 3/4'' H:7 7/8'' OB UP:8 1/8'' Rectangular |  |  |  | 8 | Black/White |  |  | Hardwired | 0 | 0 | 0 | 0 | 0 | 0 | 0 | 0 | 0 | 0 | 0 | 014817587715 | 19.75 | 18.5 | 18.25 | 6.9 | 3.859 | 300 | Yes | [8 empty] | ETL Wet |  | 1LT REDDING STN LG LNTRN TXB | 1LT REDDING STN LG LNTRN TXB |  | OL9004TXB.jpg | OL9004TXB.jpg
OL9004TXB/T | 1-Light Large Lantern | All Aboard! Reminiscent of old railroad lighting, the Redding Station Collection warmly illuminates its surroundings with a vintage railroad vibe. The all-aluminum shades feature textured details. Redding Station is available in three finish options: Tarnished Silver, Restoration Bronze and Textured Black. | OUTDOOR | Redding Station | Outdoor Lighting | Textured Black | TXB | Aluminum |  |  |  |  | 1 Medium PAR20 7w |  | 1 | Yes | [14 empty] | 0 | [12 empty] | 161.45 | 322.9 | 484.35 | W:15'' H:15 5/8'' E:16 5/8'' | 3.52 |  |  | 15 | 15.625 | Cap Nuts |  |  |  |  | 16.625 | [25 empty] | DP:1'' W:4 3/4'' H:7 7/8'' OB UP:8 1/8'' Rectangular |  |  |  | 8 | Black/White |  |  | Hardwired | 0 | 0 | 0 | 0 | 0 | 0 | 0 | 0 | 0 | 0 | 0 | 014817596564 | 19.75 | 18.5 | 18.25 | 6.9 | 3.859 | 300 | Yes | [8 empty] | ETL Wet |  | 1LT REDDING STN LG LNTRN TXB | 1LT REDDING STN LG LNTRN TXB |  | OL9004TXBT.jpg | OL9004TXBT.jpg
OLF3213/6AF | 6 - Light Chandelier | The transitional Landen features chandeliers with either our NEW industrial Smith Steel finish or a delightful two-tone mix of Antique Forged Iron with Painted Aged Brass details. This modern farmhouse collection is versatile enough to fit within a wide range of décor from farmhouse to urban loft. A grand 53" high two-tier chandelier makes a dramatic statement. All fixtures in the Landen collection are damp-rated, however, the chandeliers with the Antique Forged Iron/Painted Aged Brass finish include optional glass candle covers to protect the lamping from moisture. | CHANDELIERS | Landen | Outdoor Lighting | Antique Forged Iron / Painted Aged Brass | AF / PAGB | Steel | Clear Glass | D:1.625" H:6" |  |  | 6 Candelabra Torpedo 60w |  | 6 | No | [14 empty] | 0 | [12 empty] | 243.45 | 486.9 | 730.35 | D:25 3/8'' H:18 5/8'' O:85 3/8'' | 12.3 | 25.375 |  |  | 18.625 | Center Lock-Up |  |  | 85.375 | [26 empty] | D:5'' H:1 1/8'' Round |  |  |  |  | 180 | Brown | 60 |  | Hardwired | 0 | 0 | 0 | 0 | 0 | 0 | 0 | 0 | 0 | 0 | 0 | 014817580518 | 29.75 | 28.5 | 8 | 16.4 | 3.925 | 175 | Yes | [9 empty] | cETL Damp | LANDEN 6L OUTDOOR CHANDELIER AF/PAGB | 6 - Light Chandelier |  | OLF32136AF.jpg | OLF32136AF.jpg
OLF3218/10AF | 10 - Light Chandelier | The transitional Landen features chandeliers with either our NEW industrial Smith Steel finish or a delightful two-tone mix of Antique Forged Iron with Painted Aged Brass details. This modern farmhouse collection is versatile enough to fit within a wide range of décor from farmhouse to urban loft. A grand 53" high two-tier chandelier makes a dramatic statement. All fixtures in the Landen collection are damp-rated, however, the chandeliers with the Antique Forged Iron/Painted Aged Brass finish include optional glass candle covers to protect the lamping from moisture. | CHANDELIERS | Landen | Outdoor Lighting | Antique Forged Iron / Painted Aged Brass | AF / PAGB | Steel | Clear Glass | D:1.625" H:7.875" |  |  | 10 Candelabra Torpedo 60w |  | 10 | No | [14 empty] | 0 | [12 empty] | 399.98 | 799.96 | 1199.94 | L:47 3/8'' W:16 3/8'' H:26 1/2'' | 19.3 |  | 47.375 | 16.375 | 26.5 | Center Lock-Up |  |  |  | 35 - 83 | [25 empty] | DP:5'' W:10 7/8'' H:3/4'' Rectangular |  |  |  |  | 180 | Brown |  |  | Hardwired | 0 | 0 | 0 | 0 | 0 | 0 | 0 | 0 | 0 | 0 | 0 | 014817580525 | 52 | 2.25 | 8.25 | 24.1 | 0.559 | 60 | Yes | [9 empty] | cETL Damp | LANDEN 10L OUTDOOR CHANDELIER AF/PAGB | 10 - Light Chandelier |  | OLF321810AF.jpg | OLF321810AF.jpg
OLF3222/5DWZ | 5 - Light Chandelier | Patrice showcases Feiss' Collection's unwavering commitment to robust construction and craftsmanship. Using our NEW Deep Abyss finish, Patrice is heavily textured and tactile, appearing as though it was pulled from a shipwreck. This humble design with its oval motifs is fitting for a wide range of decor. Patrice also features three outdoor fixtures with a rustic Dark Weathered Zinc finish. The outdoor chandeliers include glass candle covers to protect the lamping. All Patrice chandeliers are damp-rated for use in indoor and covered outdoor spaces. | CHANDELIERS | Patrice | Outdoor Lighting | Dark Weathered Zinc | DWZ | Steel | Clear Glass | D:1.625" H:6" |  |  | 5 Candelabra Torpedo 60w |  | 5 | No | [14 empty] | 0 | [12 empty] | 289.45 | 578.9 | 868.35 | D:21'' H:10 3/4'' | 15 | 21 |  |  | 10.75 | Center Lock-Up |  |  |  | 20.25 - 68.25 | [25 empty] | D:5'' H:1 1/8'' Round |  |  |  |  | 180 | Black |  |  | Hardwired | 0 | 0 | 0 | 0 | 0 | 0 | 0 | 0 | 0 | 0 | 0 | 014817580532 | 24.5 | 24.25 | 14.75 | 18.1 | 5.071 | 250 | Yes | [9 empty] | cETL Damp | PATRICE 5L OUTDOOR CHANDELIER DWZ | 5 - Light Chandelier |  | OLF32225DWZ.jpg | OLF32225DWZ.jpg
OLF3294/5WOW/AF | 5 - Light Outdoor Chandelier | The Allier collection makes an elegantly rustic statement by blending warm kiln-dried Weathered Oak Wood with Antique Forged Iron hardware on a modern orb silhouette. We've taken the top product from this best-selling collection and are now offering a damp-rated Outdoor Chandelier that can be used indoors as well as covered outdoor spaces. | CHANDELIERS | Allier | Outdoor Lighting | Weathered Oak Wood / Antique Forged Iron | WOW/AF | Steel | Clear Glass | D:1.625" H:6" |  |  | 5 Candelabra Torpedo 60w |  | 5 | No | [14 empty] | 0 | [12 empty] | 289.45 | 578.9 | 868.35 | D:24'' H:27 7/8'' O:94 5/8'' | 10 | 24 |  |  | 27.875 | Center Lock-Up |  |  | 94.625 | [26 empty] | D:5'' H:1 1/8'' Round |  |  |  |  | 180 | Brown | 60 |  | Hardwired | 0 | 0 | 0 | 0 | 0 | 0 | 0 | 0 | 0 | 0 | 0 | 014817580488 | 27.5 | 27.5 | 10.25 | 17.2 | 4.486 | 250 | Yes | [9 empty] | cETL Damp | ALLIER 5L OUTDOOR CHANDELIER WOW/AF | 5 - Light Outdoor Chandelier |  | OLF32945WOWAF.jpg | OLF32945WOWAF.jpg
OLF3295/9ORB | 9 - Light Outdoor Chandelier | Hilo features slim metal arms that extend out from a center hub to create an organic globe silhouette. This damp-rated fixture is perfect to modernize both indoor and covered outdoor spaces. Hilo uses candelabra bulbs covered in clear glass to protect from moisture. | CHANDELIERS | Hilo | Outdoor Lighting | Oil Rubbed Bronze | ORB | Steel | Clear Glass | D:1.625" H:6" |  |  | 9 Candelabra Torpedo 60w |  | 9 | No | [14 empty] | 0 | [12 empty] | 274.98 | 549.96 | 824.94 | D:24'' H:24'' | 10 | 24 |  |  | 24 | Center Lock-Up |  |  |  | 29.25 - 71.25 | [25 empty] | D:5'' H:1 1/8'' Round |  |  |  |  | 180 | Brown |  |  | Hardwired | 0 | 0 | 0 | 0 | 0 | 0 | 0 | 0 | 0 | 0 | 0 | 014817580495 | 17.25 | 16.5 | 14.25 | 12.8 | 2.347 | 175 | Yes | [9 empty] | cETL Damp | HILO 9L OUTDOOR CHANDELIER ORB | 9 - Light Outdoor Chandelier | See note on drawing about the drain holes | OLF32959ORB.jpg | OLF32959ORB.jpg
OLF3296/12ORB | 12 - Light Outdoor Chandelier | Hilo features slim metal arms that extend out from a center hub to create an organic globe silhouette. This damp-rated fixture is perfect to modernize both indoor and covered outdoor spaces. Hilo uses candelabra bulbs covered in clear glass to protect from moisture. | CHANDELIERS | Hilo | Outdoor Lighting | Oil Rubbed Bronze | ORB | Steel | Undefined Glass | D:1.625" H:6" |  |  | 12 Candelabra Torpedo 60w |  | 12 | No | [14 empty] | 0 | [12 empty] | 347.45 | 694.9 | 1042.35 | D:36'' H:36'' | 20 | 36 |  |  | 36 | Center Lock-Up |  |  |  | 41.5 - 77.5 | [25 empty] | D:5'' H:1 1/8'' Round |  |  |  |  | 180 | Brown |  |  | Hardwired | 0 | 0 | 0 | 0 | 0 | 0 | 0 | 0 | 0 | 0 | 0 | 014817580501 | 25.25 | 22.34 | 19.34 | 31 | 6.313 | 175 | Yes | [9 empty] | cETL Damp | HILO 12L OUTDOOR CHANDELIER ORB | 12 - Light Outdoor Chandelier | See note on drawing about the drain holes | OLF329612ORB.jpg | OLF329612ORB.jpg
P1114WAL | One Light Mini-Pendant | The casual iron Drawing Room lighting collection has traditional Edwardian style. The overlapping arch and fluted detailing is found both in the pressed glass bowls and the die cast aluminum fitters. The fretwork elements draw on traditional British architectural themes. | LINE VOLTAGE PENDANT | Drawing Room | Pendants | Walnut | WAL | Steel | Amber Snow Scavo Glass | D:9" H:5.25" |  |  | 1 Medium A19 100w |  | 1 | No | [14 empty] | 0 | [12 empty] | 69.45 | 138.9 | 208.35 | D:9'' H:7'' | 4.8 | 9 |  |  | 7 | Cap Nuts |  |  |  | 1952-10-01 |  |  | No |  | No | [20 empty] | D:5 1/2'' H:1 1/4'' Round |  |  |  |  | 180 | Brown |  |  | Hardwired | 0 | 0 | 0 | 0 | 1 | 0 | 0 | 1 | 0 | 0 | 0 | 014817318807 | 21 | 4.5 | 16 | 8.5 | 0.875 | 100 | Yes | 2 | 10014817318804 | 21 | 9 | 16 | 17 | 1.75 | Yes | UL Dry | cUL Dry | DRAWING ROOM 1L MINIPEND-WAL | One Light Mini-Pendant |  | P1114WAL.jpg
P1117BS | One Light Mini-Pendant | Barrington conveys simple refinement with flair. The Opal Etched glass shades create a warm, soft glow, and the subtle details found in the body construction add visual interest without upstaging the surrounding décor. The Barrington wall sconces are ADA compliant. | LINE VOLTAGE PENDANT | Barrington | Pendants | Brushed Steel | BS | Steel | White Opal Etched Glass | D:7.875" H:5" |  |  | 1 Medium A19 100w |  | 1 | No | [14 empty] | 0 | [12 empty] | 37.98 | 75.96 | 113.94 | D:8'' H:6'' | 6.7 | 8 |  |  | 6 | Screw Collar - Stem |  |  |  | 1951-09-01 |  |  | No |  | No | [20 empty] | D:5 1/2'' H:1 1/4'' Round |  |  |  |  | 96 | Clear |  |  | Hardwired | 0 | 0 | 0 | 0 | 1 | 0 | 0 | 1 | 0 | 0 | 0 | 014817330878 | 15.25 | 11 | 8.25 | 7.27 | 0.801 | 100 | Yes | 2 | 10014817330875 | 15.25 | 11 | 16.5 | 14.54 | 1.602 | Yes | UL Dry | cUL Dry | BARRINGTON 1L MINI-PEND-BS | One Light Mini-Pendant |  | P1117-BS.jpg
P1117EN3/BS | One Light Mini-Pendant | Barrington conveys simple refinement with flair. The Opal Etched glass shades create a warm, soft glow, and the subtle details found in the body construction add visual interest without upstaging the surrounding décor. The Barrington wall sconces are ADA compliant. | LINE VOLTAGE PENDANT | Barrington | Pendants | Brushed Steel | BS | Steel | White Opal Etched Glass | D:7.875" H:5" |  |  | 1 Medium A19 9.3w |  | 1 | Yes | [14 empty] | 0 | [12 empty] | 40.95 | 81.9 | 122.85 | D:8'' H:6'' | 6.7 | 8 |  |  | 6 | Screw Collar - Stem | [6 empty] | No |  | No | [20 empty] | D:5 1/2'' H:1 1/4'' Round |  |  |  |  | 96 | Clear |  |  | Hardwired | 0 | 0 | 0 | 1 | 1 | 0 | 0 | 0 | 0 | 0 | 0 | 785652083914 | 15.25 | 11 | 8.25 | 7.27 | 0.801 | 100 | Yes | [8 empty] | UL Dry | cUL Dry | BARRINGTON 1L MINI-PEND-BS | One Light Mini-Pendant |  | P1117-BS.jpg | P1117EN3.jpg
P1117EN3/ORB | One Light Mini-Pendant | Barrington conveys simple refinement with flair. The Opal Etched glass shades create a warm, soft glow, and the subtle details found in the body construction add visual interest without upstaging the surrounding décor. The Barrington wall sconces are ADA compliant. | LINE VOLTAGE PENDANT | Barrington | Pendants | Oil Rubbed Bronze | ORB | Steel | White Opal Etched Glass | D:7.875" H:5" |  |  | 1 Medium A19 9.3w |  | 1 | Yes | [14 empty] | 0 | [12 empty] | 40.95 | 81.9 | 122.85 | D:8'' H:6'' | 6.7 | 8 |  |  | 6 | Screw Collar - Stem | [6 empty] | No |  | No | [20 empty] | D:5 1/2'' H:1 1/4'' Round |  |  |  |  | 96 | Black |  |  | Hardwired | 0 | 0 | 0 | 1 | 1 | 0 | 0 | 0 | 0 | 0 | 0 | 785652083921 | 15.25 | 11 | 8.25 | 7.27 | 0.801 | 100 | Yes | [8 empty] | UL Dry | cUL Dry | BARRINGTON 1L MINI-PEND-ORB | One Light Mini-Pendant |  | P1117EN3-ORB.jpg | P1117EN3.jpg
P1117ORB | One Light Mini-Pendant | Barrington conveys simple refinement with flair. The Opal Etched glass shades create a warm, soft glow, and the subtle details found in the body construction add visual interest without upstaging the surrounding décor. The Barrington wall sconces are ADA compliant. | LINE VOLTAGE PENDANT | Barrington | Pendants | Oil Rubbed Bronze | ORB | Steel | White Opal Etched Glass | D:7.875" H:5" |  |  | 1 Medium A19 100w |  | 1 | No | [14 empty] | 0 | [12 empty] | 37.98 | 75.96 | 113.94 | D:8'' H:6'' | 6.7 | 8 |  |  | 6 | Screw Collar - Stem | [6 empty] | No |  | No | [20 empty] | D:5 1/2'' H:1 1/4'' Round |  |  |  |  | 96 | Black |  |  | Hardwired | 0 | 0 | 0 | 0 | 1 | 0 | 0 | 1 | 0 | 0 | 0 | 014817330885 | 15.25 | 11 | 8.25 | 7.27 | 0.801 | 100 | Yes | 2 | 10014817330882 | 15.25 | 11 | 16.5 | 14.54 | 1.602 | Yes | UL Dry | cUL Dry | BARRINGTON 1L MINI-PEND-ORB | One Light Mini-Pendant |  | P1117-ORB.jpg
P1137BS | One Light Mini-Pendant | Whether your decorating theme is traditional or contemporary, there is a place for this unique and stunning Casual Luxury chandelier and vanity lights. The organza shades and dark bronze or brushed steel plated finishes demand attention to the fine details of these fixtures. The wall brackets and sconces have a dual back plate for a dimensional design accent, and spun metal trim rings at the top and bottom of the shade lend a finishing touch. All of the shades on these wonderful fixtures are enclosed at the bottom for a lovely casting of light. | LINE VOLTAGE PENDANT | Casual Luxury | Pendants | Brushed Steel | BS | Steel | Silver Organza Fabric | D:7.75" H:3.875" |  |  | 1 G9 T4 75w |  | 1 | No | [14 empty] | 0 | [12 empty] | 118.98 | 237.96 | 356.94 | D:8'' H:6 1/8'' | 1.9 | 8 |  |  | 6.125 | Double Cap Nuts |  |  |  | 8.25 - 50.25 |  |  | No |  | No | [20 empty] | D:5 1/2'' H:1'' Round |  |  |  |  | 180 | Clear Silver |  |  | Hardwired | 0 | 0 | 0 | 0 | 1 | 0 | 0 | 1 | 0 | 0 | 0 | 014817393187 | 15 | 10.75 | 10 | 2.2 | 0.933 | 250 | Yes | 2 | 10014817393184 | 22 | 10.75 | 10 | 4.18 | 1.369 | Yes | UL Dry | cUL Dry | CASUAL LUXURY 1L MINI_PEND-BS | One Light Mini-Pendant |  | P1137BS.jpg | P1137BS.jpg
P1137DBZ | 1 - Light Mini Pendant | Whether your decorating theme is traditional or contemporary, there is a place for this unique and stunning Casual Luxury lighting collection by Feiss. The organza shades and plated dark bronze finish demand attention to the fine details of these fixtures. The wall brackets and sconces have a dual back plate for a dimensional design accent, and spun metal trim rings at the top and bottom of the shade lend a finishing touch. All of the shades on these wonderful fixtures are enclosed at the bottom for a lovely casting of light. | LINE VOLTAGE PENDANT | Casual Luxury | Pendants | Dark Bronze | DBZ |  | Bronze Organza Fabric | D:7.75" H:4" | D:7.75" |  | 1 G9 Mini 75w |  | 1 | No | [27 empty] | 105.45 | 210.9 | 316.35 | D:8'' H:6'' | 4.4 | 8 |  |  | 6 |  |  |  |  | 8.25 - 50.25 | [25 empty] | D:5 1/2'' Round |  |  |  |  | 180 |  |  |  | Hardwired | 0 | 0 | 0 | 0 | 0 | 0 | 0 | 0 | 0 | 0 | 0 | 014817343380 | 22 | 15.25 | 5.375 | 5.28 | 1.044 | 175 | Yes | 2 | 10014817343387 | 22 | 15.25 | 10.75 | 10.56 | 2.087 | Yes | UL Dry |  | PENDANT - MINI | 1 - Light Casual Luxury |  | P1137DBZ.jpg
P1144BS | 1 - Light Mini Pendants | This retro industrial collection reminiscent of turn of the 19th century lighting, features Brushed Steel and Dark Bronze finishes. The larger pendants are accented with Pearl Glass and a special touch of light in the open work casting above the beautifully shaped domes. Group the pendants over a kitchen isle or introduce a fresh, bright look to your dining room or kitchen table. This group casts a beautiful warm light wherever they are hung. Add one of the coordinating mirrors to complete the fashionable look of your room. | LINE VOLTAGE PENDANT | Parker Place | Pendants | Brushed Steel | BS |  | White Opal Etched Etched Glass | D:7.875" H:5.75" |  |  | 1 Medium A19 100w |  | 1 | No | [27 empty] | 136.95 | 273.9 | 410.85 | D:8'' H:11 1/4'' | 6.93 | 8 |  |  | 11.25 |  |  |  |  | 12.75 - 54.75 | [25 empty] | D:5 1/2'' Round |  |  |  |  | 180 |  |  |  | Hardwired | 0 | 0 | 0 | 0 | 0 | 0 | 0 | 0 | 0 | 0 | 0 | 014817344394 | 21.75 | 13.5 | 5.75 | 9.515 | 0.977 | 100 | Yes | 2 | 10014817344391 | 21.75 | 13.5 | 11.5 | 19.03 | 1.954 | Yes | UL Dry |  | PENDANT - MINI | 1-Light Parker Place |  | P1144BS.jpg
P1144DBZ | 1 - Light Mini Pendants | This retro industrial collection reminiscent of turn of the 19th century lighting, features Brushed Steel and Dark Bronze finishes. The larger pendants are accented with Pearl Glass and a special touch of light in the open work casting above the beautifully shaped domes. Group the pendants over a kitchen isle or introduce a fresh, bright look to your dining room or kitchen table. This group casts a beautiful warm light wherever they are hung. Add one of the coordinating mirrors to complete the fashionable look of your room. | LINE VOLTAGE PENDANT | Parker Place | Pendants | Dark Bronze | DBZ |  | White Opal Etched Etched Glass | D:7.875" H:5.75" |  |  | 1 Medium A19 100w |  | 1 | No | [27 empty] | 136.95 | 273.9 | 410.85 | D:8'' H:11 1/4'' | 6.93 | 8 |  |  | 11.25 |  |  |  |  | 12.75 - 54.75 | [25 empty] | D:5 1/2'' Round |  |  |  |  | 180 |  |  |  | Hardwired | 0 | 0 | 0 | 0 | 0 | 0 | 0 | 0 | 0 | 0 | 0 | 014817344400 | 21.75 | 13.5 | 5.75 | 9.515 | 0.977 | 100 | Yes | 2 | 10014817344407 | 21.75 | 13.5 | 11.5 | 19.03 | 1.954 | Yes | UL Dry |  | PENDANT - MINI | 1-Light Parker Place |  | P1144DBZ.jpg
P1145BS | 1 - Light Mini Pendants | This retro industrial collection reminiscent of turn of the 19th century lighting, features Brushed Steel and Dark Bronze finishes. The larger pendants are accented with Pearl Glass and a special touch of light in the open work casting above the beautifully shaped domes. Group the pendants over a kitchen isle or introduce a fresh, bright look to your dining room or kitchen table. This group casts a beautiful warm light wherever they are hung. Add one of the coordinating mirrors to complete the fashionable look of your room. | LINE VOLTAGE PENDANT | Parker Place | Pendants | Brushed Steel | BS |  | Undefined Spun Steel | D:7.5" H:5.75" |  |  | 1 Medium A19 100w |  | 1 | No | [27 empty] | 136.95 | 273.9 | 410.85 | D:7 1/2'' H:11 1/8'' | 14.43 | 7.5 |  |  | 11.125 |  |  |  |  | 12.5 - 54.5 | [25 empty] | D:5 1/2'' Round |  |  |  |  | 180 |  |  |  | Hardwired | 0 | 0 | 0 | 0 | 0 | 0 | 0 | 0 | 0 | 0 | 0 | 014817344424 | 13.18 | 10.58 | 10.25 | 4.95 | 0.827 | 125 | Yes | 2 | 10014817344421 | 21.75 | 11.5 | 13.75 | 11.5 | 1.99 | Yes | UL Dry |  | PENDANT - MINI | 1-Light Parker Place |  | P1145BS.jpg
P1145DBZ | 1 - Light Mini Pendants | This retro industrial collection reminiscent of turn of the 19th century lighting, features Brushed Steel and Dark Bronze finishes. The larger pendants are accented with Pearl Glass and a special touch of light in the open work casting above the beautifully shaped domes. Group the pendants over a kitchen isle or introduce a fresh, bright look to your dining room or kitchen table. This group casts a beautiful warm light wherever they are hung. Add one of the coordinating mirrors to complete the fashionable look of your room. | LINE VOLTAGE PENDANT | Parker Place | Pendants | Dark Bronze | DBZ |  | Undefined Spun Steel | D:7.5" H:5.75" |  |  | 1 Medium A19 100w |  | 1 | No | [27 empty] | 136.95 | 273.9 | 410.85 | D:7 1/2'' H:11'' | 14.43 | 7.5 |  |  | 11 |  |  |  |  | 12.5 - 54.5 | [25 empty] | D:5 1/2'' Round |  |  |  |  | 180 |  |  |  | Hardwired | 0 | 0 | 0 | 0 | 0 | 0 | 0 | 0 | 0 | 0 | 0 | 014817344431 | 21.5 | 13.5 | 5.75 | 6.855 | 0.966 | 125 | Yes | 2 | 10014817344438 | 21.5 | 13.5 | 11.5 | 13.71 | 1.932 | Yes | UL Dry |  | PENDANT - MINI | 1-Light Parker Place |  | P1145DBZ.jpg
P1152ORB | 4 - Light Large Pendant | Innovation and creativity are what makes the Stelle lighting collection by Feiss stand out from the rest. This industrial design will capture your attention to detail. Cream linen shades and geometric shapes will have you redefining craftsmanship. | LINE VOLTAGE PENDANT | Stelle | Chandeliers | Oil Rubbed Bronze | ORB |  | Cream Linen |  |  |  | 4 Medium A19 60w |  | 4 | No | [14 empty] | 0 | [12 empty] | 279.5 | 559 | 838.5 | D:24 1/2'' H:19 3/4'' | 11.08 | 24.5 |  |  | 19.75 |  |  |  |  | 21.25 - 75.25 | [25 empty] | D:5 1/2'' Round |  |  |  |  | 180 |  |  |  | Hardwired | 0 | 0 | 0 | 0 | 0 | 0 | 0 | 0 | 0 | 0 | 0 | 014817357660 | 16.75 | 26.5 | 26.5 | 23.12 | 6.807 | 250 | Yes | [8 empty] | UL Dry |  | PENDANT - UPLIGHT | 4 - Light Stelle |  | P1152ORB.jpg
P1153BS | One Light Mini-Pendant | Sunset Drive has textures and geometric shapes that harken back to the Hollywood Regency era while maintaining the heart of contemporary design. Cylindrical White Opal Etched glass shades with a hand-applied Striated Pearl finish combine with steel arms for a bold look. | LINE VOLTAGE PENDANT | Sunset Drive | Pendants | Brushed Steel | BS | Steel | White Opal Etched Glass | D:8" H:4.625" |  |  | 1 Medium A19 100w |  | 1 | No | [14 empty] | 0 | [12 empty] | 109.45 | 218.9 | 328.35 | D:8'' H:7 1/4'' | 3.65 | 8 |  |  | 7.25 | Cap Nuts |  |  |  | 1951-09-01 |  |  | No |  | No | [20 empty] | D:5 1/2'' H:1 1/4'' Round |  |  |  |  | 180 | Clear Silver |  |  | Hardwired | 0 | 0 | 0 | 0 | 1 | 0 | 0 | 1 | 0 | 0 | 0 | 014817358094 | 13.5 | 10.75 | 8.5 | 4.7 | 0.714 | 100 | Yes | 2 | 10014817358091 | 13.75 | 10.75 | 16.25 | 11.2 | 1.39 | Yes | UL Damp | cUL Damp | SUNSET DRIVE 1L MINPEND-BS | One Light Mini-Pendant |  | P1153BS.jpg | P1153BS.jpg
P1153CB | One Light Mini-Pendant | Sunset Drive has textures and geometric shapes that harken back to the Hollywood Regency era while maintaining the heart of contemporary design. Cylindrical White Opal Etched glass shades with a hand-applied Striated Pearl finish combine with steel arms for a bold look. | LINE VOLTAGE PENDANT | Sunset Drive | Pendants | Corinthian Bronze | CB | Steel | Striated Pearl Glass | D:8" H:4.625" |  |  | 1 Medium A19 100w |  | 1 | No | [14 empty] | 0 | [12 empty] | 109.45 | 218.9 | 328.35 | D:8'' H:7 1/4'' | 3.65 | 8 |  |  | 7.25 | Cap Nuts |  |  |  | 1957-09-01 |  |  | No |  | No | [20 empty] | D:5 1/2'' H:1 1/4'' Round |  |  |  |  | 180 | Brown |  |  | Hardwired | 0 | 0 | 0 | 0 | 1 | 0 | 0 | 1 | 0 | 0 | 0 | 014817358100 | 5.75 | 4.5 | 6.5 | 5.6 | 0.097 | 60 | Yes | 2 | 10014817358107 | 11.5 | 19 | 13 | 11.2 | 1.644 | Yes | UL Damp | cUL Damp | SUNSET DRIVE 1L MINPEND-CB | One Light Mini-Pendant |  | P1153CB.jpg
P1218CH | 1 - Light Mini Pendant | The ubiquitous drum shade has been updated with a wholly contemporary look with the laser cut metal shade surrounding the silk inner shade of the Joplin lighting collection by Feiss to send soft light through the random geometric patterns. | LINE VOLTAGE PENDANT | Joplin | Pendants | Chrome | CH | Stainless Steel | Off White Linen | D:8" H:7" |  | Undefined Glass | 1 Medium A19 100w |  | 1 | No | [27 empty] | 124.5 | 249 | 373.5 | D:8'' H:8'' | 3.3 | 8 |  |  | 8 |  |  |  |  | 1953-11-01 | [25 empty] | D:6 1/4'' DP:1 1/2'' Round |  |  |  |  | 180 | Clear Silver |  |  | Hardwired | 0 | 0 | 0 | 0 | 0 | 0 | 0 | 0 | 0 | 0 | 0 | 014817424560 | 13.75 | 11.25 | 12 | 5.15 | 1.074 | 175 | Yes | 2 | 10014817424567 | 22.78 | 13.75 | 14.5 | 12.15 | 2.628 | Yes |  | cUL Dry | PENDANT - MINI | 1 - Light Joplin |  | P1218CH.jpg | P1218CH.jpg
P1234RI | 1-Light Mini Pendant | The Urban Renewal lighting collection by Feiss is a diverse selection of pendants, chandeliers and sconces all inspired by the 20th century Industrial Revolution. Featuring reproduction pieces from the nation’s vintage factories and warehouses, Urban Renewal adds an industrial-inspired aesthetic to any home – adding flair and fun to classic, traditional decor or to the most sleek, contemporary urban spaces. | LINE VOLTAGE PENDANT | Urban Renewal | Pendants | Rustic Iron | RI | Steel / Glass | Clear Seeded Glass | L:8" H:5.25" |  |  | 1 Medium A19 100w |  | 1 | No | [27 empty] | 48.95 | 97.9 | 146.85 | W:8'' H:8'' | 2.86 |  |  | 8 | 8 |  |  |  |  | 10.875 - 52.875 | [25 empty] | D:5 1/2'' DP:1 1/4'' Round |  |  |  |  | 180 |  |  |  | Hardwired | 0 | 0 | 0 | 0 | 0 | 0 | 0 | 0 | 0 | 0 | 0 | 014817478259 | 11 | 9.38 | 11.5 | 4.25 | 0.687 | 125 | Yes | [9 empty] | cUL Dry | PENDANT - MINI | 1-Light Urban Renewal |  | P1234RI.jpg | P1234RI.jpg
P1236ASTB | 1-Light Mini Pendant | The Urban Renewal lighting collection by Feiss is a diverse selection of pendants, chandeliers and sconces all inspired by the 20th century Industrial Revolution. Featuring reproduction pieces from the nation’s vintage factories and warehouses, Urban Renewal adds an industrial-inspired aesthetic to any home – adding flair and fun to classic, traditional decor or to the most sleek, contemporary urban spaces. | LINE VOLTAGE PENDANT | Urban Renewal | Pendants | Astral Bronze | ASTB | Steel / Glass |  |  |  |  | 1 Medium A19 100w |  | 1 | No | [27 empty] | 88.95 | 177.9 | 266.85 | W:11 7/8'' H:3 5/8'' | 3.08 |  |  | 11.875 | 3.625 | [30 empty] | D:5 1/8'' DP:1 1/4'' Round |  |  |  |  | 180 | Black |  |  | Hardwired | 0 | 0 | 0 | 0 | 0 | 0 | 0 | 0 | 0 | 0 | 0 | 014817478273 | 15 | 14.5 | 8.5 | 5.8 | 1.07 | 100 | Yes | 2 | 10014817478270 | 9 | 15 | 18 | 13.5 | 1.406 | Yes |  | cUL Dry | PENDANT - MINI | 1-Light Urban Renewal |  | P1236ASTB.jpg | P1236ASTB.jpg
P1237AP | 1-Light Mini Pendant | The Urban Renewal lighting collection by Feiss is a diverse selection of pendants, chandeliers and sconces all inspired by the 20th century Industrial Revolution. Featuring reproduction pieces from the nation’s vintage factories and warehouses, Urban Renewal adds an industrial-inspired aesthetic to any home – adding flair and fun to classic, traditional decor or to the most sleek, contemporary urban spaces. | LINE VOLTAGE PENDANT | Urban Renewal | Pendants | Antique Pewter | AP | Steel |  |  |  |  | 1 Medium G25 100w |  | 1 | No | [27 empty] | 51.95 | 103.9 | 155.85 | W:9'' H:6 3/4'' | 2.2 |  |  | 9 | 6.75 |  |  |  |  | 9.625 - 51.625 | [25 empty] | D:5 1/2'' DP:1 5/16'' Round |  |  |  |  | 180 |  |  |  | Hardwired | 0 | 0 | 0 | 0 | 0 | 0 | 0 | 0 | 0 | 0 | 0 | 014817478280 | 11 | 9 | 11 | 4.1 | 0.63 | 125 | Yes | [9 empty] | cUL Damp | PENDANT - MINI | 1-Light Urban Renewal |  | P1237AP.jpg | P1237AP.jpg
P1239BS/GW | 1-Light Mini Pendant | The Urban Renewal lighting collection by Feiss is a diverse selection of pendants, chandeliers and sconces all inspired by the 20th century Industrial Revolution. Featuring reproduction pieces from the nation’s vintage factories and warehouses, Urban Renewal adds an industrial-inspired aesthetic to any home – adding flair and fun to classic, traditional decor or to the most sleek, contemporary urban spaces. | LINE VOLTAGE PENDANT | Urban Renewal | Pendants | Brushed Steel / Glossy White | BS/GW | Steel |  |  |  |  | 1 Medium A19 100w |  | 1 | No | [27 empty] | 88.95 | 177.9 | 266.85 | W:10'' H:10'' | 2.86 |  |  | 10 | 10 |  |  |  |  | 12.875 - 54.875 | [25 empty] | D:5 1/2'' DP:1 5/16'' Round |  |  |  |  | 180 |  |  |  | Hardwired | 0 | 0 | 0 | 0 | 0 | 0 | 0 | 0 | 0 | 0 | 0 | 014817478303 | 12 | 10.5 | 12.5 | 5 | 0.911 | 175 | Yes | [9 empty] | cUL Damp | PENDANT - MINI | 1-Light Urban Renewal |  | P1239BSGW.jpg | P1239BSGW.jpg
P1240DAB | 1-Light Mini Pendant | The Urban Renewal lighting collection by Feiss is a diverse selection of pendants, chandeliers and sconces all inspired by the 20th century Industrial Revolution. Featuring reproduction pieces from the nation’s vintage factories and warehouses, Urban Renewal adds an industrial-inspired aesthetic to any home – adding flair and fun to classic, traditional decor or to the most sleek, contemporary urban spaces. | LINE VOLTAGE PENDANT | Urban Renewal | Pendants | Dark Antique Brass | DAB | Steel |  |  |  |  | 1 Medium A19 100w |  | 1 | No | [27 empty] | 62.45 | 124.9 | 187.35 | W:4 3/8'' H:14 1/2'' | 2.75 |  |  | 4.375 | 14.5 |  |  |  |  | 17.375 - 59.375 | [25 empty] | D:5 1/2'' DP:1 5/16'' H:5 1/2'' Round |  |  |  |  | 180 |  |  |  | Hardwired | 0 | 0 | 0 | 0 | 0 | 0 | 0 | 0 | 0 | 0 | 0 | 014817478310 | 13.75 | 6.75 | 7.25 | 3.75 | 0.389 | 100 | Yes | 4 | 10014817478317 | 15.5 | 14.5 | 14 | 16.5 | 1.821 | Yes |  | cUL Dry | PENDANT - MINI | 1-Light Urban Renewal |  | P1240DAB.jpg | P1240DAB.jpg
P1240PN | 1-Light Urban Renewal | The Urban Renewal lighting collection by Feiss is a diverse selection of pendants, chandeliers and sconces all inspired by the 20th century Industrial Revolution. Featuring reproduction pieces from the nation’s vintage factories and warehouses, Urban Renewal adds an industrial-inspired aesthetic to any home – adding flair and fun to classic, traditional decor or to the most sleek, contemporary urban spaces. | LINE VOLTAGE PENDANT | Urban Renewal | Pendants | Polished Nickel | PN | Steel |  |  |  |  | 1 Medium A19 100w |  | 1 | No | [14 empty] | 0 | [11 empty] | 45 | 62.45 | 124.9 | 187.35 | D:4 3/8'' H:14 1/2'' | 2.75 | 4.375 |  |  | 14.5 | Screw Collar - Stem |  |  |  | 23.375 - 59.375 | [25 empty] | D:5 1/2'' DP:1 5/16'' H:5 1/2'' Round |  |  |  |  | 180 | Clear Silver |  |  | Hardwired | 0 | 0 | 0 | 0 | 0 | 0 | 0 | 0 | 0 | 0 | 0 | 014817597912 | 14 | 6.75 | 7.5 | 4.1 | 0.41 | 93 | Yes | 4 | 10014817597919 | 14.5 | 14.25 | 16 | 18 | 1.913 | Yes |  | cUL Dry | PENDANT - MINI | 1-Light Urban Renewal |  | P1240PN.jpg | P1240PN.jpg
P1241BZP | 1-Light Mini Pendant | The Urban Renewal lighting collection by Feiss is a diverse selection of pendants, chandeliers and sconces all inspired by the 20th century Industrial Revolution. Featuring reproduction pieces from the nation’s vintage factories and warehouses, Urban Renewal adds an industrial-inspired aesthetic to any home – adding flair and fun to classic, traditional decor or to the most sleek, contemporary urban spaces. | LINE VOLTAGE PENDANT | Urban Renewal | Pendants | Bronze Patina | BZP | Steel / Glass | White Opal Etched Glass | L:10" H:2.9375" |  |  | 1 Medium A19 100w |  | 1 | No | [27 empty] | 58.95 | 117.9 | 176.85 | W:10'' H:7 1/16'' | 2.86 |  |  | 10 | 7.0625 | [30 empty] | D:5 1/2'' DP:1 5/16'' Round |  |  |  |  | 180 | Black |  |  | Hardwired | 0 | 0 | 0 | 0 | 0 | 0 | 0 | 0 | 0 | 0 | 0 | 014817478327 | 12.5 | 12.25 | 10.25 | 4.45 | 0.908 | 175 | Yes | 2 | 10014817478324 | 22 | 12.5 | 12.5 | 10.55 | 1.989 | Yes |  | cUL Dry | PENDANT - MINI | 1-Light Urban Renewal |  | P1241BZP.jpg | P1241BZP.jpg
P1242AF | 1-Light Pendant | The Urban Renewal lighting collection by Feiss is a diverse selection of pendants, chandeliers and sconces all inspired by the 20th century Industrial Revolution. Featuring reproduction pieces from the nation’s vintage factories and warehouses, Urban Renewal adds an industrial-inspired aesthetic to any home – adding flair and fun to classic, traditional decor or to the most sleek, contemporary urban spaces. | LINE VOLTAGE PENDANT | Urban Renewal | Pendants | Antique Forged Iron | AF | Steel |  |  |  |  | 1 Medium A19 100w |  | 1 | No | [27 empty] | 62.45 | 124.9 | 187.35 | W:10'' H:9 1/4'' | 3.08 |  |  | 10 | 9.25 | [30 empty] | D:5'' DP:1 3/16'' Round |  |  |  |  | 180 | Black |  |  | Hardwired | 0 | 0 | 0 | 0 | 0 | 0 | 0 | 0 | 0 | 0 | 0 | 014817478334 | 12.25 | 12.25 | 11.5 | 4.75 | 0.999 | 175 | Yes | 2 | 10014817478331 | 24.5 | 13 | 12.5 | 11.25 | 2.304 | Yes |  | cUL Damp | PENDANT - MINI | 1-Light Urban Renewal |  | P1242AF.jpg | P1242AF.jpg
P1246PRZ | 1-Light Mini Pendant | The Urban Renewal lighting collection by Feiss is a diverse selection of pendants, chandeliers and sconces all inspired by the 20th century Industrial Revolution. Featuring reproduction pieces from the nation’s vintage factories and warehouses, Urban Renewal adds an industrial-inspired aesthetic to any home – adding flair and fun to classic, traditional decor or to the most sleek, contemporary urban spaces. | LINE VOLTAGE PENDANT | Urban Renewal | Pendants | Parisian Bronze | PRZ | Steel |  |  |  |  | 1 Medium A19 100w |  | 1 | No | [14 empty] | 0 | [12 empty] | 79.95 | 159.9 | 239.85 | W:5 3/16'' H:9 3/16'' | 2 |  |  | 5.1875 | 9.1875 | [30 empty] | D:5 1/4'' DP:1 3/16'' Round |  |  |  |  | 180 | Black |  |  | Hardwired | 0 | 0 | 0 | 0 | 0 | 0 | 0 | 0 | 0 | 0 | 0 | 014817477696 | 11 | 7 | 6.75 | 2.4 | 0.301 | 100 | Yes | 2 | 10014817477693 | 14.875 | 11.75 | 8 | 5.6 | 0.809 | Yes |  | cUL Dry | PENDANT - MINI | 1-Light Urban Renewal |  | P1246PRZ.jpg | P1246PRZ.jpg
P1250BS | 1-Light Mini Pendant | The Wired lighting collection by Feiss brings a contemporary style to any décor. The free-form Brushed Steel wire brings a light-hearted, fun and funky feeling to each piece in the lighting collection, while the diffuser hides the bulbs and softens the light. | LINE VOLTAGE PENDANT | Wired | Pendants | Brushed Steel | BS | Steel | Silver Organza Fabric | L:6.25" H:6.625" |  |  | 1 Medium A21 100w |  | 1 | No | [14 empty] | 0 | [12 empty] | 82.5 | 165 | 247.5 | W:8'' H:7 1/2'' | 3 |  |  | 8 | 7.5 |  |  |  |  | 10.875 - 52.875 | [25 empty] | D:5 1/4'' DP:1 3/8'' Round |  |  |  |  | 180 | Clear Silver |  |  | Hardwired | 0 | 0 | 0 | 0 | 0 | 0 | 0 | 0 | 0 | 0 | 0 | 014817477726 | 14.5 | 10.625 | 10.5 | 5.2 | 0.936 | 175 | Yes | 4 | 10014817477723 | 21 | 15.5 | 21.75 | 22.9 | 4.097 | Yes |  | cUL Dry | PENDANT - MINI | 1-Light Wired |  | P1250BS.jpg | P1250BS.jpg
P1251AF/BS | 2-Light Mini Pendant | The Ethan lighting collection by Feiss is a contemporary take on the strong verticals and horizontals of the elegantly simple, Asian influences of the Mission style. The dark Antique Forged Iron finish contrasts dramatically with the Brushed Steel candle tubes and sleek Clear glass surrounds, which ingenuously can all be removed and run through the dishwasher to keep them sparkling clear. | LINE VOLTAGE PENDANT | Ethan | Pendants | Antique Forged Iron / Brushed Steel | AF/BS | Steel / Glass | Clear Clear Glass | D:2.75" H:14" |  |  | 2 Candelabra B10 Torpedo 60w |  | 2 | No | [14 empty] | 0 | [12 empty] | 159.95 | 319.9 | 479.85 | D:5 15/16'' L:9'' H:17 1/4'' | 5.94 | 5.9375 | 9 |  | 17.25 |  |  |  |  | 23.375 - 59.375 | [25 empty] | D:5 1/8'' DP:13/16'' Round |  |  |  |  | 180 |  |  |  | Hardwired | 0 | 0 | 0 | 0 | 0 | 0 | 0 | 0 | 0 | 0 | 0 | 014817479867 | 18.25 | 14 | 11.75 | 10.3 | 1.737 | 175 | Yes | [9 empty] | cUL Dry | PENDANT - MINI | 2-Light Ethan |  | P1251AFBS.jpg | P1251AFBS.jpg
P1252DBZ | 1-Light Pendant | The Urban Renewal lighting collection by Feiss is a diverse selection of pendants, chandeliers and sconces all inspired by the 20th century Industrial Revolution. Featuring reproduction pieces from the nation’s vintage factories and warehouses, Urban Renewal adds an industrial-inspired aesthetic to any home – adding flair and fun to classic, traditional decor or to the most sleek, contemporary urban spaces. | LINE VOLTAGE PENDANT | Urban Renewal | Pendants | Dark Bronze | DBZ | Steel |  |  |  |  | 1 Medium A19 100w |  | 1 | No | [27 empty] | 44.95 | 89.9 | 134.85 | W:7 1/2'' H:6 3/4'' | 2.31 |  |  | 7.5 | 6.75 |  |  |  |  | 10.125 - 52.125 | [25 empty] | D:4 3/4'' DP:1 5/8'' Round |  |  |  |  | 180 |  |  |  | Hardwired | 0 | 0 | 0 | 0 | 0 | 0 | 0 | 0 | 0 | 0 | 0 | 014817478174 | 11.5 | 9.75 | 11.5 | 4 | 0.746 | 175 | Yes | [9 empty] | cUL Dry | PENDANT - MINI | 1-Light Urban Renewal |  | P1252DBZ.jpg | P1252DBZ.jpg
P1253BK | 1-Light Pendant | The Belle lighting collection of pendants by Feiss is inspired by 1960’s Scandinavian designs featuring sleek, simple lines – offered in three sizes and various finish combinations including beautifully contrasting two-toned finishes. The modern Belle pendant lights are fun and dramatic when hung as a single fixture and absolutely spectacular when grouped together in a multi-pendant lighting installation. (This collection was previously known as the Beso collection.) | LINE VOLTAGE PENDANT | Belle | Pendants | Black | BK | Steel |  |  |  |  | 1 Medium A21 100w |  | 1 | No | [14 empty] | 0 | [12 empty] | 68.45 | 136.9 | 205.35 | W:10'' H:10 1/2'' | 2.82 |  |  | 10 | 10.5 | [30 empty] | D:5 11/16'' DP:1 7/16'' Round |  |  |  |  | 180 | Black |  |  | Hardwired | 0 | 0 | 0 | 0 | 0 | 0 | 0 | 0 | 0 | 0 | 0 | 014817477832 | 12.5 | 9.75 | 12.5 | 4.6 | 0.882 | 175 | Yes | [8 empty] | UL Dry | cUL Dry | PENDANT - MINI | 1-Light Belle | A G30 - 60 Watt Bulb can be used in place of the medium base bulb | P1253BK.jpg | P1253BK.jpg
P1253BS | 1-Light Pendant | The Belle lighting collection of pendants by Feiss is inspired by 1960’s Scandinavian designs featuring sleek, simple lines – offered in three sizes and various finish combinations including beautifully contrasting two-toned finishes. The modern Belle pendant lights are fun and dramatic when hung as a single fixture and absolutely spectacular when grouped together in a multi-pendant lighting installation. (This collection was previously known as the Beso collection.) | LINE VOLTAGE PENDANT | Belle | Pendants | Brushed Steel | BS | Steel |  |  |  |  | 1 Medium A21 100w |  | 1 | No | [14 empty] | 0 | [12 empty] | 68.45 | 136.9 | 205.35 | W:10'' H:10 7/16'' | 2.82 |  |  | 10 | 10.4375 | [30 empty] | D:5 11/16'' DP:1 7/16'' Round |  |  |  |  | 180 | Black |  |  | Hardwired | 0 | 0 | 0 | 0 | 0 | 0 | 0 | 0 | 0 | 0 | 0 | 014817477825 | 13 | 10 | 13 | 4.6 | 0.978 | 175 | Yes | [8 empty] | UL Dry | cUL Dry | PENDANT - MINI | 1-Light Belle | A G30 - 60 Watt Bulb can be used in place of the medium base bulb | P1253BS.jpg | P1253BS.jpg
P1253DBZ | 1-Light Pendant | The Belle lighting collection of pendants by Feiss is inspired by 1960’s Scandinavian designs featuring sleek, simple lines – offered in three sizes and various finish combinations including beautifully contrasting two-toned finishes. The modern Belle pendant lights are fun and dramatic when hung as a single fixture and absolutely spectacular when grouped together in a multi-pendant lighting installation. (This collection was previously known as the Beso collection.) | LINE VOLTAGE PENDANT | Belle | Pendants | Dark Bronze | DBZ | Steel |  |  |  |  | 1 Medium A21 100w |  | 1 | No | [14 empty] | 0 | [12 empty] | 68.45 | 136.9 | 205.35 | W:10'' H:10 7/16'' | 2.82 |  |  | 10 | 10.4375 | [30 empty] | D:5 11/16'' DP:1 7/16'' Round |  |  |  |  | 180 | Black |  |  | Hardwired | 0 | 0 | 0 | 0 | 0 | 0 | 0 | 0 | 0 | 0 | 0 | 014817477856 | 13 | 10 | 13 | 4.6 | 0.978 | 175 | Yes | [8 empty] | UL Dry | cUL Dry | PENDANT - MINI | 1-Light Belle | A G30 - 60 Watt Bulb can be used in place of the medium base bulb | P1253DBZ.jpg | P1253DBZ.jpg
P1253PN | 1-Light Pendant | The Belle lighting collection of pendants by Feiss is inspired by 1960’s Scandinavian designs featuring sleek, simple lines – offered in three sizes and various finish combinations including beautifully contrasting two-toned finishes. The modern Belle pendant lights are fun and dramatic when hung as a single fixture and absolutely spectacular when grouped together in a multi-pendant lighting installation. (This collection was previously known as the Beso collection.) | LINE VOLTAGE PENDANT | Belle | Pendants | Polished Nickel | PN | Steel |  |  |  |  | 1 Medium A21 100w |  | 1 | No | [14 empty] | 0 | [12 empty] | 68.45 | 136.9 | 205.35 | W:10'' H:10 7/16'' | 2.82 |  |  | 10 | 10.4375 | [30 empty] | D:5 11/16'' DP:1 7/16'' Round |  |  |  |  | 180 | Black |  |  | Hardwired | 0 | 0 | 0 | 0 | 0 | 0 | 0 | 0 | 0 | 0 | 0 | 014817477849 | 13 | 10 | 13 | 4.6 | 0.978 | 175 | Yes | [8 empty] | UL Dry | cUL Dry | PENDANT - MINI | 1-Light Belle | A G30 - 60 Watt Bulb can be used in place of the medium base bulb | P1253PN.jpg | P1253PN.jpg
P1254BS | 1-Light Mini Pendant | The Belle lighting collection of pendants by Feiss is inspired by 1960’s Scandinavian designs featuring sleek, simple lines – offered in three sizes and various finish combinations including beautifully contrasting two-toned finishes. The modern Belle pendant lights are fun and dramatic when hung as a single fixture and absolutely spectacular when grouped together in a multi-pendant lighting installation. (This collection was previously known as the Beso collection.) | LINE VOLTAGE PENDANT | Belle | Pendants | Brushed Steel | BS | Steel |  |  |  |  | 1 Medium A19 60w |  | 1 | No | [14 empty] | 0 | [12 empty] | 54.45 | 108.9 | 163.35 | W:7 1/16'' H:9 5/8'' | 2.2 |  |  | 7.0625 | 9.625 | [30 empty] | D:5 11/16'' DP:1 7/16'' Round |  |  |  |  | 180 | Black |  |  | Hardwired | 0 | 0 | 0 | 0 | 0 | 0 | 0 | 0 | 0 | 0 | 0 | 014817477870 | 11 | 9.5 | 9.5 | 3.65 | 0.575 | 125 | Yes | [8 empty] | UL Dry | cUL Dry | PENDANT - MINI | 1-Light Belle |  | P1254BS.jpg | P1254BS.jpg
P1254DBZ | 1-Light Mini Pendant | The Belle lighting collection of pendants by Feiss is inspired by 1960’s Scandinavian designs featuring sleek, simple lines – offered in three sizes and various finish combinations including beautifully contrasting two-toned finishes. The modern Belle pendant lights are fun and dramatic when hung as a single fixture and absolutely spectacular when grouped together in a multi-pendant lighting installation. (This collection was previously known as the Beso collection.) | LINE VOLTAGE PENDANT | Belle | Pendants | Dark Bronze | DBZ | Steel |  |  |  |  | 1 Medium A19 60w |  | 1 | No | [14 empty] | 0 | [12 empty] | 54.45 | 108.9 | 163.35 | W:7 1/16'' H:9 5/8'' | 2.2 |  |  | 7.0625 | 9.625 | [30 empty] | D:5 11/16'' DP:1 7/16'' Round |  |  |  |  | 180 | Black |  |  | Hardwired | 0 | 0 | 0 | 0 | 0 | 0 | 0 | 0 | 0 | 0 | 0 | 014817477863 | 11 | 9.5 | 9.5 | 3.65 | 0.575 | 125 | Yes | [8 empty] | UL Dry | cUL Dry | PENDANT - MINI | 1-Light Belle |  | P1254DBZ.jpg | P1254DBZ.jpg
P1258BUS | 1-Light Mini Pendant | The Lucia lighting collection by Feiss is a completely fresh, contemporary take on crystal light fixtures. The unique, disk-shaped Sunflower Shape Bauhinia crystals are suspended within the intricate metal work presented in a Burnished Silver finish, which combine to create these sleek profiles surrounding inner Linen drum shade. The Leila lighting collection is a sister style, utilizing the same crystals and metal work in orb and sunburst silhouettes. | LINE VOLTAGE PENDANT | Lucia | Pendants | Burnished Silver | BUS | Steel / Crystal | Linen Diffuser | D:4.875" H:12.75" |  |  | 1 Medium T10 60w |  | 1 | No | [27 empty] | 256.95 | 513.9 | 770.85 | W:6 3/4'' H:13 1/2'' | 8.25 |  |  | 6.75 | 13.5 |  |  |  |  | 19.25 - 61.25 | [25 empty] | D:6'' DP:1 5/8'' Round |  |  |  |  | 180 | Clear Silver |  |  | Hardwired | 0 | 0 | 0 | 0 | 0 | 0 | 0 | 0 | 0 | 0 | 0 | 014817479348 | 21.25 | 11.5 | 11 | 10.7 | 1.556 | 125 | Yes | [9 empty] | cUL Dry | PENDANT - MINI | 1-Light Lucia |  | P1258BUS.jpg | P1258BUS.jpg
P1259BUS | 1-Light Pendant | The Lucia lighting collection by Feiss is a completely fresh, contemporary take on crystal light fixtures. The unique, disk-shaped Sunflower Shape Bauhinia crystals are suspended within the intricate metal work presented in a Burnished Silver finish, which combine to create these sleek profiles surrounding inner Linen drum shade. The Leila lighting collection is a sister style, utilizing the same crystals and metal work in orb and sunburst silhouettes. | LINE VOLTAGE PENDANT | Lucia | Pendants | Burnished Silver | BUS | Steel / Crystal | Linen Fabric | D:10.25" H:7.125" |  |  | 1 Medium A21 100w |  | 1 | No | [27 empty] | 342.95 | 685.9 | 1028.85 | W:12 1/2'' H:7 7/8'' | 12.74 |  |  | 12.5 | 7.875 |  |  |  |  | 23.5 - 72.5 | [25 empty] | D:6'' DP:1 5/8'' Round |  |  |  |  | 180 | Clear Silver |  |  | Hardwired | 0 | 0 | 0 | 0 | 0 | 0 | 0 | 0 | 0 | 0 | 0 | 014817479355 | 15.5 | 14.5 | 15.5 | 16.5 | 2.016 | 100 | Yes | [9 empty] | cUL Dry | PENDANT - SHADE | 1-Light Lucia |  | P1259BUS.jpg | P1259BUS.jpg
P1261ORB | 1 - Light Pendant | The Urban Renewal lighting collection by Feiss is a diverse selection of pendants, chandeliers and sconces all inspired by the 20th century Industrial Revolution. Featuring reproduction pieces from the nation’s vintage factories and warehouses, Urban Renewal adds an industrial-inspired aesthetic to any home – adding flair and fun to classic, traditional decor or to the most sleek, contemporary urban spaces. | LINE VOLTAGE PENDANT | Urban Renewal | Pendants | Oil Rubbed Bronze | ORB | Steel / Glass | Clear Seeded Glass | D:5.75" H:8" |  |  | 1 Medium A19 100w |  | 1 | No | [14 empty] | 0 | [12 empty] | 54.45 | 108.9 | 163.35 | D:5 3/4'' H:10'' | 3.37 | 5.75 |  |  | 10 |  |  |  |  | 12.375 - 54.375 | [25 empty] | D:5 1/4'' H:3/4'' Round |  |  |  |  | 180 | Black |  |  | Hardwired | 0 | 0 | 0 | 0 | 0 | 0 | 0 | 0 | 0 | 0 | 0 | 014817483437 | 14.5 | 9.75 | 8.5 | 3.85 | 0.695 | 175 | Yes | 2 | 10014817483434 | 18.5 | 15.5 | 9.75 | 9.2 | 1.618 | Yes |  | cUL Dry | PENDANT - MINI | 1 - Light Urban Renewal |  | P1261ORB.jpg | P1261ORB.jpg
P1263PN | 1 - Light Mini Pendant | With its clean and glistening design, the Malibu lighting collection by Feiss is suitable for interiors classic to modern. It features crisp Opal Etched glass drum shades supported by a steel frame. The frame's shiny Polished Nickel finish accentuates the stepped details on each shade holder and the central column. On the vanity fixtures, the stepped details are duplicated in the oval backplate. The Malibu collection consists of multiple chandeliers, pendants, and bath and ceiling fixtures. | LINE VOLTAGE PENDANT | Malibu | Pendants | Polished Nickel | PN | Steel | Opal Etched Glass | H:4.25" |  |  | 1 Medium A19 100w |  | 1 | No | [27 empty] | 30.95 | 61.9 | 92.85 | D:5 1/16'' H:8 1/8'' | 2.46 | 5.0625 |  |  | 8.125 |  |  |  |  | 8.125 - 50.125 | [25 empty] | D:5'' DP:1'' Round |  |  |  |  | 96 | Black/White |  |  | Hardwired | 0 | 0 | 0 | 0 | 0 | 0 | 0 | 0 | 0 | 0 | 0 | 014817482973 | 13.25 | 7.5 | 7.25 | 3.2 | 0.417 | 125 | Yes | 6 | 10014817482970 | 22.25 | 14 | 16 | 21.7 | 2.884 | Yes |  | cUL Dry | PENDANT - MINI | 1 - Light Malibu |  | P1263PN.jpg | P1263PN.jpg
P1281ASTB | 1 - Light Urban Renewal Pendant | The Urban Renewal lighting collection by Feiss is a diverse selection of pendants, chandeliers and sconces all inspired by the 20th century Industrial Revolution. Featuring reproduction pieces from the nation’s vintage factories and warehouses, Urban Renewal adds an industrial-inspired aesthetic to any home – adding flair and fun to classic, traditional decor or to the most sleek, contemporary urban spaces. | LINE VOLTAGE PENDANT | Urban Renewal | Pendants | Astral Bronze | ASTB | Steel / Glass | Antique Mirror Glass | D:21.5" H:5.75" |  |  | 3 Medium A19 100w |  | 3 | No | [14 empty] | 0 | [12 empty] | 188.45 | 376.9 | 565.35 | D:21 1/2'' H:5 3/4'' | 10.23 | 21.5 |  |  | 5.75 |  |  | 8.625 |  | 5.75 - 62.625 | [25 empty] | D:5 1/8'' DP:1 1/4'' Round |  |  |  |  | 180 | Brown |  |  | Hardwired | 0 | 0 | 0 | 0 | 0 | 0 | 0 | 0 | 0 | 0 | 0 | 014817509618 | 26 | 8.75 | 26 | 15.15 | 3.423 | 175 | Yes | [9 empty] | cUL Dry | PENDANT | 1 - Light Pendant |  | P1281ASTB.jpg | P1281ASTB.jpg
P1282DAB/MB | 1 - Light Pendant | Harking back to period-inspired, warehouse lighting, the Cadence lighting collection by Feiss is a contemporary update to historic industrial fixtures. The riveted center band, as well as the vented top and square-linked chain on the pendants add rich, visual interest yet don’t distract from the clean lines of the overall silhouette. | LINE VOLTAGE PENDANT | Cadence | Pendants | Dark Antique Brass / Matte Black | DAB/MB |  | White Opal Etched Glass | D:7.375" H:4.375" |  |  | 1 Medium A19 75w |  | 1 | No | [14 empty] | 0 | [12 empty] | 140.48 | 280.96 | 421.44 | D:8'' H:10 7/8'' O:77'' | 5.39 | 8 |  |  | 10.875 | Universal Mounting Plate |  | 10.75 | 77 | [26 empty] | D:5 1/2'' DP:1 1/4'' Round |  |  |  |  | 160 | Gold | 60 |  | Hardwired | 0 | 0 | 0 | 0 | 0 | 0 | 0 | 0 | 0 | 0 | 0 | 014817523331 | 11.5 | 10.75 | 10.75 | 5.8 | 0.769 | 125 | Yes | [8 empty] | ETL Dry |  | PENDANT | 1 - Light Cadence |  | P1282DABMB.jpg | P1282DABMB.jpg
P1282PN/BS | 1 - Light Mini Pendant | Harking back to period-inspired, warehouse lighting, the Cadence lighting collection by Feiss is a contemporary update to historic industrial fixtures. The riveted center band, as well as the vented top and square-linked chain on the pendants add rich, visual interest yet don’t distract from the clean lines of the overall silhouette. | LINE VOLTAGE PENDANT | Cadence | Pendants | Polished Nickel / Brushed Steel | PN/BS |  | White Opal Etched Glass | D:7.375" H:4.375" |  |  | 1 Medium A19 75w |  | 1 | No | [14 empty] | 0 | [12 empty] | 140.48 | 280.96 | 421.44 | D:8'' H:10 7/8'' O:77'' | 5.39 | 8 |  |  | 10.875 | Universal Mounting Plate |  | 10.75 | 77 | [26 empty] | D:5 1/2'' DP:1 1/4'' Round |  |  |  |  | 160 | Clear Silver | 60 |  | Hardwired | 0 | 0 | 0 | 0 | 0 | 0 | 0 | 0 | 0 | 0 | 0 | 014817524826 | 11.25 | 10.5 | 10.5 | 5.8 | 0.718 | 100 | Yes | [8 empty] | ETL Dry |  | PENDANT | 1 - Light Cadence |  | P1282PNBS.jpg | P1282PNBS.jpg
P1283DAB/MB | 2 - Light Pendant | Harking back to period-inspired, warehouse lighting, the Cadence lighting collection by Feiss is a contemporary update to historic industrial fixtures. The riveted center band, as well as the vented top and square-linked chain on the pendants add rich, visual interest yet don’t distract from the clean lines of the overall silhouette. | LINE VOLTAGE PENDANT | Cadence | Pendants | Dark Antique Brass / Matte Black | DAB/MB |  | White Opal Etched Glass | D:12.375" H:4.5" |  |  | 2 Medium A19 75w |  | 2 | No | [14 empty] | 0 | [12 empty] | 183.98 | 367.96 | 551.94 | D:13'' H:13 1/8'' O:79'' | 9.57 | 13 |  |  | 13.125 | Universal Mounting Plate |  | 12 | 79 | [26 empty] | D:5 1/2'' DP:1 1/4'' Round |  |  |  |  | 160 | Gold | 60 |  | Hardwired | 0 | 0 | 0 | 0 | 0 | 0 | 0 | 0 | 0 | 0 | 0 | 014817523348 | 16 | 16 | 14 | 10.2 | 2.074 | 175 | Yes | [8 empty] | ETL Dry |  | PENDANT | 2 - Light Cadence |  | P1283DABMB.jpg | P1283DABMB.jpg
P1283PN/BS | 2 - Light Pendant | Harking back to period-inspired, warehouse lighting, the Cadence lighting collection by Feiss is a contemporary update to historic industrial fixtures. The riveted center band, as well as the vented top and square-linked chain on the pendants add rich, visual interest yet don’t distract from the clean lines of the overall silhouette. | LINE VOLTAGE PENDANT | Cadence | Pendants | Polished Nickel / Brushed Steel | PN/BS |  | White Opal Etched Glass | D:12.375" H:4.5" |  |  | 2 Medium A19 75w |  | 2 | No | [14 empty] | 0 | [12 empty] | 183.98 | 367.96 | 551.94 | D:13'' H:13 1/8'' O:79'' | 9.57 | 13 |  |  | 13.125 | Universal Mounting Plate |  | 12 | 79 | [26 empty] | D:5 1/2'' DP:1 1/4'' Round |  |  |  |  | 160 | Clear Silver | 60 |  | Hardwired | 0 | 0 | 0 | 0 | 0 | 0 | 0 | 0 | 0 | 0 | 0 | 014817524840 | 16 | 16 | 13.75 | 10.3 | 2.037 | 175 | Yes | [8 empty] | ETL Dry |  | PENDANT | 2 - Light Cadence |  | P1283PNBS.jpg | P1283PNBS.jpg
P1287BBS | 1 - Harrow Mini Pendant | Combining the traditional profile of a tapered shade with on-trend Clear Seeded glass, the sleek frame and the square-linked chain give the Harrow pendant light collection by Feiss an elevated, contemporary transitional look. The wall sconce is delivered with two glass options, Clear Seeded and Opal Etched, for the customer’s choice to customize. Burnished Brass, Oil Rubbed Bronze and Polished Nickel finishes are available to create completely different looks. The assortment includes a 1-light mini-pendant, 1-light and 3-light pendants, a 2-light flushmount ceiling fixture, as well as a 1-light wall sconce. | LINE VOLTAGE PENDANT | Harrow | Pendants | Burnished Brass | BBS | Steel | Clear Glass | D:8" W:5.5" H:10.875" |  |  | 1 Medium A19 60w |  | 1 | No | [14 empty] | 0 | [11 empty] | 45 | 111.95 | 223.9 | 335.85 | D:8'' H:12'' | 5.17 | 8 |  |  | 12 | Cap Nuts |  |  |  | 20.25 - 56.25 | [25 empty] | D:5'' H:5/8'' Round |  |  |  |  | 180 | Clear Silver |  |  | Hardwired | 0 | 0 | 0 | 0 | 0 | 0 | 0 | 0 | 0 | 0 | 0 | 014817597837 | 15.25 | 11.75 | 11.5 | 6.9 | 1.193 | 175 | Yes | [8 empty] | ETL Dry |  | 1L HARROW MINI-PEND BBS | 1 - Harrow Mini Pendant |  | P1287BBS.jpg | P1287BBS.jpg
P1287ORB | 1 - Harrow Mini Pendant | Combining the traditional profile of a tapered shade with on-trend Clear Seeded glass, the sleek frame and the square-linked chain give the Harrow pendant light collection by Feiss an elevated, contemporary transitional look. The wall sconce is delivered with two glass options, Clear Seeded and Opal Etched, for the customer’s choice to customize. Burnished Brass, Oil Rubbed Bronze and Polished Nickel finishes are available to create completely different looks. The assortment includes a 1-light mini-pendant, 1-light and 3-light pendants, a 2-light flushmount ceiling fixture, as well as a 1-light wall sconce. | LINE VOLTAGE PENDANT | Harrow | Pendants | Oil Rubbed Bronze | ORB | Steel | Clear Seeded Glass | D:8" H:10" |  |  | 1 Medium A19 60w |  | 1 | No | [14 empty] | 0 | [12 empty] | 111.95 | 223.9 | 335.85 | D:8'' H:12'' | 5.17 | 8 |  |  | 12 | Universal Mounting Plate | [29 empty] | D:5'' H:5/8'' Round |  |  |  |  | 160 | Clear Silver |  |  | Hardwired | 0 | 0 | 0 | 0 | 0 | 0 | 0 | 0 | 0 | 0 | 0 | 014817534771 | 15 | 12 | 11.25 | 7.1 | 1.172 | 125 | Yes | [8 empty] | ETL Dry |  | 1L HARROW MINI-PEND ORB | 1 - Harrow Mini Pendant |  | P1287ORB.jpg | P1287PN.jpg
P1287PN | 1 - Mini Pendant | Combining the traditional profile of a tapered shade with on-trend Clear Seeded glass, the sleek frame and the square-linked chain give the Harrow pendant light collection by Feiss an elevated, contemporary transitional look. The wall sconce is delivered with two glass options, Clear Seeded and Opal Etched, for the customer’s choice to customize. Burnished Brass, Oil Rubbed Bronze and Polished Nickel finishes are available to create completely different looks. The assortment includes a 1-light mini-pendant, 1-light and 3-light pendants, a 2-light flushmount ceiling fixture, as well as a 1-light wall sconce. | LINE VOLTAGE PENDANT | Harrow | Pendants | Polished Nickel | PN | Steel | Clear Seeded Glass |  |  |  | 1 Medium A19 60w |  | 1 | No | [14 empty] | 0 | [12 empty] | 113.95 | 227.9 | 341.85 | D:8'' H:12'' | 5.17 | 8 |  |  | 12 | Universal Mounting Plate |  |  |  | 14.25 - 56.25 | [25 empty] | D:5'' H:5/8'' Round |  |  |  |  | 160 | Clear Silver |  |  | Hardwired | 0 | 0 | 0 | 0 | 0 | 0 | 0 | 0 | 0 | 0 | 0 | 014817522570 | 15.5 | 11.5 | 11.5 | 7 | 1.186 | 175 | Yes | [8 empty] | ETL Dry |  | PENDANT | 1 - Harrow Mini Pendant |  | P1287PN.jpg | P1287PN.jpg
P1288BBS | 3 - Light Harrow Pendant | Combining the traditional profile of a tapered shade with on-trend Clear Seeded glass, the sleek frame and the square-linked chain give the Harrow pendant light collection by Feiss an elevated, contemporary transitional look. The wall sconce is delivered with two glass options, Clear Seeded and Opal Etched, for the customer’s choice to customize. Burnished Brass, Oil Rubbed Bronze and Polished Nickel finishes are available to create completely different looks. The assortment includes a 1-light mini-pendant, 1-light and 3-light pendants, a 2-light flushmount ceiling fixture, as well as a 1-light wall sconce. | LINE VOLTAGE PENDANT | Harrow | Pendants | Burnished Brass | BBS | Steel | Clear Glass | L:16" W:13.125" |  |  | 3 Medium A19 60w |  | 3 | No | [14 empty] | 0 |  |  |  |  | Clear Silver | [6 empty] | 45 | 302.95 | 605.9 | 908.85 | D:18 7/8'' H:18 3/8'' O:84'' | 21.3 | 18.875 |  |  | 18.375 | Screw Collar - Chain |  |  | 84 | [26 empty] | D:5'' H:5/8'' Round |  |  |  |  | 180 | Clear Silver | 60 |  | Hardwired | 0 | 0 | 0 | 0 | 0 | 0 | 0 | 0 | 0 | 0 | 0 | 014817597851 | 23 | 22.5 | 23.25 | 21.1 | 6.963 | 250 | Yes | [8 empty] | ETL Damp |  | 3L HARROW PEND BBS | 3 - Light Harrow Pendant |  | P1288BBS.jpg | P1288BBS.jpg
P1288ORB | 3 - Light Harrow Pendant | Combining the traditional profile of a tapered shade with on-trend Clear Seeded glass, the sleek frame and the square-linked chain give the Harrow pendant light collection by Feiss an elevated, contemporary transitional look. The wall sconce is delivered with two glass options, Clear Seeded and Opal Etched, for the customer’s choice to customize. Burnished Brass, Oil Rubbed Bronze and Polished Nickel finishes are available to create completely different looks. The assortment includes a 1-light mini-pendant, 1-light and 3-light pendants, a 2-light flushmount ceiling fixture, as well as a 1-light wall sconce. | LINE VOLTAGE PENDANT | Harrow | Pendants | Oil Rubbed Bronze | ORB | Steel | Clear Seeded Glass |  |  |  | 3 Medium A19 60w |  | 3 | No | [14 empty] | 0 | [12 empty] | 302.95 | 605.9 | 908.85 | D:18 7/8'' H:18 1/2'' O:84'' | 14.63 | 18.875 |  |  | 18.5 |  |  |  | 84 | [26 empty] | D:5'' H:5/8'' Round |  |  |  |  | 160 | Clear Silver | 60 |  | Hardwired | 0 | 0 | 0 | 0 | 0 | 0 | 0 | 0 | 0 | 0 | 0 | 014817534795 | 23.25 | 22.75 | 22.5 | 22.5 | 6.887 | 250 | Yes | [8 empty] | ETL Dry |  | 3L HARROW PEND ORB | 3 - Light Harrow Pendant |  | P1288ORB.jpg | P1288PN.jpg
P1288PN | 3 - Light Pendant | Combining the traditional profile of a tapered shade with on-trend Clear Seeded glass, the sleek frame and the square-linked chain give the Harrow pendant light collection by Feiss an elevated, contemporary transitional look. The wall sconce is delivered with two glass options, Clear Seeded and Opal Etched, for the customer’s choice to customize. Burnished Brass, Oil Rubbed Bronze and Polished Nickel finishes are available to create completely different looks. The assortment includes a 1-light mini-pendant, 1-light and 3-light pendants, a 2-light flushmount ceiling fixture, as well as a 1-light wall sconce. | LINE VOLTAGE PENDANT | Harrow | Pendants | Polished Nickel | PN |  | Clear Seeded Glass |  |  |  | 3 Medium A19 60w |  | 3 | No | [14 empty] | 0 | [12 empty] | 314.45 | 628.9 | 943.35 | D:18 7/8'' H:18 1/2'' O:84'' | 14.63 | 18.875 |  |  | 18.5 |  |  |  | 84 | [26 empty] | D:5'' H:5/8'' Round |  |  |  |  | 160 | Clear Silver | 60 |  | Hardwired | 0 | 0 | 0 | 0 | 0 | 0 | 0 | 0 | 0 | 0 | 0 | 014817522594 | 23 | 22.25 | 22.38 | 22.45 | 6.628 | 250 | Yes | [8 empty] | ETL Dry |  | PENDANT | 3 - Light Harrow Pendant |  | P1288PN.jpg | P1288PN.jpg
P1289BBS | 1 - Light Harrow Pendant | Combining the traditional profile of a tapered shade with on-trend Clear Seeded glass, the sleek frame and the square-linked chain give the Harrow pendant light collection by Feiss an elevated, contemporary transitional look. The wall sconce is delivered with two glass options, Clear Seeded and Opal Etched, for the customer’s choice to customize. Burnished Brass, Oil Rubbed Bronze and Polished Nickel finishes are available to create completely different looks. The assortment includes a 1-light mini-pendant, 1-light and 3-light pendants, a 2-light flushmount ceiling fixture, as well as a 1-light wall sconce. | LINE VOLTAGE PENDANT | Harrow | Pendants | Burnished Brass | BBS | Steel | Clear Glass | L:14.75" W:11" |  |  | 1 Medium A19 60w |  | 1 | No | [14 empty] | 0 | [11 empty] | 45 | 240.45 | 480.9 | 721.35 | D:16'' H:17 3/8'' O:83'' | 11.11 | 16 |  |  | 17.375 | Screw Collar - Chain |  |  | 83 | [26 empty] | D:5'' H:5/8'' Round |  |  |  |  | 180 | Clear Silver | 60 |  | Hardwired | 0 | 0 | 0 | 0 | 0 | 0 | 0 | 0 | 0 | 0 | 0 | 014817597844 | 19.75 | 19.5 | 22.25 | 16.5 | 4.959 | 250 | Yes | [8 empty] | ETL Damp |  | 1L HARROW PENDANT BBS | 1 - Light Harrow Pendant |  | P1289BBS.png | P1289BBS.jpg
P1289ORB | 1 - Light Harrow Pendant | Combining the traditional profile of a tapered shade with on-trend Clear Seeded glass, the sleek frame and the square-linked chain give the Harrow pendant light collection by Feiss an elevated, contemporary transitional look. The wall sconce is delivered with two glass options, Clear Seeded and Opal Etched, for the customer’s choice to customize. Burnished Brass, Oil Rubbed Bronze and Polished Nickel finishes are available to create completely different looks. The assortment includes a 1-light mini-pendant, 1-light and 3-light pendants, a 2-light flushmount ceiling fixture, as well as a 1-light wall sconce. | LINE VOLTAGE PENDANT | Harrow | Pendants | Oil Rubbed Bronze | ORB | Steel | Clear Seeded Glass |  |  |  | 1 Medium A19 60w |  | 1 | No | [14 empty] | 0 | [12 empty] | 240.45 | 480.9 | 721.35 | D:16'' H:17 3/8'' O:83'' | 11.11 | 16 |  |  | 17.375 |  |  |  | 83 | [26 empty] | D:5'' H:5/8'' Round |  |  |  |  | 160 | Clear Silver | 60 |  | Hardwired | 0 | 0 | 0 | 0 | 0 | 0 | 0 | 0 | 0 | 0 | 0 | 014817534788 | 22 | 22 | 19.75 | 17.4 | 5.532 | 250 | Yes | [8 empty] | ETL Dry |  | 1L HARROW PENDANT ORB | 1 - Light Harrow Pendant |  | P1289ORB.jpg | P1289PN.jpg
P1289PN | 1 - Light Pendant | Combining the traditional profile of a tapered shade with on-trend Clear Seeded glass, the sleek frame and the square-linked chain give the Harrow pendant light collection by Feiss an elevated, contemporary transitional look. The wall sconce is delivered with two glass options, Clear Seeded and Opal Etched, for the customer’s choice to customize. Burnished Brass, Oil Rubbed Bronze and Polished Nickel finishes are available to create completely different looks. The assortment includes a 1-light mini-pendant, 1-light and 3-light pendants, a 2-light flushmount ceiling fixture, as well as a 1-light wall sconce. | LINE VOLTAGE PENDANT | Harrow | Pendants | Polished Nickel | PN |  | Clear Seeded Glass |  |  |  | 1 Medium A19 60w |  | 1 | No | [14 empty] | 0 | [12 empty] | 245.95 | 491.9 | 737.85 | D:16'' H:17 3/8'' O:83'' | 11.11 | 16 |  |  | 17.375 |  |  |  | 83 | [26 empty] | D:5'' H:5/8'' Round |  |  |  |  | 160 | Clear Silver | 60 |  | Hardwired | 0 | 0 | 0 | 0 | 0 | 0 | 0 | 0 | 0 | 0 | 0 | 014817522600 | 22.5 | 19.75 | 19.5 | 17 | 5.015 | 250 | Yes | [8 empty] | ETL Dry |  | PENDANT | 1 - Light Harrow Pendant |  | P1289PN.jpg | P1289PN.jpg
P1302WOW/AF | 1 - Light Mini Pendant | The Allier collection makes an elegantly rustic statement by blending warm kiln-dried Weathered Oak Wood with Antique Forged Iron hardware on a modern orb silhouette. We've taken the top product from this best-selling collection and are now offering a damp-rated Outdoor Chandelier that can be used indoors as well as covered outdoor spaces. | LINE VOLTAGE PENDANT | Allier | Pendants | Weathered Oak Wood / Antique Forged Iron | WOW/AF | [5 empty] | 1 Medium A19 60w |  | 1 | No | [14 empty] | 0 | [12 empty] | 148.45 | 296.9 | 445.35 | D:10'' H:12 1/2'' O:78 1/2'' | 3.74 | 10 |  |  | 12.5 |  |  |  | 78.5 | [26 empty] | D:6 1/2'' H:3/4'' Round |  |  |  |  | 160 | Black | 60 |  | Hardwired | 0 | 0 | 0 | 0 | 0 | 0 | 0 | 0 | 0 | 0 | 0 | 014817524277 | 14.5 | 11 | 11 | 5.6 | 1.015 | 175 | Yes | [8 empty] | ETL Dry |  | PENDANT | 1 - Light Allier |  | P1302WOWAF.jpg | P1302WOWAF.jpg
P1303ORB | 1 - Light Lismore Mini Pendant | Modernizing the traditional wagon-wheel profile, the Lismore lighting collection by Feiss puts a contemporary twist on a classic. An unexpected pressed crystal detail on each stem adds a bit of updated glamour to the clean lines of the tapered fabric shades. | LINE VOLTAGE PENDANT | Lismore | Pendants | Oil Rubbed Bronze | ORB |  | Ivory Hardback w/ Fabric | D:5" H:7" | D:3.5" |  | 1 Medium Edison 60w |  | 1 | No | [14 empty] | 0 | [12 empty] | 91.45 | 182.9 | 274.35 | D:5'' H:10 7/8'' | 2.75 | 5 |  |  | 10.875 | Universal Mounting Plate |  |  |  | 13.5 - 55.5 | [25 empty] | D:5'' H:3/4'' Round |  |  |  |  | 160 | Brown |  |  | Hardwired | 0 | 0 | 0 | 0 | 0 | 0 | 0 | 0 | 0 | 0 | 0 | 014817524369 | 16 | 6.25 | 7.75 | 3.9 | 0.448 | 100 | Yes | [8 empty] | ETL Dry |  | PENDANT | 1 - Light Lismore Mini Pendant |  | P1303ORB.jpg | P1303ORB.jpg
P1303PN | 1 - Light Lismore Mini Pendant | Modernizing the traditional wagon-wheel profile, the Lismore lighting collection by Feiss puts a contemporary twist on a classic. An unexpected pressed crystal detail on each stem adds a bit of updated glamour to the clean lines of the tapered fabric shades. | LINE VOLTAGE PENDANT | Lismore | Pendants | Polished Nickel | PN |  | White Hardback w/ Fabric | D:5" H:7" | D:3.5" |  | 1 Medium Edison 60w |  | 1 | No | [14 empty] | 0 | [12 empty] | 91.45 | 182.9 | 274.35 | D:5'' H:10 7/8'' | 2.75 | 5 |  |  | 10.875 | Universal Mounting Plate |  |  |  | 13.5 - 55.5 | [25 empty] | D:5'' H:3/4'' Round |  |  |  |  | 160 | Clear Silver |  |  | Hardwired | 0 | 0 | 0 | 0 | 0 | 0 | 0 | 0 | 0 | 0 | 0 | 014817524352 | 14.25 | 6.75 | 10.25 | 4 | 0.571 | 125 | Yes | [8 empty] | ETL Dry |  | PENDANT | 1 - Light Lismore Mini Pendant |  | P1303PN.jpg | P1303PN.jpg
P1304HGG | 1 - Light Pendant | The uniquely designed Freemont lighting collection by Feiss marries the warehouse industrial trend with a fully modern color palette and a touch of unexpected glamour with the use of clear crystals shimmering at the pendant and sconce's neck. | LINE VOLTAGE PENDANT | Freemont | Pendants | Hi Gloss Grey | HGG | Steel / Crystal |  |  |  |  | 1 Medium A19 100w |  | 1 | No | [14 empty] | 0 | [12 empty] | 150.45 | 300.9 | 451.35 | D:16'' H:14 3/8'' | 4.4 | 16 |  |  | 14.375 | Universal Mounting Plate | [29 empty] | D:5'' H:3/4'' Round |  |  |  |  | 160 | White |  |  | Hardwired | 0 | 0 | 0 | 0 | 0 | 0 | 0 | 0 | 0 | 0 | 0 | 014817528985 | 19.5 | 19.5 | 10 | 8.3 | 2.201 | 250 | Yes | [8 empty] | ETL Dry |  | PENDANT | 1 - Light Pendant |  | P1304HGG.jpg | P1304HGG.jpg
P1305HGG | 1 - Light Mini Pendant | The uniquely designed Freemont lighting collection by Feiss marries the warehouse industrial trend with a fully modern color palette and a touch of unexpected glamour with the use of clear crystals shimmering at the pendant and sconce's neck. | LINE VOLTAGE PENDANT | Freemont | Pendants | Hi Gloss Grey | HGG | Steel / Crystal |  |  |  |  | 1 Medium A19 100w |  | 1 | No | [14 empty] | 0 | [12 empty] | 94.45 | 188.9 | 283.35 | D:9'' H:11'' | 2.86 | 9 |  |  | 11 | Universal Mounting Plate | [29 empty] | D:5'' H:3/4'' Round |  |  |  |  | 160 | White |  |  | Hardwired | 0 | 0 | 0 | 0 | 0 | 0 | 0 | 0 | 0 | 0 | 0 | 014817529005 | 12 | 9 | 12 | 4.4 | 0.75 | 175 | Yes | [8 empty] | ETL Dry |  | PENDANT | 1 - Light Mini Pendant |  | P1305HGG.jpg | P1305HGG.jpg
P1307BS | 1 - Light Tabby Pendant | Marrying an elegant spherical silhouette with the on-trend look of exposed lamping, the Tabby lighting collection by Feiss is an all-together modern update to a classic pendant. Two different silver leaf techniques are used to produce either a dark brown or true silver Mercury glass effect. The spun socket cup adds an extra special detail in the transition from the glass shade to the bulb. | LINE VOLTAGE PENDANT | Tabby | Pendants | Brushed Steel | BS | Steel / Glass | Clear Glass | D:12" H:10.5" |  |  | 1 Medium A19 60w |  | 1 | No | [14 empty] | 0 | [12 empty] | 119.95 | 239.9 | 359.85 | D:12'' H:15 7/8'' O:81'' | 7.04 | 12 |  |  | 15.875 |  |  |  | 81 | [31 empty] | 160 | Clear Silver | 60 |  | Hardwired | 0 | 0 | 0 | 0 | 0 | 0 | 0 | 0 | 0 | 0 | 0 | 014817524604 | 15.75 | 15 | 15.5 | 8.2 | 2.119 | 250 | Yes | [8 empty] | ETL Damp |  | PENDANT | 1 - Light Tabby Pendant |  | P1307BS.jpg | P1307BS.jpg
P1307ORB | 1 - Light Tabby Pendant | Marrying an elegant spherical silhouette with the on-trend look of exposed lamping, the Tabby lighting collection by Feiss is an all-together modern update to a classic pendant. Two different silver leaf techniques are used to produce either a dark brown or true silver Mercury glass effect. The spun socket cup adds an extra special detail in the transition from the glass shade to the bulb. | LINE VOLTAGE PENDANT | Tabby | Pendants | Oil Rubbed Bronze | ORB | Metal & Glass | Clear Glass | D:12" H:10.875" |  |  | 1 Medium A19 60w |  | 1 | No | [14 empty] | 0 | [12 empty] | 119.95 | 239.9 | 359.85 | D:12'' H:15 7/8'' O:81'' | 7.04 | 12 |  |  | 15.875 |  |  |  | 81 | [26 empty] | D:5 1/2'' H:7/8'' |  |  |  |  | 160 | Brown | 60 |  | Hardwired | 0 | 0 | 0 | 0 | 0 | 0 | 0 | 0 | 0 | 0 | 0 | 014817524611 | 13.38 | 11.75 | 11.58 | 5.2 | 1.054 | 175 | Yes | [8 empty] | ETL Damp |  | PENDANT | 1 - Light Tabby Pendant |  | P1307ORB.jpg | P1307ORB.jpg
P1307PN | 1 - Light Tabby Pendant | Marrying an elegant spherical silhouette with the on-trend look of exposed lamping, the Tabby lighting collection by Feiss is an all-together modern update to a classic pendant. Two different silver leaf techniques are used to produce either a dark brown or true silver Mercury glass effect. The spun socket cup adds an extra special detail in the transition from the glass shade to the bulb. | LINE VOLTAGE PENDANT | Tabby | Pendants | Polished Nickel | PN | Metal & Glass | Clear Glass | D:12" H:10.875" |  |  | 1 Medium A19 60w |  | 1 | No | [14 empty] | 0 | [12 empty] | 119.95 | 239.9 | 359.85 | D:12'' H:15 7/8'' O:81'' | 7.04 | 12 |  |  | 15.875 |  |  |  | 81 | [26 empty] | D:5 1/2'' H:7/8'' |  |  |  |  | 160 | Clear Silver | 60 |  | Hardwired | 0 | 0 | 0 | 0 | 0 | 0 | 0 | 0 | 0 | 0 | 0 | 014817524598 | 15.5 | 15.5 | 15 | 7.7 | 2.086 | 250 | Yes | [8 empty] | ETL Damp |  | PENDANT | 1 - Light Tabby Pendant |  | P1307PN.jpg | P1307PN.jpg
P1308BS | 1 - Light Tabby Mini Pendant | Marrying an elegant spherical silhouette with the on-trend look of exposed lamping, the Tabby lighting collection by Feiss is an all-together modern update to a classic pendant. Two different silver leaf techniques are used to produce either a dark brown or true silver Mercury glass effect. The spun socket cup adds an extra special detail in the transition from the glass shade to the bulb. | LINE VOLTAGE PENDANT | Tabby | Pendants | Brushed Steel | BS | Metal & Glass | Clear Glass | D:8.5" H:7.75" |  |  | 1 Medium A19 60w |  | 1 | No | [14 empty] | 0 | [12 empty] | 79.95 | 159.9 | 239.85 | D:8 1/2'' H:12 1/8'' O:77 1/2'' | 4.18 | 8.5 |  |  | 12.125 |  |  |  | 77.5 | [26 empty] | D:5 1/2'' H:7/8'' |  |  |  |  | 160 | Clear Silver | 60 |  | Hardwired | 0 | 0 | 0 | 0 | 0 | 0 | 0 | 0 | 0 | 0 | 0 | 014817524635 | 13.25 | 11.5 | 11.75 | 5.4 | 1.036 | 175 | Yes | [8 empty] | ETL Damp |  | PENDANT | 1 - Light Tabby Mini Pendant |  | P1308BS.jpg | P1308BS.jpg
P1308ORB | 1 - Light Tabby Mini Pendant | Marrying an elegant spherical silhouette with the on-trend look of exposed lamping, the Tabby lighting collection by Feiss is an all-together modern update to a classic pendant. Two different silver leaf techniques are used to produce either a dark brown or true silver Mercury glass effect. The spun socket cup adds an extra special detail in the transition from the glass shade to the bulb. | LINE VOLTAGE PENDANT | Tabby | Pendants | Oil Rubbed Bronze | ORB | Metal & Glass | Clear Glass | D:8.5" H:7.75" |  |  | 1 Medium A19 60w |  | 1 | No | [14 empty] | 0 | [12 empty] | 79.95 | 159.9 | 239.85 | D:8 1/2'' H:12 1/8'' O:77 1/2'' | 4.18 | 8.5 |  |  | 12.125 |  |  |  | 77.5 | [26 empty] | D:5 1/2'' H:7/8'' |  |  |  |  | 160 | Brown | 60 |  | Hardwired | 0 | 0 | 0 | 0 | 0 | 0 | 0 | 0 | 0 | 0 | 0 | 014817524642 | 13.38 | 11.58 | 11.75 | 5.2 | 1.054 | 175 | Yes | [8 empty] | ETL Damp |  | PENDANT | 1 - Light Tabby Mini Pendant |  | P1308ORB.jpg | P1308ORB.jpg
P1308PN | 1 - Light Tabby Mini Pendant | Marrying an elegant spherical silhouette with the on-trend look of exposed lamping, the Tabby lighting collection by Feiss is an all-together modern update to a classic pendant. Two different silver leaf techniques are used to produce either a dark brown or true silver Mercury glass effect. The spun socket cup adds an extra special detail in the transition from the glass shade to the bulb. | LINE VOLTAGE PENDANT | Tabby | Pendants | Polished Nickel | PN | Metal & Glass | Clear Glass | D:8.5" H:7.75" |  |  | 1 Medium A19 60w |  | 1 | No | [14 empty] | 0 | [12 empty] | 79.95 | 159.9 | 239.85 | D:8 1/2'' H:12 1/8'' O:77 1/2'' | 4.18 | 8.5 |  |  | 12.125 |  |  |  | 77.5 | [26 empty] | D:5 1/2'' H:7/8'' |  |  |  |  | 160 | Clear Silver | 60 |  | Hardwired | 0 | 0 | 0 | 0 | 0 | 0 | 0 | 0 | 0 | 0 | 0 | 014817524628 | 12 | 11.5 | 13.38 | 5.2 | 1.069 | 175 | Yes | [8 empty] | ETL Damp |  | PENDANT | 1 - Light Tabby Mini Pendant |  | P1308PN.jpg | P1308PN.jpg
P1309BS | 1 - Light Hounslow Pendant | The unique, elongated dome shade is just the beginning of the design details featured in pendants and flush mounts of the Hounslow lighting collection by Feiss. To complement a wide range of décor, offered are three glass options: Clear glass to showcase a unique bulb, as well as two variations on Mercury glass, created by two different silver leaf techniques are used to produce either a dark brown or true silver Mercury glass. | LINE VOLTAGE PENDANT | Hounslow | Pendants | Brushed Steel | BS |  | Clear Glass | D:9" H:15" |  |  | 1 Medium A19 60w |  | 1 | No | [14 empty] | 0 | [12 empty] | 142.45 | 284.9 | 427.35 | D:9'' H:19 7/8'' O:85 1/2'' | 7.08 | 9 |  |  | 19.875 |  |  |  | 85.5 | [26 empty] | D:5 1/2'' H:1 1/4'' Round |  |  |  |  | 160 |  | 60 |  | Hardwired | 0 | 0 | 0 | 0 | 0 | 0 | 0 | 0 | 0 | 0 | 0 | 014817524666 | 12.5 | 12.5 | 19.5 | 8.8 | 1.763 | 175 | Yes | [8 empty] | ETL Dry |  | PENDANT | 1 - Light Hounslow Pendant |  | P1309BS.jpg | P1309BS.jpg
P1309ORB | 1 - Light Hounslow Pendant | The unique, elongated dome shade is just the beginning of the design details featured in pendants and flush mounts of the Hounslow lighting collection by Feiss. To complement a wide range of décor, offered are three glass options: Clear glass to showcase a unique bulb, as well as two variations on Mercury glass, created by two different silver leaf techniques are used to produce either a dark brown or true silver Mercury glass. | LINE VOLTAGE PENDANT | Hounslow | Pendants | Oil Rubbed Bronze | ORB |  | Clear Glass | D:9" H:15" |  |  | 1 Medium A19 60w |  | 1 | No | [14 empty] | 0 | [12 empty] | 142.45 | 284.9 | 427.35 | D:9'' H:19 7/8'' O:85 1/2'' | 7.08 | 9 |  |  | 19.875 |  |  |  | 85.5 | [26 empty] | D:5 1/2'' H:1 1/4'' Round |  |  |  |  | 160 | Brown | 60 |  | Hardwired | 0 | 0 | 0 | 0 | 0 | 0 | 0 | 0 | 0 | 0 | 0 | 014817524673 | 19.5 | 12.75 | 12.5 | 8.6 | 1.799 | 175 | Yes | [8 empty] | ETL Dry |  | PENDANT | 1 - Light Hounslow Pendant |  | P1309ORB.jpg | P1309ORB.jpg
P1309PN | 1 - Light Hounslow Pendant | The unique, elongated dome shade is just the beginning of the design details featured in pendants and flush mounts of the Hounslow lighting collection by Feiss. To complement a wide range of décor, offered are three glass options: Clear glass to showcase a unique bulb, as well as two variations on Mercury glass, created by two different silver leaf techniques are used to produce either a dark brown or true silver Mercury glass. | LINE VOLTAGE PENDANT | Hounslow | Pendants | Polished Nickel | PN |  | Clear Glass | D:9" H:15" |  |  | 1 Medium A19 60w |  | 1 | No | [14 empty] | 0 | [12 empty] | 142.45 | 284.9 | 427.35 | D:9'' H:19 7/8'' O:85 1/2'' | 7.08 | 9 |  |  | 19.875 |  |  |  | 85.5 | [26 empty] | D:5 1/2'' H:1 1/4'' Round |  |  |  |  | 160 |  | 60 |  | Hardwired | 0 | 0 | 0 | 0 | 0 | 0 | 0 | 0 | 0 | 0 | 0 | 014817524659 | 19 | 12.5 | 12.5 | 8.8 | 1.718 | 175 | Yes | [8 empty] | ETL Dry |  | PENDANT | 1 - Light Hounslow Pendant |  | P1309PN.jpg | P1309PN.jpg
P1310BS | 1 - Light Hounslow Mini Pendant | The unique, elongated dome shade is just the beginning of the design details featured in pendants and flush mounts of the Hounslow lighting collection by Feiss. To complement a wide range of décor, offered are three glass options: Clear glass to showcase a unique bulb, as well as two variations on Mercury glass, created by two different silver leaf techniques are used to produce either a dark brown or true silver Mercury glass. | LINE VOLTAGE PENDANT | Hounslow | Pendants | Brushed Steel | BS |  | Clear Glass | D:6.5" H:9" |  |  | 1 Medium A19 60w |  | 1 | No | [14 empty] | 0 | [12 empty] | 79.95 | 159.9 | 239.85 | D:6 1/2'' H:13 3/8'' O:79'' | 3.65 | 6.5 |  |  | 13.375 |  |  |  | 79 | [26 empty] | D:5 1/2'' H:1 1/4'' Round |  |  |  |  | 160 |  | 60 |  | Hardwired | 0 | 0 | 0 | 0 | 0 | 0 | 0 | 0 | 0 | 0 | 0 | 014817524697 | 14.25 | 9.5 | 9.75 | 5 | 0.764 | 125 | Yes | [8 empty] | ETL Dry |  | PENDANT | 1 - Light Hounslow Mini Pendant |  | P1310BS.jpg | P1310BS.jpg
P1310ORB | 1 - Light Hounslow Mini Pendant | The unique, elongated dome shade is just the beginning of the design details featured in pendants and flush mounts of the Hounslow lighting collection by Feiss. To complement a wide range of décor, offered are three glass options: Clear glass to showcase a unique bulb, as well as two variations on Mercury glass, created by two different silver leaf techniques are used to produce either a dark brown or true silver Mercury glass. | LINE VOLTAGE PENDANT | Hounslow | Pendants | Oil Rubbed Bronze | ORB |  | Clear Glass | D:6.5" H:9" |  |  | 1 Medium A19 60w |  | 1 | No | [14 empty] | 0 | [12 empty] | 79.95 | 159.9 | 239.85 | D:6 1/2'' H:13 3/8'' O:79'' | 3.65 | 6.5 |  |  | 13.375 |  |  |  | 79 | [26 empty] | D:5 1/2'' H:1 1/4'' Round |  |  |  |  | 160 | Brown | 60 |  | Hardwired | 0 | 0 | 0 | 0 | 0 | 0 | 0 | 0 | 0 | 0 | 0 | 014817524703 | 14.5 | 9.78 | 9.75 | 4.9 | 0.8 | 125 | Yes | [8 empty] | ETL Dry |  | PENDANT | 1 - Light Hounslow Mini Pendant |  | P1310ORB.jpg | P1310ORB.jpg
P1310PN | 1 - Light Hounslow Mini Pendant | The unique, elongated dome shade is just the beginning of the design details featured in pendants and flush mounts of the Hounslow lighting collection by Feiss. To complement a wide range of décor, offered are three glass options: Clear glass to showcase a unique bulb, as well as two variations on Mercury glass, created by two different silver leaf techniques are used to produce either a dark brown or true silver Mercury glass. | LINE VOLTAGE PENDANT | Hounslow | Pendants | Polished Nickel | PN |  | Clear Glass | D:6.5" H:9" |  |  | 1 Medium A19 60w |  | 1 | No | [14 empty] | 0 | [12 empty] | 79.95 | 159.9 | 239.85 | D:6 1/2'' H:13 3/8'' O:79'' | 3.65 | 6.5 |  |  | 13.375 |  |  |  | 79 | [26 empty] | D:5 1/2'' H:1 1/4'' Round |  |  |  |  | 160 |  | 60 |  | Hardwired | 0 | 0 | 0 | 0 | 0 | 0 | 0 | 0 | 0 | 0 | 0 | 014817524680 | 14.25 | 9.25 | 9.75 | 5 | 0.744 | 125 | Yes | [8 empty] | ETL Dry |  | PENDANT | 1 - Light Hounslow Mini Pendant |  | P1310PN.jpg | P1310PN.jpg
P1312BUS | 3 - Light Marquise Pendant | Capturing the fun of contemporary crystal and designed to follow the cut of a marquise diamond, the Marquise lighting collection by Feiss has a delicate, exposed metal frame adorned with a silver leaf application and then finished with a string of hand-applied crystal beading to grab the warm light and make a dynamic sparkle. Available in either a Silver finish with Clear color crystals or Burnished Silver finish with Champagne color crystals. | LINE VOLTAGE PENDANT | Marquise | Pendants | Burnished Silver | BUS | [5 empty] | 3 Candelabra B10 Torpedo 60w |  | 3 | No | [14 empty] | 0 | [12 empty] | 474.45 | 948.9 | 1423.35 | D:17 5/8'' H:28 1/8'' O:95'' | 9.99 | 17.625 |  |  | 28.125 |  |  |  | 95 | [26 empty] | D:5 1/2'' H:1 5/8'' Round |  |  |  |  | 180 | Clear Silver | 60 |  | Hardwired | 0 | 0 | 0 | 0 | 0 | 0 | 0 | 0 | 0 | 0 | 0 | 014817526479 | 31.38 | 18.18 | 20.58 | 15.9 | 6.794 | 250 | Yes | [8 empty] | C-UL-US Dry |  | PENDANT | 3 - Light Marquise Pendant |  | P1312BUS.jpg | P1312BUS.jpg
P1312SLV | 3 - Light Marquise Pendant | Capturing the fun of contemporary crystal and designed to follow the cut of a marquise diamond, the Marquise lighting collection by Feiss has a delicate, exposed metal frame adorned with a silver leaf application and then finished with a string of hand-applied crystal beading to grab the warm light and make a dynamic sparkle. Available in either a Silver finish with Clear color crystals or Burnished Silver finish with Champagne color crystals. | LINE VOLTAGE PENDANT | Marquise | Pendants | Silver | SLV | [5 empty] | 3 Candelabra B10 Torpedo 60w |  | 3 | No | [14 empty] | 0 | [12 empty] | 474.45 | 948.9 | 1423.35 | D:17 5/8'' H:28 1/8'' O:95'' | 9.99 | 17.625 |  |  | 28.125 |  |  |  | 95 | [26 empty] | D:5 1/2'' H:1 5/8'' Round |  |  |  |  | 180 | Clear Silver | 60 |  | Hardwired | 0 | 0 | 0 | 0 | 0 | 0 | 0 | 0 | 0 | 0 | 0 | 014817526462 | 31.5 | 18.5 | 18.5 | 15.8 | 6.239 | 250 | Yes | [8 empty] | C-UL-US Dry |  | PENDANT | 3 - Light Marquise Pendant |  | P1312SLV.jpg | P1312SLV.jpg
P1313BUS | 1 - Light Marquise Mini Pendant | Capturing the fun of contemporary crystal and designed to follow the cut of a marquise diamond, the Marquise lighting collection by Feiss has a delicate, exposed metal frame adorned with a silver leaf application and then finished with a string of hand-applied crystal beading to grab the warm light and make a dynamic sparkle. Available in either a Silver finish with Clear color crystals or Burnished Silver finish with Champagne color crystals. | LINE VOLTAGE PENDANT | Marquise | Pendants | Burnished Silver | BUS | [5 empty] | 1 Medium A19 75w |  | 1 | No | [14 empty] | 0 | [12 empty] | 240.45 | 480.9 | 721.35 | D:9 5/8'' H:15 3/4'' O:82 3/4'' | 4.25 | 9.625 |  |  | 15.75 |  |  |  | 82.75 | [26 empty] | D:5 1/2'' H:1 5/8'' Round |  |  |  |  | 180 | Clear Silver | 60 |  | Hardwired | 0 | 0 | 0 | 0 | 0 | 0 | 0 | 0 | 0 | 0 | 0 | 014817526493 | 18.5 | 12 | 12.75 | 6 | 1.638 | 250 | Yes | [8 empty] | C-UL-US Dry |  | PENDANT | 1 - Light Marquise Mini Pendant |  | P1313BUS.jpg | P1313BUS.jpg
P1313SLV | 1 - Light Marquise Mini Pendant | Capturing the fun of contemporary crystal and designed to follow the cut of a marquise diamond, the Marquise lighting collection by Feiss has a delicate, exposed metal frame adorned with a silver leaf application and then finished with a string of hand-applied crystal beading to grab the warm light and make a dynamic sparkle. Available in either a Silver finish with Clear color crystals or Burnished Silver finish with Champagne color crystals. | LINE VOLTAGE PENDANT | Marquise | Pendants | Silver | SLV | [5 empty] | 1 Medium A19 75w |  | 1 | No | [14 empty] | 0 | [12 empty] | 240.45 | 480.9 | 721.35 | D:9 5/8'' H:15 3/4'' O:82 3/4'' | 4.25 | 9.625 |  |  | 15.75 |  |  |  | 82.75 | [26 empty] | D:5 1/2'' H:1 5/8'' Round |  |  |  |  | 180 | Clear Silver | 60 |  | Hardwired | 0 | 0 | 0 | 0 | 0 | 0 | 0 | 0 | 0 | 0 | 0 | 014817526486 | 18.5 | 12 | 12.75 | 6 | 1.638 | 250 | Yes | [8 empty] | C-UL-US Dry |  | PENDANT | 1 - Light Marquise Mini Pendant |  | P1313SLV.jpg | P1313SLV.jpg
P1317BS | 1- Light Pendant | Marrying an elegant spherical silhouette with the on-trend look of exposed lamping, the Tabby lighting collection by Feiss is an all-together modern update to a classic pendant. Two different silver leaf techniques are used to produce either a dark brown or true silver Mercury glass effect. The spun socket cup adds an extra special detail in the transition from the glass shade to the bulb. | LINE VOLTAGE PENDANT | Tabby | Pendants | Brushed Steel | BS |  | Silver Mercury Plating Glass | D:12" H:10.875" |  |  | 1 Medium A19 60w |  | 1 | No | [14 empty] | 0 | [12 empty] | 136.95 | 273.9 | 410.85 | D:12'' H:15 7/8'' O:81'' | 6.16 | 12 |  |  | 15.875 |  |  |  | 81 | [26 empty] | D:5 1/2'' H:7/8'' Round |  |  |  |  | 160 | Clear Silver | 60 |  | Hardwired | 0 | 0 | 0 | 0 | 0 | 0 | 0 | 0 | 0 | 0 | 0 | 014817526974 | 15.5 | 15.5 | 14.75 | 7.4 | 2.051 | 250 | Yes | [8 empty] | ETL Damp |  | PENDANT | 1 - Light Tabby Pendant |  | P1317BS.jpg | P1317BS.jpg
P1317ORB | 1- Light Pendant | Marrying an elegant spherical silhouette with the on-trend look of exposed lamping, the Tabby lighting collection by Feiss is an all-together modern update to a classic pendant. Two different silver leaf techniques are used to produce either a dark brown or true silver Mercury glass effect. The spun socket cup adds an extra special detail in the transition from the glass shade to the bulb. | LINE VOLTAGE PENDANT | Tabby | Pendants | Oil Rubbed Bronze | ORB |  | Brown Mercury Plating Glass | D:12" H:10.875" |  |  | 1 Medium A19 60w |  | 1 | No | [14 empty] | 0 | [12 empty] | 136.95 | 273.9 | 410.85 | D:12'' H:15 7/8'' O:81'' | 6.16 | 12 |  |  | 15.875 |  |  |  | 81 | [26 empty] | D:5 1/2'' H:7/8'' |  |  |  |  | 160 | Brown | 60 |  | Hardwired | 0 | 0 | 0 | 0 | 0 | 0 | 0 | 0 | 0 | 0 | 0 | 014817526981 | 15.5 | 15.5 | 14.75 | 7.4 | 2.051 | 250 | Yes | [8 empty] | ETL Damp |  | PENDANT | 1 - Light Tabby Pendant |  | P1317ORB.jpg | P1317ORB.jpg
P1317PN | 1- Light Pendant | Marrying an elegant spherical silhouette with the on-trend look of exposed lamping, the Tabby lighting collection by Feiss is an all-together modern update to a classic pendant. Two different silver leaf techniques are used to produce either a dark brown or true silver Mercury glass effect. The spun socket cup adds an extra special detail in the transition from the glass shade to the bulb. | LINE VOLTAGE PENDANT | Tabby | Pendants | Polished Nickel | PN |  | Silver Mercury Plating Glass | D:12" H:10.875" |  |  | 1 Medium A19 60w |  | 1 | No | [14 empty] | 0 | [12 empty] | 136.95 | 273.9 | 410.85 | D:12'' H:15 7/8'' O:81'' | 6.16 | 12 |  |  | 15.875 |  |  |  | 81 | [26 empty] | D:5 1/2'' H:7/8'' |  |  |  |  | 160 | Clear Silver | 60 |  | Hardwired | 0 | 0 | 0 | 0 | 0 | 0 | 0 | 0 | 0 | 0 | 0 | 014817526967 | 15.5 | 15.5 | 14.75 | 7.4 | 2.051 | 250 | Yes | [8 empty] | ETL Damp |  | PENDANT | 1 - Light Tabby Pendant |  | P1317PN.jpg | P1317PN.jpg
P1318PN | 1 - Light Mini Pendant | Marrying an elegant spherical silhouette with the on-trend look of exposed lamping, the Tabby lighting collection by Feiss is an all-together modern update to a classic pendant. Two different silver leaf techniques are used to produce either a dark brown or true silver Mercury glass effect. The spun socket cup adds an extra special detail in the transition from the glass shade to the bulb. | LINE VOLTAGE PENDANT | Tabby | Pendants | Polished Nickel | PN |  | Silver Mercury Plating Glass | D:8.5" H:7.75" |  |  | 1 Medium A19 60w |  | 1 | No | [14 empty] | 0 | [12 empty] | 79.5 | 159 | 238.5 | D:8 1/2'' H:12 1/8'' O:77 1/2'' | 3.63 | 8.5 |  |  | 12.125 |  |  |  | 77.5 | [26 empty] | D:5 1/2'' H:7/8'' |  |  |  |  | 160 | Clear Silver | 60 |  | Hardwired | 0 | 0 | 0 | 0 | 0 | 0 | 0 | 0 | 0 | 0 | 0 | 014817526998 | 11.375 | 11.625 | 13.125 | 5.6 | 1.004 | 175 | Yes | [8 empty] | ETL Damp |  | PENDANT | 1 - Light Tabby Mini Pendant |  | P1318PN.jpg | P1318PN.jpg
P1320BS | 1 - Light Hounslow Mini Pendant | The unique, elongated dome shade is just the beginning of the design details featured in pendants and flush mounts of the Hounslow lighting collection by Feiss. To complement a wide range of décor, offered are three glass options: Clear glass to showcase a unique bulb, as well as two variations on Mercury glass, created by two different silver leaf techniques are used to produce either a dark brown or true silver Mercury glass. | LINE VOLTAGE PENDANT | Hounslow | Pendants | Brushed Steel | BS |  | Silver Mercury Plating Glass | D:6.5" H:9" |  |  | 1 Medium A19 60w |  | 1 | No | [14 empty] | 0 | [12 empty] | 94.45 | 188.9 | 283.35 | D:6 1/2'' H:13 3/8'' O:79'' | 2.49 | 6.5 |  |  | 13.375 |  |  |  | 79 | [26 empty] | D:5 1/2'' H:1 1/4'' Round |  |  |  |  | 160 |  | 60 |  | Hardwired | 0 | 0 | 0 | 0 | 0 | 0 | 0 | 0 | 0 | 0 | 0 | 014817527056 | 14 | 9.5 | 9.58 | 5.2 | 0.737 | 125 | Yes | [8 empty] | ETL Dry |  | PENDANT | 1 - Light Hounslow Mini Pendant |  | P1320BS.jpg | P1320BS.jpg
P1320ORB | 1 - Light Hounslow Mini Pendant | The unique, elongated dome shade is just the beginning of the design details featured in pendants and flush mounts of the Hounslow lighting collection by Feiss. To complement a wide range of décor, offered are three glass options: Clear glass to showcase a unique bulb, as well as two variations on Mercury glass, created by two different silver leaf techniques are used to produce either a dark brown or true silver Mercury glass. | LINE VOLTAGE PENDANT | Hounslow | Pendants | Oil Rubbed Bronze | ORB |  | Brown Mercury Plating Glass | D:6.5" H:9" |  |  | 1 Medium A19 60w |  | 1 | No | [14 empty] | 0 | [12 empty] | 94.45 | 188.9 | 283.35 | D:6 1/2'' H:13 3/8'' O:79'' | 2.49 | 6.5 |  |  | 13.375 |  |  |  | 79 | [26 empty] | D:5 1/2'' H:1 1/4'' Round |  |  |  |  | 160 | Brown | 60 |  | Hardwired | 0 | 0 | 0 | 0 | 0 | 0 | 0 | 0 | 0 | 0 | 0 | 014817527063 | 14.18 | 9.5 | 9.5 | 5.7 | 0.741 | 125 | Yes | [8 empty] | ETL Dry |  | PENDANT | 1 - Light Hounslow Mini Pendant |  | P1320ORB.jpg | P1320ORB.jpg
P1320PN | 1 - Light Hounslow Mini Pendant | The unique, elongated dome shade is just the beginning of the design details featured in pendants and flush mounts of the Hounslow lighting collection by Feiss. To complement a wide range of décor, offered are three glass options: Clear glass to showcase a unique bulb, as well as two variations on Mercury glass, created by two different silver leaf techniques are used to produce either a dark brown or true silver Mercury glass. | LINE VOLTAGE PENDANT | Hounslow | Pendants | Polished Nickel | PN |  | Silver Mercury Plating Glass | D:6.5" H:9" |  |  | 1 Medium A19 60w |  | 1 | No | [14 empty] | 0 | [12 empty] | 94.45 | 188.9 | 283.35 | D:6 1/2'' H:13 3/8'' O:79'' | 2.49 | 6.5 |  |  | 13.375 |  |  |  | 79 | [26 empty] | D:5 1/2'' H:1 1/4'' Round |  |  |  |  | 160 |  | 60 |  | Hardwired | 0 | 0 | 0 | 0 | 0 | 0 | 0 | 0 | 0 | 0 | 0 | 014817527070 | 9.5 | 9.625 | 14.375 | 5.6 | 0.761 | 125 | Yes | [8 empty] | ETL Dry |  | PENDANT | 1 - Light Hounslow Mini Pendant |  | P1320PN.jpg | P1320PN.jpg
P1325PN | 4 - Light Mini Audrie Pendant | With a sleek, sculptural shape, the Audrie lighting collection by Feiss marries a glamorous Hollywood Regency silhouette with a modern LED-centric design. The LEDs are nested in the vertical body frames, emitting a warm glow from arms of the sconces or the kinetic, mobile-like pendants. | LINE VOLTAGE PENDANT | Audrie | Pendants | Polished Nickel | PN | Steel/Aluminum/PC | [6 empty] | 4 | No | 250 | 2700 | 80 | 3 | 120 | 19 - Integrated | MODS - Modules |  |  |  | LED | 3 | 3 |  | 0 | [12 empty] | 342.95 | 685.9 | 1028.85 | W:7 1/8'' H:13 1/8'' O:58 3/8'' | 4.84 |  |  | 7.125 | 13.125 | Cross Bar |  |  | 58.375 | 22.375 - 58.375 | [25 empty] | H:1 1/2'' Round |  |  |  |  | 160 | Red / Black |  |  | Hardwired | 0 | 0 | 0 | 0 | 0 | 0 | 1 | 0 | 0 | 0 | 0 | 014817527643 | 15.75 | 10.75 | 6.75 | 5.25 | 0.661 | 125 | Yes | [8 empty] | ETL Dry |  | PENDANT | 4 - Light Mini Audrie Pendant |  | P1325PN.jpg | P1325PN.jpg
P1326DWO/ORB | 1 - Light Mini Lumiere' Pendant | Based on French countryside influences and a hand-crafted, artisan aesthetic, the Lumière lighting collection by Feiss is rich in texture and celebrates a classic lantern silhouette. Cross-hatched, Dark Weathered Oak wood (pressure treated to minimize cracking and weather well over time) is coupled with seeded glass and rope details to complete the look. The outdoor Lumière in Oil Rubbed Bronze finish is also offered in clean-lined option without the cross-hatched wood. | LINE VOLTAGE PENDANT | Lumiere' | Pendants | Dark Weathered Oak / Oil Rubbed Bronze | DWO/ORB |  | Clear Seeded Clear Glass |  |  |  | 1 Medium A19 75w |  | 1 | No | [14 empty] | 0 | [12 empty] | 213.45 | 426.9 | 640.35 | L:6 1/4'' W:6 1/4'' H:21 1/2'' | 5.28 |  | 6.25 | 6.25 | 21.5 | Other | [29 empty] | H:1 1/8'' Round |  |  |  |  | 160 | Black | 60 |  | Hardwired | 0 | 0 | 0 | 0 | 0 | 0 | 0 | 0 | 0 | 0 | 0 | 014817529142 | 17 | 12.5 | 9.5 | 7.5 | 1.168 | 125 | Yes | [8 empty] | ETL Dry |  | PENDANT | 1 - Light Mini Lumiere' Pendant |  | P1326DWOORB.jpg | P1326DWOORB.jpg
P1328ORB | 1 - Light Mini Lumiere' Pendant | Based on French countryside influences and a hand-crafted, artisan aesthetic, the Lumière lighting collection by Feiss is rich in texture and celebrates a classic lantern silhouette. Cross-hatched, Dark Weathered Oak wood (pressure treated to minimize cracking and weather well over time) is coupled with seeded glass and rope details to complete the look. The outdoor Lumière in Oil Rubbed Bronze finish is also offered in clean-lined option without the cross-hatched wood. | LINE VOLTAGE PENDANT | Lumiere' | Pendants | Oil Rubbed Bronze | ORB |  | Clear Seeded Glass |  |  |  | 1 Medium A19 75w |  | 1 | No | [14 empty] | 0 | [12 empty] | 157.45 | 314.9 | 472.35 | L:6 1/4'' W:6 1/4'' H:15 1/2'' O:81 1/2'' | 5.72 |  | 6.25 | 6.25 | 15.5 | Other |  |  | 81.5 | [26 empty] | H:1 1/8'' Round |  |  |  |  | 160 | Black | 60 |  | Hardwired | 0 | 0 | 0 | 0 | 0 | 0 | 0 | 0 | 0 | 0 | 0 | 014817527681 | 17.5 | 9.75 | 15.25 | 7.7 | 1.506 | 175 | Yes | [8 empty] | ETL Dry |  | PENDANT | 1 - Light Mini Lumiere' Pendant |  | P1328ORB.jpg | P1328ORB.jpg
P1329HTBZ | One Light Mini-Pendant | Wine glass-shaped, Opal Etched glass shades inspired the name of the transitional Vintner lighting collection and are finished with a beautiful ripple accent at the base. The sweeping body design is achieved by using smaller arms at the top and slightly larger arms below. At the transition point, a decorative sphere detail acts as a perch for each glass shade for an overall elegantly simple silhouette. Offered in Heritage Bronze or Satin Nickel finishes, the large assortment includes 5-Light, 9-Light and 18-Light Chandeliers, 3-Light Semi-Flushmount, 3-Light Uplight Chandelier, 3-Light Downlight Chandelier, 3-Light Island, 1-Light Mini-Pendant, 3-Light Uplight Pendant, 1-Light Wall Sconce, 11” and 13” 2-Light Flushmounts, 3-Light Flushmount, 2-Light Vanity, 3-Light Vanity and a 4-Light Vanity. | LINE VOLTAGE PENDANT | Vintner | Pendants | Heritage Bronze | HTBZ | Steel | White Opal Etched Glass | D:4.5" H:5.625" |  |  | 1 Medium A19 75w |  | 1 | No | [14 empty] | 0 | [12 empty] | 57.45 | 114.9 | 172.35 | L:7 1/8'' W:4 1/2'' H:12 5/8'' | 3 |  | 7.125 | 4.5 | 12.625 | Screw Collar - Stem |  |  |  | 22.125 - 58.125 |  |  | No |  | No | [20 empty] | D:5 1/2'' H:1 1/4'' Round |  |  |  |  | 180 | Brown |  |  | Hardwired | 0 | 0 | 0 | 0 | 1 | 0 | 0 | 1 | 0 | 0 | 0 | 014817536003 | 15 | 10 | 8.75 | 5.1 | 0.76 | 125 | Yes | [9 empty] | cETL Dry | VINTNER 1L MINPEND-HTBZ | One Light Mini-Pendant |  | P1329HTBZ.jpg | P1329HTBZ.jpg
P1329SN | One Light Mini-Pendant | Wine glass-shaped, Opal Etched glass shades inspired the name of the transitional Vintner lighting collection and are finished with a beautiful ripple accent at the base. The sweeping body design is achieved by using smaller arms at the top and slightly larger arms below. At the transition point, a decorative sphere detail acts as a perch for each glass shade for an overall elegantly simple silhouette. Offered in Heritage Bronze or Satin Nickel finishes, the large assortment includes 5-Light, 9-Light and 18-Light Chandeliers, 3-Light Semi-Flushmount, 3-Light Uplight Chandelier, 3-Light Downlight Chandelier, 3-Light Island, 1-Light Mini-Pendant, 3-Light Uplight Pendant, 1-Light Wall Sconce, 11” and 13” 2-Light Flushmounts, 3-Light Flushmount, 2-Light Vanity, 3-Light Vanity and a 4-Light Vanity. | LINE VOLTAGE PENDANT | Vintner | Pendants | Satin Nickel | SN | Steel | White Opal Etched Glass | D:4.5" H:5.625" |  |  | 1 Medium A19 75w |  | 1 | No | [14 empty] | 0 | [12 empty] | 57.45 | 114.9 | 172.35 | L:7 1/8'' W:4 1/2'' H:12 5/8'' | 3 |  | 7.125 | 4.5 | 12.625 | Screw Collar - Stem |  |  |  | 22.125 - 58.125 |  |  | No |  | No | [20 empty] | D:5 1/2'' H:1 1/4'' Round |  |  |  |  | 180 | Clear |  |  | Hardwired | 0 | 0 | 0 | 0 | 1 | 0 | 0 | 1 | 0 | 0 | 0 | 014817541564 | 15.75 | 10 | 8.5 | 5.3 | 0.775 | 125 | Yes | [9 empty] | cETL Dry | VINTNER 1L MINPEND-SN | One Light Mini-Pendant |  | P1329SN.jpg | P1329SN.jpg
P1330PN | 1 - Light Crystal Inlay Mini-Pendant Polished Nickel | Inspired by the craftsmanship of fine jewelry, a Crystal inlay is coupled with the Polished Nickel finish and White Shantung Silk shades in each fixture of the Pavé lighting collection by Feiss to add sparkle in an unexpected and cleanly tailored way. This transitional design delivers vibrant elegance to any room’s design without overpowering the rest of the beautiful décor. The lighting collection includes a 5-Light Chandelier, 3-Light Chandelier, 3-Light Drum, 1-Light Mini-Pendant, 2-Light Flushmount, 1-Light Wall Sconce, as well as 2-Light, 3-Light and 4-Light Vanity fixtures which all have Opal Etched glass shades. | LINE VOLTAGE PENDANT | Pave | Pendants | Polished Nickel | PN | Steel |  |  |  |  | 1 Medium A19 75w |  | 1 | No | [14 empty] | 0 | [12 empty] | 97.45 | 194.9 | 292.35 | D:5 1/2'' H:13 1/2'' O:58 13/16'' | 3.5 | 5.5 |  |  | 13.5 | Dual Mount |  |  | 58.8125 | 22.8125 - 58.8125 | [30 empty] | 180 | Clear |  |  | Hardwired | 0 | 0 | 0 | 0 | 0 | 0 | 0 | 0 | 0 | 0 | 0 | 014817536225 | 19.25 | 9.25 | 8.25 | 4 | 0.85 | 175 | Yes | [9 empty] | cETL Dry | 1L Crystal Inlay Mini-Pendant Polished Nickel | 1 - Light Mini-Pendant |  | P1330PN.jpg | P1330PN.jpg
P1334SN/CH | 1 - Light Mini-Pendant | With a modernized wagon wheel silhouette, the Jonah lighting collection by Feiss has cylindrical, Crackled glass shades with White inner glass to create soft light. Further updating the period inspired aesthetic is the two-toned finish of Satin Nickel with Chrome accents to highlight the design details. The two-tiered, 9-light chandelier is particularly dramatic and will be the highlight of any space. Lighting fixtures include 4- and 6-light chandeliers; an 8-light island chandelier; a 2-tiered, 9-light chandelier; and a 1-light mini-pendant. | LINE VOLTAGE PENDANT | Jonah | Pendants | Satin Nickel / Chrome | SN/CH | Steel | White Opal Etched Glass | D:3.375" H:8" |  |  | 1 Medium A19 75w |  | 1 | No | [14 empty] | 0 | [12 empty] | 62.45 | 124.9 | 187.35 | D:5 1/2'' H:9 1/4'' O:54 1/4'' | 4 | 5.5 |  |  | 9.25 | Swivel |  |  | 54.25 | 18.25 - 54.25 | [25 empty] | D:5 1/2'' H:1 1/8'' Round |  |  |  |  | 180 | Clear |  |  | Hardwired | 0 | 0 | 0 | 0 | 0 | 0 | 0 | 0 | 0 | 0 | 0 | 014817565027 | 18 | 9.25 | 8.5 | 6.3 | 0.819 | 125 | Yes | [9 empty] | cETL Damp | 1L MINI-PENDANT S.NKL CHRM | 1 - Light Mini-Pendant |  | P1334SNCH.jpg | P1334SNCH.jpg
P1341DWZ/WO | One Light Mini-Pendant | The sweeping silhouette of the Hartsville was inspired by the farmhouses and country life of the Colonial American heartland. The Dark Weathered Zinc finish coupled with the soft, distressed Weathered Oak detailing, these designs are perfect in any number of settings from traditional to coastal casual décor. The assortment of incandescent fixtures includes 3-light, 5-light and 9-light chandeliers, a 6-light island chandelier, a 1-light mini-pendant, as well as 1-light and 2-light wall sconces. | LINE VOLTAGE PENDANT | Hartsville | Pendants | Dark Weathered Zinc / Weathered Oak | DWZ/WO | Resin / Steel |  |  |  |  | 1 Candelabra Torpedo 60w |  | 1 | No | [14 empty] | 0 | [12 empty] | 72.98 | 145.96 | 218.94 | L:7 3/4'' W:2 1/4'' H:15 1/4'' O:80 1/2'' | 3 |  | 7.75 | 2.25 | 15.25 | Screw Collar - Chain |  |  | 80.5 |  |  |  | No |  | No | [20 empty] | D:5'' H:1'' Round |  |  |  |  | 180 | Black | 60 |  | Hardwired | 0 | 0 | 0 | 0 | 1 | 0 | 0 | 1 | 0 | 0 | 0 | 014817541786 | 16.5 | 10.5 | 4 | 3.7 | 0.401 | 100 | Yes | 6 | 10014817541783 | 25 | 17.25 | 11 | 24.3 | 2.745 | Yes |  | cETL Dry | HARTSVILLE 1L MIN-PEND-DWZ/WO | One Light Mini-Pendant |  | P1341DWZWO.jpg | P1341DWZWO.jpg
P1341EN/DWZ/WO | One Light Mini-Pendant | The sweeping silhouette of the Hartsville was inspired by the farmhouses and country life of the Colonial American heartland. The Dark Weathered Zinc finish coupled with the soft, distressed Weathered Oak detailing, these designs are perfect in any number of settings from traditional to coastal casual décor. The assortment of incandescent fixtures includes 3-light, 5-light and 9-light chandeliers, a 6-light island chandelier, a 1-light mini-pendant, as well as 1-light and 2-light wall sconces. | LINE VOLTAGE PENDANT | Hartsville | Pendants | Dark Weathered Zinc / Weathered Oak | DWZ/WO | Resin / Steel |  |  |  |  | 1 Candelabra Torpedo 3.5w |  | 1 | Yes | [14 empty] | 0 | [12 empty] | 75.45 | 150.9 | 226.35 | L:7 3/4'' W:2 1/4'' H:15 1/4'' O:80 1/2'' | 3 |  | 7.75 | 2.25 | 15.25 | Screw Collar - Chain |  |  | 80.5 |  |  |  | No |  | No | [20 empty] | D:5'' H:1'' Round |  |  |  |  | 180 | Black | 60 |  | Hardwired | 0 | 0 | 0 | 1 | 1 | 0 | 0 | 0 | 0 | 0 | 0 | 785652084294 | 16.5 | 10.5 | 4 | 3.7 | 0.401 | 100 | Yes | [9 empty] | cETL Dry | HARTSVILLE 1L MIN-PEND-DWZ/WO | One Light Mini-Pendant |  | P1341EN/DWZ/WO.jpg | P1341EN.jpg
P1347PAGB/DWZ | 1 - Light Pendant | The Baskin lighting collection by Feiss is an ultra-clean, modern take on the classic antique socket pendant light. In three, iconic silhouettes (cone, chimney and dome), the Clear Thick glass 1-light pendants bring warmth and sparkle, while beautifully complementing all types of surroundings. The finishes offered include Polished Nickel for a more contemporary feel, as well as a unique combination of Painted Aged Brass with Dark Weathered Zinc which works well in a more rustic décor. Within the sleek and elegant shades, an incandescent Edison-style lamp (not included) becomes a dramatic focal point. | LINE VOLTAGE PENDANT | Baskin | Pendants | Painted Aged Brass / Dark Weathered Zinc | PAGB/DWZ | Steel | Clear Glass |  |  |  | 1 Medium A19 60w |  | 1 | No | [14 empty] | 0 | [12 empty] | 79.95 | 159.9 | 239.85 | D:8 1/2'' H:11 5/8'' | 5.3 | 8.5 |  |  | 11.625 | [35 empty] | 180 | Black |  |  | Hardwired | 0 | 0 | 0 | 0 | 0 | 0 | 0 | 0 | 0 | 0 | 0 | 014817503364 | 19.75 | 12.75 | 12.75 | 8.3 | 1.858 | 175 | Yes | [9 empty] | cETL Dry | 1L Baskin Pendant Painted Aged Brass / Dark Weathered Zinc | 1 - Light Pendant |  | P1347PAGBDWZ.jpg | P1347PAGBDWZ.jpg
P1347PN | 1 - Light Pendant | The Baskin lighting collection by Feiss is an ultra-clean, modern take on the classic antique socket pendant light. In three, iconic silhouettes (cone, chimney and dome), the Clear Thick glass 1-light pendants bring warmth and sparkle, while beautifully complementing all types of surroundings. The finishes offered include Polished Nickel for a more contemporary feel, as well as a unique combination of Painted Aged Brass with Dark Weathered Zinc which works well in a more rustic décor. Within the sleek and elegant shades, an incandescent Edison-style lamp (not included) becomes a dramatic focal point. | LINE VOLTAGE PENDANT | Baskin | Pendants | Polished Nickel | PN | Steel | Clear Glass |  |  |  | 1 Medium A19 60w |  | 1 | No | [14 empty] | 0 | [12 empty] | 79.95 | 159.9 | 239.85 | D:8 1/2'' H:11 5/8'' | 5.4 | 8.5 |  |  | 11.625 | [35 empty] | 180 | Black |  |  | Hardwired | 0 | 0 | 0 | 0 | 0 | 0 | 0 | 0 | 0 | 0 | 0 | 014817540918 | 19.58 | 12.5 | 13.25 | 8.4 | 1.877 | 175 | Yes | [9 empty] | cETL Dry | 1L Baskin Pendant Polished Nickel | 1 - Light Pendant |  | P1347PN.jpg | P1347PN.jpg
P1348PAGB/DWZ | 1 - Light Pendant | The Baskin lighting collection by Feiss is an ultra-clean, modern take on the classic antique socket pendant light. In three, iconic silhouettes (cone, chimney and dome), the Clear Thick glass 1-light pendants bring warmth and sparkle, while beautifully complementing all types of surroundings. The finishes offered include Polished Nickel for a more contemporary feel, as well as a unique combination of Painted Aged Brass with Dark Weathered Zinc which works well in a more rustic décor. Within the sleek and elegant shades, an incandescent Edison-style lamp (not included) becomes a dramatic focal point. | LINE VOLTAGE PENDANT | Baskin | Pendants | Painted Aged Brass / Dark Weathered Zinc | PAGB/DWZ | Steel | Clear Glass |  |  |  | 1 Medium A19 60w |  | 1 | No | [14 empty] | 0 | [12 empty] | 85.45 | 170.9 | 256.35 | D:10'' H:10 3/8'' | 5.9 | 10 |  |  | 10.375 | [35 empty] | 180 | Black |  |  | Hardwired | 0 | 0 | 0 | 0 | 0 | 0 | 0 | 0 | 0 | 0 | 0 | 014817505207 | 14 | 11 | 14 | 9.9 | 1.248 | 125 | Yes | [9 empty] | cETL Dry | 1L Pendant Painted Aged Brass / Dark Weathered Zinc | 1 - Light Pendant |  | P1348PAGBDWZ.jpg | P1348PAGBDWZ.jpg
P1348PN | 1 - Light Pendant | The Baskin lighting collection by Feiss is an ultra-clean, modern take on the classic antique socket pendant light. In three, iconic silhouettes (cone, chimney and dome), the Clear Thick glass 1-light pendants bring warmth and sparkle, while beautifully complementing all types of surroundings. The finishes offered include Polished Nickel for a more contemporary feel, as well as a unique combination of Painted Aged Brass with Dark Weathered Zinc which works well in a more rustic décor. Within the sleek and elegant shades, an incandescent Edison-style lamp (not included) becomes a dramatic focal point. | LINE VOLTAGE PENDANT | Baskin | Pendants | Polished Nickel | PN | Steel | Clear Glass |  |  |  | 1 Medium A19 60w |  | 1 | No | [14 empty] | 0 | [12 empty] | 85.45 | 170.9 | 256.35 | D:10'' H:10 3/8'' | 5.6 | 10 |  |  | 10.375 | [35 empty] | 180 | Black |  |  | Hardwired | 0 | 0 | 0 | 0 | 0 | 0 | 0 | 0 | 0 | 0 | 0 | 014817540925 | 20.5 | 14.25 | 13.5 | 9.6 | 2.282 | 175 | Yes | [9 empty] | cETL Dry | 1L Baskin Pendant Polished Nickel | 1 - Light Pendant |  | P1348PN.jpg | P1348PN.jpg
P1349PAGB/DWZ | 1 - Light Pendant | The Baskin lighting collection by Feiss is an ultra-clean, modern take on the classic antique socket pendant light. In three, iconic silhouettes (cone, chimney and dome), the Clear Thick glass 1-light pendants bring warmth and sparkle, while beautifully complementing all types of surroundings. The finishes offered include Polished Nickel for a more contemporary feel, as well as a unique combination of Painted Aged Brass with Dark Weathered Zinc which works well in a more rustic décor. Within the sleek and elegant shades, an incandescent Edison-style lamp (not included) becomes a dramatic focal point. | LINE VOLTAGE PENDANT | Baskin | Pendants | Painted Aged Brass / Dark Weathered Zinc | PAGB/DWZ | Steel | Clear Glass |  |  |  | 1 Medium A19 60w |  | 1 | No | [14 empty] | 0 | [12 empty] | 85.45 | 170.9 | 256.35 | D:9'' H:10 3/4'' | 5.5 | 9 |  |  | 10.75 | [35 empty] | 180 | Black |  |  | Hardwired | 0 | 0 | 0 | 0 | 0 | 0 | 0 | 0 | 0 | 0 | 0 | 014817503432 | 19.6 | 12.5 | 13.5 | 9.5 | 1.914 | 175 | Yes | [9 empty] | cETL Dry | 1L Baskin Pendant Painted Aged Brass / Dark Weathered Zinc | 1 - Light Pendant |  | P1349PAGBDWZ.jpg | P1349PAGBDWZ.jpg
P1349PN | 1 - Light Pendant | The Baskin lighting collection by Feiss is an ultra-clean, modern take on the classic antique socket pendant light. In three, iconic silhouettes (cone, chimney and dome), the Clear Thick glass 1-light pendants bring warmth and sparkle, while beautifully complementing all types of surroundings. The finishes offered include Polished Nickel for a more contemporary feel, as well as a unique combination of Painted Aged Brass with Dark Weathered Zinc which works well in a more rustic décor. Within the sleek and elegant shades, an incandescent Edison-style lamp (not included) becomes a dramatic focal point. | LINE VOLTAGE PENDANT | Baskin | Pendants | Polished Nickel | PN | Steel | Clear Glass |  |  |  | 1 Medium A19 60w |  | 1 | No | [14 empty] | 0 | [12 empty] | 85.45 | 170.9 | 256.35 | D:9'' H:10 3/4'' | 5.2 | 9 |  |  | 10.75 | [35 empty] | 180 | Black |  |  | Hardwired | 0 | 0 | 0 | 0 | 0 | 0 | 0 | 0 | 0 | 0 | 0 | 014817540932 | 19.38 | 12.5 | 12.5 | 9.2 | 1.752 | 175 | Yes | [9 empty] | cETL Dry | 1L Baskin Pendant Polished Nickel | 1 - Light Pendant |  | P1349PN.jpg | P1349PN.jpg
P1354ORB | 1 - Light Mini-Pendant | The Hobson lighting collection by Feiss brings the industrial-inspired pendant to a whole new level of modern detail and technology. The top pivot adds authenticity, and the large selection of shades, including three metal finishes of Aged Brass, Oil Rubbed Bronze or Satin Nickel or two glass options of Opal Etched Case or Clear Seeded glass, meets any design objective. The pendants have four lamping options traditional or Antique-style incandescent, fluorescent or LED. The assortment includes a 1-light mini-pendant, medium and large 1-light pendants, a 3-light island pendant and a 3-light chandelier. | LINE VOLTAGE PENDANT | Hobson | Pendants | Oil Rubbed Bronze | ORB | Steel | Clear Seeded Glass |  |  |  | 1 Medium A19 75w |  | 1 | No | [14 empty] | 0 | [12 empty] | 102.45 | 204.9 | 307.35 | D:7 1/2'' H:11 3/4'' O:56 3/8'' | 4.9 | 7.5 |  |  | 11.75 |  |  |  | 56.375 | 20.375 - 56.375 | [30 empty] | 180 | Black/White |  |  | Hardwired | 0 | 0 | 0 | 0 | 0 | 0 | 0 | 0 | 0 | 0 | 0 | 014817537444 | 15 | 12.25 | 11.5 | 5.4 | 1.223 | 175 | Yes | [9 empty] | cETL Dry | 1L Hobson Mini -Pendant Oil Rubbed Bronze | 1 - Light Mini-Pendant |  | P1354ORB.jpg | P1354ORB.jpg
P1354SN | 1 - Light Mini-Pendant | The Hobson lighting collection by Feiss brings the industrial-inspired pendant to a whole new level of modern detail and technology. The top pivot adds authenticity, and the large selection of shades, including three metal finishes of Aged Brass, Oil Rubbed Bronze or Satin Nickel or two glass options of Opal Etched Case or Clear Seeded glass, meets any design objective. The pendants have four lamping options traditional or Antique-style incandescent, fluorescent or LED. The assortment includes a 1-light mini-pendant, medium and large 1-light pendants, a 3-light island pendant and a 3-light chandelier. | LINE VOLTAGE PENDANT | Hobson | Pendants | Satin Nickel | SN | Steel | Clear Seeded Glass |  |  |  | 1 Medium A19 75w |  | 1 | No | [14 empty] | 0 | [12 empty] | 102.45 | 204.9 | 307.35 | D:7 1/2'' H:11 3/4'' O:56 3/8'' | 4.1 | 7.5 |  |  | 11.75 |  |  |  | 56.375 | 20.375 - 56.375 | [30 empty] | 180 | Black/White |  |  | Hardwired | 0 | 0 | 0 | 0 | 0 | 0 | 0 | 0 | 0 | 0 | 0 | 014817537598 | 14.75 | 11.58 | 12.75 | 4.9 | 1.26 | 250 | Yes | [9 empty] | cETL Dry | 1L Hobson Mini -Pendant Satin Nickel | 1 - Light Mini-Pendant |  | P1354SN.jpg | P1354SN.jpg
P1355ORB | 1 - Light Pendant | The Hobson lighting collection by Feiss brings the industrial-inspired pendant to a whole new level of modern detail and technology. The top pivot adds authenticity, and the large selection of shades, including three metal finishes of Aged Brass, Oil Rubbed Bronze or Satin Nickel or two glass options of Opal Etched Case or Clear Seeded glass, meets any design objective. The pendants have four lamping options traditional or Antique-style incandescent, fluorescent or LED. The assortment includes a 1-light mini-pendant, medium and large 1-light pendants, a 3-light island pendant and a 3-light chandelier. | LINE VOLTAGE PENDANT | Hobson | Pendants | Oil Rubbed Bronze | ORB | Steel | Clear Seeded Glass |  |  |  | 1 Medium A19 75w |  | 1 | No | [14 empty] | 0 | [12 empty] | 119.95 | 239.9 | 359.85 | D:9 1/2'' H:14 1/8'' O:59'' | 6 | 9.5 |  |  | 14.125 |  |  |  | 59 | 23 - 59 | [30 empty] | 180 | Black/White |  |  | Hardwired | 0 | 0 | 0 | 0 | 0 | 0 | 0 | 0 | 0 | 0 | 0 | 014817537451 | 15.75 | 14.5 | 13.5 | 8.2 | 1.784 | 175 | Yes | [9 empty] | cETL Dry | 1L Hobson Pendant Oil Rubbed Bronze | 1 - Light Pendant |  | P1355ORB.jpg | P1355ORB.jpg
P1355SN | 1 - Light Pendant | The Hobson lighting collection by Feiss brings the industrial-inspired pendant to a whole new level of modern detail and technology. The top pivot adds authenticity, and the large selection of shades, including three metal finishes of Aged Brass, Oil Rubbed Bronze or Satin Nickel or two glass options of Opal Etched Case or Clear Seeded glass, meets any design objective. The pendants have four lamping options traditional or Antique-style incandescent, fluorescent or LED. The assortment includes a 1-light mini-pendant, medium and large 1-light pendants, a 3-light island pendant and a 3-light chandelier. | LINE VOLTAGE PENDANT | Hobson | Pendants | Satin Nickel | SN | Steel | Clear Seeded Glass |  |  |  | 1 Medium A19 75w |  | 1 | No | [14 empty] | 0 | [12 empty] | 119.95 | 239.9 | 359.85 | D:9 1/2'' H:14 1/8'' O:59'' | 6 | 9.5 |  |  | 14.125 |  |  |  | 59 | 23 - 59 | [30 empty] | 180 | Black/White |  |  | Hardwired | 0 | 0 | 0 | 0 | 0 | 0 | 0 | 0 | 0 | 0 | 0 | 014817537604 | 16 | 14.5 | 13.75 | 7.6 | 1.846 | 175 | Yes | [9 empty] | cETL Dry | 1L Hobson Pendant Satin Nickel | 1 - Light Pendant |  | P1355SN.jpg | P1355SN.jpg
P1356ORB | 1 - Light Pendant | The Hobson lighting collection by Feiss brings the industrial-inspired pendant to a whole new level of modern detail and technology. The top pivot adds authenticity, and the large selection of shades, including three metal finishes of Aged Brass, Oil Rubbed Bronze or Satin Nickel or two glass options of Opal Etched Case or Clear Seeded glass, meets any design objective. The pendants have four lamping options traditional or Antique-style incandescent, fluorescent or LED. The assortment includes a 1-light mini-pendant, medium and large 1-light pendants, a 3-light island pendant and a 3-light chandelier. | LINE VOLTAGE PENDANT | Hobson | Pendants | Oil Rubbed Bronze | ORB | Steel | Clear Seeded Glass |  |  |  | 1 Medium A19 75w |  | 1 | No | [14 empty] | 0 | [12 empty] | 182.95 | 365.9 | 548.85 | D:14'' H:20 1/2'' O:66 1/8'' | 6 | 14 |  |  | 20.5 |  |  |  | 66.125 | 30.125 - 66.125 | [30 empty] | 180 | Black/White |  |  | Hardwired | 0 | 0 | 0 | 0 | 0 | 0 | 0 | 0 | 0 | 0 | 0 | 014817537468 | 17 | 17 | 16 | 12.5 | 2.676 | 175 | Yes | [9 empty] | cETL Dry | 1L Hobson Pendant Oil Rubbed Bronze | 1 - Light Pendant |  | P1356ORB.jpg | P1356ORB.jpg
P1356SN | 1 - Light Pendant | The Hobson lighting collection by Feiss brings the industrial-inspired pendant to a whole new level of modern detail and technology. The top pivot adds authenticity, and the large selection of shades, including three metal finishes of Aged Brass, Oil Rubbed Bronze or Satin Nickel or two glass options of Opal Etched Case or Clear Seeded glass, meets any design objective. The pendants have four lamping options traditional or Antique-style incandescent, fluorescent or LED. The assortment includes a 1-light mini-pendant, medium and large 1-light pendants, a 3-light island pendant and a 3-light chandelier. | LINE VOLTAGE PENDANT | Hobson | Pendants | Satin Nickel | SN | Steel | Clear Seeded Glass |  |  |  | 1 Medium A19 75w |  | 1 | No | [14 empty] | 0 | [12 empty] | 182.95 | 365.9 | 548.85 | D:14'' H:20 1/2'' O:66 1/8'' | 10 | 14 |  |  | 20.5 |  |  |  | 66.125 | 30.125 - 66.125 | [30 empty] | 180 | Black/White |  |  | Hardwired | 0 | 0 | 0 | 0 | 0 | 0 | 0 | 0 | 0 | 0 | 0 | 014817537611 | 17.5 | 17.5 | 16.5 | 13.5 | 2.924 | 175 | Yes | [9 empty] | cETL Dry | 1L Hobson Pendant Satin Nickel | 1 - Light Pendant |  | P1356SN.jpg | P1356SN.jpg
P1357ORB | 1 - Light Mini-Pendant | The Hobson lighting collection by Feiss brings the industrial-inspired pendant to a whole new level of modern detail and technology. The top pivot adds authenticity, and the large selection of shades, including three metal finishes of Aged Brass, Oil Rubbed Bronze or Satin Nickel or two glass options of Opal Etched Case or Clear Seeded glass, meets any design objective. The pendants have four lamping options traditional or Antique-style incandescent, fluorescent or LED. The assortment includes a 1-light mini-pendant, medium and large 1-light pendants, a 3-light island pendant and a 3-light chandelier. | LINE VOLTAGE PENDANT | Hobson | Pendants | Oil Rubbed Bronze | ORB | Steel | Metal |  |  |  | 1 Medium A19 75w |  | 1 | No | [14 empty] | 0 | [12 empty] | 113.95 | 227.9 | 341.85 | D:7 1/2'' H:11 3/4'' O:56 3/8'' | 4 | 7.5 |  |  | 11.75 |  |  |  | 56.375 | 20.375 - 56.375 | [30 empty] | 180 | Black/White |  |  | Hardwired | 0 | 0 | 0 | 0 | 0 | 0 | 0 | 0 | 0 | 0 | 0 | 014817537499 | 14.75 | 12.5 | 11.75 | 5 | 1.254 | 175 | Yes | [9 empty] | cETL Dry | 1L Hobson Mini -Pendant Oil Rubbed Bronze | 1 - Light Mini-Pendant |  | P1357ORB.jpg | P1357ORB.jpg
P1357SN | 1 - Light Mini-Pendant | The Hobson lighting collection by Feiss brings the industrial-inspired pendant to a whole new level of modern detail and technology. The top pivot adds authenticity, and the large selection of shades, including three metal finishes of Aged Brass, Oil Rubbed Bronze or Satin Nickel or two glass options of Opal Etched Case or Clear Seeded glass, meets any design objective. The pendants have four lamping options traditional or Antique-style incandescent, fluorescent or LED. The assortment includes a 1-light mini-pendant, medium and large 1-light pendants, a 3-light island pendant and a 3-light chandelier. | LINE VOLTAGE PENDANT | Hobson | Pendants | Satin Nickel | SN | Steel | Metal |  |  |  | 1 Medium A19 75w |  | 1 | No | [14 empty] | 0 | [12 empty] | 113.95 | 227.9 | 341.85 | D:7 1/2'' H:11 3/4'' O:56 3/8'' | 4 | 7.5 |  |  | 11.75 |  |  |  | 56.375 | 20.375 - 56.375 | [30 empty] | 180 | Black/White |  |  | Hardwired | 0 | 0 | 0 | 0 | 0 | 0 | 0 | 0 | 0 | 0 | 0 | 014817537642 | 14.75 | 11.5 | 13 | 4.8 | 1.276 | 250 | Yes | [9 empty] | cETL Dry | 1L Hobson Mini -Pendant Satin Nickel | 1 - Light Mini-Pendant |  | P1357SN.jpg | P1357SN.jpg
P1368AGP | 1 - Light Mini-Pendant | With the Corddello pendant light collection by Feiss, you can create completely custom designs. Two styles of vintage-inspired turned sockets, available in four finishes, bring the look of a bare lamp (antique inspired Edison-style lamps are available) to a whole new level. Install a single pendant for accent lighting or cluster several together in a dramatic lighting installation. Perfect for contemporary or traditional settings. The 1-light mini-pendants are available in Aged Pewter with Black Fabric Cord, Dark Aged Brass with Black Fabric Cord, Driftwood with Gray Fabric Cord, and Weathered Oak with Black Fabric Cord. | LINE VOLTAGE PENDANT | Corddello | Pendants | Aged Pewter | AGP | Steel |  |  |  |  | 1 Medium A19 60w |  | 1 | No | [14 empty] | 0 | [12 empty] | 34.95 | 69.9 | 104.85 | D:4 3/8'' H:4'' | 1.7 | 4.375 |  |  | 4 | [35 empty] | 180 | Black |  |  | Hardwired | 0 | 0 | 0 | 0 | 0 | 0 | 0 | 0 | 0 | 0 | 0 | 014817541281 | 11.75 | 6 | 3.25 | 2 | 0.133 | 70 | Yes | 8 | 10014817541288 | 23.25 | 12 | 7.5 | 17.3 | 1.211 | Yes |  | cETL Dry | 1L Cordello Mini-Pendant Aged Pewter | 1 - Light Mini-Pendant |  | P1368AGP.jpg | P1368AGP.jpg
P1368WO | 1 - Light Mini-Pendant | With the Corddello pendant light collection by Feiss, you can create completely custom designs. Two styles of vintage-inspired turned sockets, available in four finishes, bring the look of a bare lamp (antique inspired Edison-style lamps are available) to a whole new level. Install a single pendant for accent lighting or cluster several together in a dramatic lighting installation. Perfect for contemporary or traditional settings. The 1-light mini-pendants are available in Aged Pewter with Black Fabric Cord, Dark Aged Brass with Black Fabric Cord, Driftwood with Gray Fabric Cord, and Weathered Oak with Black Fabric Cord. | LINE VOLTAGE PENDANT | Corddello | Pendants | Weathered Oak | WO | Steel |  |  |  |  | 1 Medium A19 60w |  | 1 | No | [14 empty] | 0 | [12 empty] | 34.95 | 69.9 | 104.85 | D:4 3/8'' H:4'' | 1.7 | 4.375 |  |  | 4 | [35 empty] | 180 | Dark Grey |  |  | Hardwired | 0 | 0 | 0 | 0 | 0 | 0 | 0 | 0 | 0 | 0 | 0 | 014817541243 | 11.5 | 5.75 | 3.25 | 2 | 0.124 | 70 | Yes | 8 | 10014817541240 | 23 | 12 | 7.75 | 17.3 | 1.238 | Yes |  | cETL Dry | 1L Cordello Mini-Pendant Weathered Oak | 1 - Light Mini-Pendant |  | P1368WO.jpg | P1368WO.jpg
P1370ORB | 1 - Light Pendant | The modern Frontage pendant light collection by Feiss is an updated interpretation of a vintage warehouse fixture. In conical silhouettes, the hand blown Opal Etched glass or Pressed Clear glass shades create a dramatic contrast to the industrial frame detail which crowns each pendant. When Edison-style lamps are selected, they reinforce the vintage reference while giving the fixtures a dramatic and contemporary flair. These 1-light pendants are available with either Oil Rubbed Bronze or Satin Nickel finishes. | LINE VOLTAGE PENDANT | Frontage | Pendants | Oil Rubbed Bronze | ORB | Steel / Glass | Clear Glass |  |  |  | 1 Medium A19 60w |  | 1 | No | [14 empty] | 0 | [12 empty] | 128.95 | 257.9 | 386.85 | D:10'' H:13 1/4'' O:78 3/8'' | 7.6 | 10 |  |  | 13.25 | Cap Nuts |  |  | 78.375 | [31 empty] | 180 | Black | 60 |  | Hardwired | 0 | 0 | 0 | 0 | 0 | 0 | 0 | 0 | 0 | 0 | 0 | 014817541366 | 18.25 | 15 | 13.5 | 10.6 | 2.139 | 175 | Yes | [9 empty] | cETL Dry | 1L Frontage Pendant Oil Rubbed Bronze | 1 - Light Pendant |  | P1370ORB.jpg | P1370ORB.jpg
P1370SN | 1 - Light Pendant | The modern Frontage pendant light collection by Feiss is an updated interpretation of a vintage warehouse fixture. In conical silhouettes, the hand blown Opal Etched glass or Pressed Clear glass shades create a dramatic contrast to the industrial frame detail which crowns each pendant. When Edison-style lamps are selected, they reinforce the vintage reference while giving the fixtures a dramatic and contemporary flair. These 1-light pendants are available with either Oil Rubbed Bronze or Satin Nickel finishes. | LINE VOLTAGE PENDANT | Frontage | Pendants | Satin Nickel | SN | Steel / Glass | Clear Glass |  |  |  | 1 Medium A19 60w |  | 1 | No | [14 empty] | 0 | [12 empty] | 128.95 | 257.9 | 386.85 | D:10'' H:13 1/4'' O:78 3/8'' | 7.4 | 10 |  |  | 13.25 | Cap Nuts |  |  | 78.375 | [31 empty] | 180 | Black | 60 |  | Hardwired | 0 | 0 | 0 | 0 | 0 | 0 | 0 | 0 | 0 | 0 | 0 | 014817541342 | 18.5 | 14.58 | 14 | 10.4 | 2.185 | 175 | Yes | [9 empty] | cETL Dry | 1L Frontage Pendant Satin Nickel | 1 - Light Pendant |  | P1370SN.jpg | P1370SN.jpg
P1372PAGB/DWZ | 1 - Light Mini-Pendant | Each light fixture in the modern Waveform pendant light collection by Feiss is an elegantly simple, conical blown glass pendant with a closed bottom. Vacuum-plated metal detailing adds a rich, contemporary design element around the crown of each fixture to help conceal the light source. The Polished Nickel finish is coupled with the Silver Vacuum Plated glass, and the dual Painted Aged Brass with Dark Weathered Zinc finish is coupled with the Gold Vacuum Plated glass. Available are a 1-Light Mini-Pendant and 1-Light Pendant. | LINE VOLTAGE PENDANT | Waveform | Pendants | Painted Aged Brass / Dark Weathered Zinc | PAGB/DWZ | Steel | Gold Vacuum Plated Glass |  |  |  | 1 Medium A19 60w |  | 1 | No | [14 empty] | 0 | [12 empty] | 108.45 | 216.9 | 325.35 | D:7 3/8'' H:14 1/2'' | 4 | 7.375 |  |  | 14.5 | [35 empty] | 180 | Black |  |  | Hardwired | 0 | 0 | 0 | 0 | 0 | 0 | 0 | 0 | 0 | 0 | 0 | 014817503456 | 22.5 | 12 | 10.5 | 4.9 | 1.641 | 250 | Yes | [9 empty] | cETL Dry | 1L Waveform Mini-Pendant Painted Aged Brass / Dark Weathered Zinc | 1 - Light Mini-Pendant |  | P1372PAGBDWZ.jpg | P1372PAGBDWZ.jpg
P1372PN | 1 - Light Mini-Pendant | Each light fixture in the modern Waveform pendant light collection by Feiss is an elegantly simple, conical blown glass pendant with a closed bottom. Vacuum-plated metal detailing adds a rich, contemporary design element around the crown of each fixture to help conceal the light source. The Polished Nickel finish is coupled with the Silver Vacuum Plated glass, and the dual Painted Aged Brass with Dark Weathered Zinc finish is coupled with the Gold Vacuum Plated glass. Available are a 1-Light Mini-Pendant and 1-Light Pendant. | LINE VOLTAGE PENDANT | Waveform | Pendants | Polished Nickel | PN | Steel | Silver Vacuum Plated Glass |  |  |  | 1 Medium A19 60w |  | 1 | No | [14 empty] | 0 | [12 empty] | 108.45 | 216.9 | 325.35 | D:7 3/8'' H:14 1/2'' | 3.5 | 7.375 |  |  | 14.5 | [35 empty] | 180 | Black |  |  | Hardwired | 0 | 0 | 0 | 0 | 0 | 0 | 0 | 0 | 0 | 0 | 0 | 014817540987 | 22 | 10 | 11.75 | 5.1 | 1.496 | 250 | Yes | [9 empty] | cETL Dry | 1L Waveform Mini-Pendant Polished Nickel | 1 - Light Mini-Pendant |  | P1372PN.jpg | P1372PN.jpg
P1373PAGB/DWZ | 1 - Light Pendant | Each light fixture in the modern Waveform pendant light collection by Feiss is an elegantly simple, conical blown glass pendant with a closed bottom. Vacuum-plated metal detailing adds a rich, contemporary design element around the crown of each fixture to help conceal the light source. The Polished Nickel finish is coupled with the Silver Vacuum Plated glass, and the dual Painted Aged Brass with Dark Weathered Zinc finish is coupled with the Gold Vacuum Plated glass. Available are a 1-Light Mini-Pendant and 1-Light Pendant. | LINE VOLTAGE PENDANT | Waveform | Pendants | Painted Aged Brass / Dark Weathered Zinc | PAGB/DWZ | Steel | Gold Vacuum Plated Glass |  |  |  | 1 Medium A19 60w |  | 1 | No | [14 empty] | 0 | [12 empty] | 159.95 | 319.9 | 479.85 | D:9 3/4'' H:17'' | 5.9 | 9.75 |  |  | 17 | [35 empty] | 180 | Black |  |  | Hardwired | 0 | 0 | 0 | 0 | 0 | 0 | 0 | 0 | 0 | 0 | 0 | 014817503449 | 26 | 14.75 | 13.5 | 6.8 | 2.996 | 250 | Yes | [9 empty] | cETL Dry | 1L Waveform Pendant Painted Aged Brass / Dark Weathered Zinc | 1 - Light Pendant |  | P1373PAGBDWZ.jpg | P1373PAGBDWZ.jpg
P1373PN | 1 - Light Pendant | Each light fixture in the modern Waveform pendant light collection by Feiss is an elegantly simple, conical blown glass pendant with a closed bottom. Vacuum-plated metal detailing adds a rich, contemporary design element around the crown of each fixture to help conceal the light source. The Polished Nickel finish is coupled with the Silver Vacuum Plated glass, and the dual Painted Aged Brass with Dark Weathered Zinc finish is coupled with the Gold Vacuum Plated glass. Available are a 1-Light Mini-Pendant and 1-Light Pendant. | LINE VOLTAGE PENDANT | Waveform | Pendants | Polished Nickel | PN | Steel | Silver Vacuum Plated Glass |  |  |  | 1 Medium A19 60w |  | 1 | No | [14 empty] | 0 | [12 empty] | 159.95 | 319.9 | 479.85 | D:9 3/4'' H:17'' | 5.9 | 9.75 |  |  | 17 | [35 empty] | 180 | Black |  |  | Hardwired | 0 | 0 | 0 | 0 | 0 | 0 | 0 | 0 | 0 | 0 | 0 | 014817540970 | 26.5 | 13.5 | 14.58 | 6.8 | 3.019 | 250 | Yes | [9 empty] | cETL Dry | 1L Waveform Pendant Polished Nickel | 1 - Light Pendant |  | P1373PN.jpg | P1373PN.jpg
P1376DWZ | 1 - Light Mini-Pendant | Inspired by Prairie School architecture, the geometric motifs, linear silhouettes and Dark Weathered Zinc finish of the Prairielands lighting collection by Feiss have all been combined to create a transitional design perfect for sleek sophisticated or more rustic decor. Dense bubbles in the Clear Seeded glass create a soft contrast to the dark frame and subtly obscure the light source. The collection offers a 4-Light Pendant, 5-Light Island Chandelier, 3-Light Flushmount, 1-Light Mini-Pendant and a 1-Light Wall Sconce. | LINE VOLTAGE PENDANT | Prairielands | Pendants | Dark Weathered Zinc | DWZ | Steel / Glass |  |  |  |  | 1 Medium A19 60w |  | 1 | No | [14 empty] | 0 | [12 empty] | 109.45 | 218.9 | 328.35 | W:6'' H:13'' | 6.5 |  |  | 6 | 13 | Dual Mount |  |  |  | 21.625 - 57.625 | [30 empty] | 180 | Black |  |  | Hardwired | 0 | 0 | 0 | 0 | 0 | 0 | 0 | 0 | 0 | 0 | 0 | 014817542196 | 18 | 10 | 11.75 | 7.7 | 1.224 | 125 | Yes | [9 empty] | cETL Dry | 1L Mini-Pendant Dark Weathered Zinc | 1 - Light Mini-Pendant |  | P1376DWZ.jpg | P1376DWZ.jpg
P1390CSTB | 1 - Light Mini-Pendant | Modern and rustic themes work beautifully together in the Colorado Springs lighting collection by Feiss. Clear Crystals floating in metal rings are threaded onto chain and strung into drum shades. This unusual marriage of dark and light fashioned into a familiar, transitional silhouette brings a bit of glamour to the ultimate mountain luxe cabin or urban loft. The Chestnut Bronze finish is common across the assortment which includes a 4-light and 6-light chandelier, a 4-light pendant, a 6-light foyer piece, a 1-light mini-pendant, a 1-light sconce and a 2-light flush mount ceiling fixture. | LINE VOLTAGE PENDANT | Colorado Springs | Pendants | Chestnut Bronze | CSTB | Steel / Crystal |  |  |  |  | 1 Medium A19 100w |  | 1 | No | [14 empty] | 0 | [12 empty] | 139.5 | 279 | 418.5 | D:6 3/4'' H:14 1/8'' O:59 1/4'' | 7 | 6.75 |  |  | 14.125 |  |  |  | 59.25 | 23.25 - 59.25 | [30 empty] | 180 |  |  |  | Hardwired | 0 | 0 | 0 | 0 | 0 | 0 | 0 | 0 | 0 | 0 | 0 | 014817542271 | 17.75 | 14.5 | 9.75 | 8.7 | 1.452 | 125 | Yes | [9 empty] | cETL Dry | 1L Colorado Springs Mini-Pendant Chestnut Bronze | 1 - Light Mini-Pendant |  | P1390CSTB.jpg | P1390CSTB.jpg
P1391ORB | 12" LED Globe Pendant | This Khloe LED pendant lighting collection by Feiss features LEDs nested within modern, sculptural frames finished in either Oil Rubbed Bronze with Hammered Metal Inlay or Satin Nickel with Crystal Inlay. The globe pendants’ LEDs shine inward from half the arms while the inlay details adorn the opposite arms to catch the light. The sconces’ embedded LEDs throw light back toward the wall to create a warm glow on the backplates’ metal insert which is stamped with a subtle linen pattern and finished in a contrasting tone to the fixture's overall finish to complete the modern look. The pendants of vast scale and the ADA compliant sconces are all ideal for commercial applications or more dramatic residential installations. The lighting assortment includes 12" LED globe pendant, 20" LED globe pendant, 30" LED globe pendant, 48" LED globe pendant, as well as 12" LED wall sconce and 18" LED wall sconce. LEDs have 2700K color temperature. | LINE VOLTAGE PENDANT | Khloe | Pendants | Oil Rubbed Bronze | ORB | Steel / Aluminum | [6 empty] | 2 | No | 475 | 2700 | 80 | 4.25 | 12 | 19 - Integrated | LED - Array |  | 10 | 100 | LED |  |  | 64000 | 0 | [12 empty] | 365.95 | 731.9 | 1097.85 | D:12'' H:13 1/2'' O:55 1/2'' | 5.5 | 12 |  |  | 13.5 |  |  |  | 55.5 | 19.5 - 55.5 | [30 empty] | 180 |  |  |  | Hardwired | 0 | 0 | 0 | 0 | 0 | 0 | 1 | 0 | 0 | 0 | 0 | 014817542158 | 20 | 12.5 | 12.5 | 6.1 | 1.808 | 250 | Yes | [9 empty] | cETL Dry | LED Khloe Globe Pendant Oil Rubbed Bronze | 12" LED Globe Pendant |  | P1391ORB.jpg | P1391ORB.jpg
P1391SN | 12" LED Globe Pendant | This Khloe LED pendant lighting collection by Feiss features LEDs nested within modern, sculptural frames finished in either Oil Rubbed Bronze with Hammered Metal Inlay or Satin Nickel with Crystal Inlay. The globe pendants’ LEDs shine inward from half the arms while the inlay details adorn the opposite arms to catch the light. The sconces’ embedded LEDs throw light back toward the wall to create a warm glow on the backplates’ metal insert which is stamped with a subtle linen pattern and finished in a contrasting tone to the fixture's overall finish to complete the modern look. The pendants of vast scale and the ADA compliant sconces are all ideal for commercial applications or more dramatic residential installations. The lighting assortment includes 12" LED globe pendant, 20" LED globe pendant, 30" LED globe pendant, 48" LED globe pendant, as well as 12" LED wall sconce and 18" LED wall sconce. LEDs have 2700K color temperature. | LINE VOLTAGE PENDANT | Khloe | Pendants | Satin Nickel | SN | Steel / Aluminum | [6 empty] | 2 | No | 475 | 2700 | 80 | 4.25 | 12 | 19 - Integrated | LED - Array |  | 10 | 100 | LED |  |  | 64000 | 0 | [12 empty] | 365.95 | 731.9 | 1097.85 | D:12'' H:13 1/2'' O:55 1/2'' | 5.5 | 12 |  |  | 13.5 |  |  |  | 55.5 | 19.5 - 55.5 | [30 empty] | 180 |  |  |  | Hardwired | 0 | 0 | 0 | 0 | 0 | 0 | 1 | 0 | 0 | 0 | 0 | 014817542127 | 20.25 | 12.5 | 12.5 | 6.1 | 1.831 | 250 | Yes | [9 empty] | cETL Dry | LED Khloe Globe Pendant Satin Nickel | 12" LED Globe Pendant |  | P1391SN.jpg | P1391SN.jpg
P1392ORB | 20" LED Globe Pendant | This Khloe LED pendant lighting collection by Feiss features LEDs nested within modern, sculptural frames finished in either Oil Rubbed Bronze with Hammered Metal Inlay or Satin Nickel with Crystal Inlay. The globe pendants’ LEDs shine inward from half the arms while the inlay details adorn the opposite arms to catch the light. The sconces’ embedded LEDs throw light back toward the wall to create a warm glow on the backplates’ metal insert which is stamped with a subtle linen pattern and finished in a contrasting tone to the fixture's overall finish to complete the modern look. The pendants of vast scale and the ADA compliant sconces are all ideal for commercial applications or more dramatic residential installations. The lighting assortment includes 12" LED globe pendant, 20" LED globe pendant, 30" LED globe pendant, 48" LED globe pendant, as well as 12" LED wall sconce and 18" LED wall sconce. LEDs have 2700K color temperature. | LINE VOLTAGE PENDANT | Khloe | Pendants | Oil Rubbed Bronze | ORB | Steel / Aluminum | [6 empty] | 3 | No | 866.67 | 2700 | 80 | 8 | 12 | 19 - Integrated | LED - Array |  | 10 | 100 | LED |  |  | 64000 | 0 | [12 empty] | 617.95 | 1235.9 | 1853.85 | D:20'' H:21 1/2'' O:75 1/2'' | 7.9 | 20 |  |  | 21.5 |  |  |  | 75.5 | 27.5 - 75.5 | [30 empty] | 180 |  |  |  | Hardwired | 0 | 0 | 0 | 0 | 0 | 0 | 1 | 0 | 0 | 0 | 0 | 014817542165 | 25 | 8 | 23.75 | 9.9 | 2.749 | 250 | Yes | [9 empty] | cETL Dry | LED Khloe Globe Pendant Oil Rubbed Bronze | 20" LED Globe Pendant |  | P1392ORB.jpg | P1392ORB.jpg
P1392SN | 20" LED Globe Pendant | This Khloe LED pendant lighting collection by Feiss features LEDs nested within modern, sculptural frames finished in either Oil Rubbed Bronze with Hammered Metal Inlay or Satin Nickel with Crystal Inlay. The globe pendants’ LEDs shine inward from half the arms while the inlay details adorn the opposite arms to catch the light. The sconces’ embedded LEDs throw light back toward the wall to create a warm glow on the backplates’ metal insert which is stamped with a subtle linen pattern and finished in a contrasting tone to the fixture's overall finish to complete the modern look. The pendants of vast scale and the ADA compliant sconces are all ideal for commercial applications or more dramatic residential installations. The lighting assortment includes 12" LED globe pendant, 20" LED globe pendant, 30" LED globe pendant, 48" LED globe pendant, as well as 12" LED wall sconce and 18" LED wall sconce. LEDs have 2700K color temperature. | LINE VOLTAGE PENDANT | Khloe | Pendants | Satin Nickel | SN | Steel / Aluminum | [6 empty] | 3 | No | 866.67 | 2700 | 80 | 8 | 120 | 19 - Integrated | LED - Array |  | 10 | 100 | LED |  |  | 64000 | 0 | [12 empty] | 617.95 | 1235.9 | 1853.85 | D:20'' H:21 1/2'' O:75 1/2'' | 7.9 | 20 |  |  | 21.5 |  |  |  | 75.5 | [31 empty] | 180 |  |  |  | Hardwired | 0 | 0 | 0 | 0 | 0 | 0 | 1 | 0 | 0 | 0 | 0 | 014817542134 | 24.75 | 23.25 | 8.25 | 9.9 | 2.747 | 250 | Yes | [9 empty] | cETL Dry | LED Khloe Globe Pendant Satin Nickel | 20" LED Globe Pendant |  | P1392SN.jpg | P1392SN.jpg
P1393ORB | 30" LED Globe Pendant | This Khloe LED pendant lighting collection by Feiss features LEDs nested within modern, sculptural frames finished in either Oil Rubbed Bronze with Hammered Metal Inlay or Satin Nickel with Crystal Inlay. The globe pendants’ LEDs shine inward from half the arms while the inlay details adorn the opposite arms to catch the light. The sconces’ embedded LEDs throw light back toward the wall to create a warm glow on the backplates’ metal insert which is stamped with a subtle linen pattern and finished in a contrasting tone to the fixture's overall finish to complete the modern look. The pendants of vast scale and the ADA compliant sconces are all ideal for commercial applications or more dramatic residential installations. The lighting assortment includes 12" LED globe pendant, 20" LED globe pendant, 30" LED globe pendant, 48" LED globe pendant, as well as 12" LED wall sconce and 18" LED wall sconce. LEDs have 2700K color temperature. | LINE VOLTAGE PENDANT | Khloe | Pendants | Oil Rubbed Bronze | ORB | Steel / Aluminum | [6 empty] | 3 | No | 1133.3 | 2700 | 80 | 10.67 | 12 | 19 - Integrated | LED - Array |  | 10 | 100 | LED |  |  | 64000 | 0 | [12 empty] | 972.45 | 1944.9 | 2917.35 | D:30'' H:31 1/2'' O:85 1/2'' | 10 | 30 |  |  | 31.5 |  |  |  | 85.5 | 37.5 - 85.5 | [30 empty] | 180 |  |  |  | Hardwired | 0 | 0 | 0 | 0 | 0 | 0 | 1 | 0 | 0 | 0 | 0 | 014817542172 | 35.5 | 34.5 | 7.5 | 14.7 | 5.316 | 250 | Yes | [9 empty] | cETL Dry | LED Khloe Globe Pendant Oil Rubbed Bronze | 30" LED Globe Pendant |  | P1393ORB.jpg | P1393ORB.jpg
P1393SN | 30" LED Globe Pendant | This Khloe LED pendant lighting collection by Feiss features LEDs nested within modern, sculptural frames finished in either Oil Rubbed Bronze with Hammered Metal Inlay or Satin Nickel with Crystal Inlay. The globe pendants’ LEDs shine inward from half the arms while the inlay details adorn the opposite arms to catch the light. The sconces’ embedded LEDs throw light back toward the wall to create a warm glow on the backplates’ metal insert which is stamped with a subtle linen pattern and finished in a contrasting tone to the fixture's overall finish to complete the modern look. The pendants of vast scale and the ADA compliant sconces are all ideal for commercial applications or more dramatic residential installations. The lighting assortment includes 12" LED globe pendant, 20" LED globe pendant, 30" LED globe pendant, 48" LED globe pendant, as well as 12" LED wall sconce and 18" LED wall sconce. LEDs have 2700K color temperature. | LINE VOLTAGE PENDANT | Khloe | Pendants | Satin Nickel | SN | Steel / Aluminum | [6 empty] | 3 | No | 1133.3 | 2700 | 80 | 10.67 | 12 | 19 - Integrated | LED - Array |  | 10 | 100 | LED |  |  | 64000 | 0 | [12 empty] | 972.45 | 1944.9 | 2917.35 | D:30'' H:31 1/2'' O:85 1/2'' | 10 | 30 |  |  | 31.5 |  |  |  | 85.5 | [31 empty] | 180 |  |  |  | Hardwired | 0 | 0 | 0 | 0 | 0 | 0 | 1 | 0 | 0 | 0 | 0 | 014817542141 | 35.5 | 34 | 7.25 | 14.7 | 5.064 | 250 | Yes | [9 empty] | cETL Dry | LED Khloe Globe Pendant Satin Nickel | 30" LED Globe Pendant |  | P1393SN.jpg | P1393SN.jpg
P1394DFW/DWZ | 1 - Light Mini-Pendant | Inspired by antique, Italian wedding chandeliers which hang above the bride and groom’s table, the traditional Matrimonio lighting collection by Feiss is named after the Italian word for "wedding." The warm tones from the combination of Driftwood and Dark Weathered Zinc finishes bring out the rich depth of the turned details while still maintaining an overall elegantly simple and clean aesthetic. This lighting collection would be at home in a wide range of décor styles from traditional or shabby chic to country farmhouse or urban rustic. | LINE VOLTAGE PENDANT | Matrimonio | Pendants | Driftwood / Dark Weathered Zinc | DFW/DWZ | Steel | Clear Glass |  |  |  | 1 Medium A19 60w |  | 1 | No | [14 empty] | 0 | [12 empty] | 54.45 | 108.9 | 163.35 | D:6 3/8'' H:9 1/8'' | 1.6 | 6.375 |  |  | 9.125 | [35 empty] | 180 | Black |  |  | Hardwired | 0 | 0 | 0 | 0 | 0 | 0 | 0 | 0 | 0 | 0 | 0 | 014817539332 | 11.5 | 9.75 | 9.5 | 3.6 | 0.616 | 175 | Yes | [9 empty] | cETL Dry | 1L Matrimonio Mini-Pendant Driftwood / Dark Weathered Zinc | 1 - Light Mini-Pendant |  | P1394DFWDWZ.jpg | P1394DFWDWZ.jpg
P1395DFW/DWZ | 1 - Light Pendant | Inspired by antique, Italian wedding chandeliers which hang above the bride and groom’s table, the traditional Matrimonio lighting collection by Feiss is named after the Italian word for "wedding." The warm tones from the combination of Driftwood and Dark Weathered Zinc finishes bring out the rich depth of the turned details while still maintaining an overall elegantly simple and clean aesthetic. This lighting collection would be at home in a wide range of décor styles from traditional or shabby chic to country farmhouse or urban rustic. | LINE VOLTAGE PENDANT | Matrimonio | Pendants | Driftwood / Dark Weathered Zinc | DFW/DWZ | Steel | Clear Glass |  |  |  | 1 Medium A19 60w |  | 1 | No | [14 empty] | 0 | [12 empty] | 86.98 | 173.96 | 260.94 | D:9'' H:13 3/4'' | 3.8 | 9 |  |  | 13.75 | [35 empty] | 180 | Black |  |  | Hardwired | 0 | 0 | 0 | 0 | 0 | 0 | 0 | 0 | 0 | 0 | 0 | 014817539349 | 12.25 | 12.25 | 12.5 | 5.8 | 1.086 | 175 | Yes | [9 empty] | cETL Dry | 1L Matrimonio Pendant Driftwood / Dark Weathered Zinc | 1 - Light Pendant |  | P1395DFWDWZ.jpg | P1395DFWDWZ.jpg
P1412ORB | 48" LED Globe Pendant | This Khloe LED pendant lighting collection by Feiss features LEDs nested within modern, sculptural frames finished in either Oil Rubbed Bronze with Hammered Metal Inlay or Satin Nickel with Crystal Inlay. The globe pendants’ LEDs shine inward from half the arms while the inlay details adorn the opposite arms to catch the light. The sconces’ embedded LEDs throw light back toward the wall to create a warm glow on the backplates’ metal insert which is stamped with a subtle linen pattern and finished in a contrasting tone to the fixture's overall finish to complete the modern look. The pendants of vast scale and the ADA compliant sconces are all ideal for commercial applications or more dramatic residential installations. The lighting assortment includes 12" LED globe pendant, 20" LED globe pendant, 30" LED globe pendant, 48" LED globe pendant, as well as 12" LED wall sconce and 18" LED wall sconce. LEDs have 2700K color temperature. | LINE VOLTAGE PENDANT | Khloe | Pendants | Oil Rubbed Bronze | ORB | Steel / Aluminum | [6 empty] | 4 | No | 1687.5 | 2700 | 80 | 16 | 12 | 19 - Integrated | LED - Array |  | 10 | 100 | LED |  |  | 64000 | 0 | [12 empty] | 1830.95 | 3661.9 | 5492.85 | D:48'' H:49 1/2'' O:103 1/2'' | 30 | 48 |  |  | 49.5 |  |  |  | 103.5 | 55.5 - 103.5 | [30 empty] | 180 |  |  |  | Hardwired | 0 | 0 | 0 | 0 | 0 | 0 | 1 | 0 | 0 | 0 | 0 | 014817505283 | 54.5 | 52.5 | 11 | 38.1 | 18.214 | 250 | No | [9 empty] | cETL Dry | LED Khloe Globe Pendant Oil Rubbed Bronze | 48" LED Globe Pendant |  | P1412ORB.jpg | P1412ORB.jpg
P1412SN | 48" LED Globe Pendant | This Khloe LED pendant lighting collection by Feiss features LEDs nested within modern, sculptural frames finished in either Oil Rubbed Bronze with Hammered Metal Inlay or Satin Nickel with Crystal Inlay. The globe pendants’ LEDs shine inward from half the arms while the inlay details adorn the opposite arms to catch the light. The sconces’ embedded LEDs throw light back toward the wall to create a warm glow on the backplates’ metal insert which is stamped with a subtle linen pattern and finished in a contrasting tone to the fixture's overall finish to complete the modern look. The pendants of vast scale and the ADA compliant sconces are all ideal for commercial applications or more dramatic residential installations. The lighting assortment includes 12" LED globe pendant, 20" LED globe pendant, 30" LED globe pendant, 48" LED globe pendant, as well as 12" LED wall sconce and 18" LED wall sconce. LEDs have 2700K color temperature. | LINE VOLTAGE PENDANT | Khloe | Pendants | Satin Nickel | SN | Steel / Aluminum | [6 empty] | 4 | No | 1687.5 | 2700 | 80 | 16 | 12 | 19 - Integrated | LED - Array |  | 10 | 100 | LED |  |  | 64000 | 0 | [12 empty] | 1830.95 | 3661.9 | 5492.85 | D:48'' H:49 1/2'' O:103 1/2'' | 30 | 48 |  |  | 49.5 |  |  |  | 103.5 | [31 empty] | 180 |  |  |  | Hardwired | 0 | 0 | 0 | 0 | 0 | 0 | 1 | 0 | 0 | 0 | 0 | 014817505290 | 54.5 | 52.5 | 11 | 38.1 | 18.214 | 250 | No | [9 empty] | cETL Dry | LED Khloe Globe Pendant Satin Nickel | 48" LED Globe Pendant |  | P1412SN.jpg | P1412SN.jpg
P1417SN/CH | 1 - Light Mini-Pendant | The Prospect Park lighting collection by Feiss takes a traditional profile and modernizes it with updated design elements to create a period uptown vibe. It features a rich, two-tone finish of Satin Nickel with Chrome accents to highlight the details of the silhouette, and each cylindrical Opal Etched glass shade boasts metal bands at the top and bottom to add a bit of formality. Unexpected pressed crystal on each stem elevates the tailored look with a bit of glamour. The Prospect Park collection includes 5-and 9-light chandeliers, a 3-light island chandelier, a 4-light pendant, a 2-light semi-flush mount, a 1-light mini pendant, a 1-light wall sconce and 2- and 3-light bath vanities. | LINE VOLTAGE PENDANT | Prospect Park | Pendants | Satin Nickel / Chrome | SN/CH | Steel | White Opal Etched Glass | D:8.375" H:6" |  |  | 1 Medium A19 75w |  | 1 | No | [14 empty] | 0 | [12 empty] | 85.45 | 170.9 | 256.35 | D:8 3/8'' H:9 5/8'' O:55'' | 5 | 8.375 |  |  | 9.625 | Swivel |  |  | 55 | 19 - 55 | [25 empty] | D:5'' H:1'' Round |  |  |  |  | 180 | Clear |  |  | Hardwired | 0 | 0 | 0 | 0 | 0 | 0 | 0 | 0 | 0 | 0 | 0 | 014817564990 | 11.75 | 11.75 | 10.5 | 6.2 | 0.839 | 125 | Yes | [9 empty] | cETL Damp | PRSPCT PRK 1L M.PEND S.NKL CHRM | 1 - Light Mini-Pendant |  | P1417SNCH.jpg | P1417SNCH.jpg
P1426SN-L1 | 2 - Light Pendant | The stunning, modern Oberlin collection offers dramatic orbs beautifully adorned with graduated Clear Rondure beads on a Satin Nickel frame, making a declarative design statement in a foyer, living or dining room. A decorative cap is included for installation without the removable without the removable bottom Clear Rondure detail. In the 20" and 36" pendants, two integrated LED modules shine light from the top and bottom and feature advanced, warm-on-dim technology that warms in color when dimmed. The 14" mini-pendant features one module that shines downward from the top of the fixture. The "-LED" products have a CCT of 2700K and the "-L1" products have a CCT of 3000K. | LINE VOLTAGE PENDANT | Oberlin | Pendants | Satin Nickel | SN | Steel / Aluminum |  |  |  |  | 1 Integrated Array 14w | 1 Integrated Array 14w | 2 | Yes | 2000 | 3000 | 90 | 28 | 120 | 19 - Integrated | MODS - Modules |  | 10 | 100 |  | 28 | 28 | 50000 | 0 | [12 empty] | 445.95 | 891.9 | 1337.85 | D:20'' H:25 5/8'' O:82 5/8'' | 20 | 20 |  |  | 25.625 | Swivel |  |  | 82.625 | [26 empty] | D:5'' H:1 1/8'' Round |  |  |  |  | 180 | Clear |  |  | Hardwired | 0 | 0 | 0 | 0 | 1 | 0 | 0 | 0 | 0 | 0 | 0 | 014817582536 | 23.25 | 10 | 23.25 | 20 | 3.128 | 125 | Yes | [9 empty] | cETL Damp | OBERLIN 2L 20in LED PENDANT S.NKL | 2 - Light Pendant |  | P1426SN-L1.jpg | P1426SNL1.jpg
P1427ORB | 1 - Light Mini-Pendant | The transitional Marteau Collection takes a flowing silhouette and transforms it with rustic, mountain luxe design elements. With an Oil Rubbed Bronze finish, a hammered metal inlay along the sloping arms and canopy adds rich texture and catches the light. The Clear Seeded glass shades expose candelabra bulbs and add to its relaxed charm. A Ivory Shantung linen shade with hammered metal band accents adorns the 2-light flush mount and the oversized 3- and 5-light semi-flush mounts designed especially for making a statement even where ceiling clearance is limited. Other lighting fixtures include 3- and 5-light chandeliers, a 1-light mini-pendant and a 1-light wall sconce. | LINE VOLTAGE PENDANT | Marteau | Pendants | Oil Rubbed Bronze | ORB | Steel | Clear Seeded Glass | D:7.25" H:7.875" |  |  | 1 Medium A19 60w |  | 1 | No | [14 empty] | 0 | [12 empty] | 97.45 | 194.9 | 292.35 | D:7 1/4'' H:9 1/8'' O:54 3/4'' | 3.9 | 7.25 |  |  | 9.125 | Swivel |  |  | 54.75 | 18.75 - 54.75 | [25 empty] | D:5'' H:1 1/4'' Round |  |  |  |  | 180 | Brown |  |  | Hardwired | 0 | 0 | 0 | 0 | 0 | 0 | 0 | 0 | 0 | 0 | 0 | 014817561586 | 15 | 11.5 | 10.75 | 4.5 | 1.073 | 175 | Yes | [9 empty] | cETL Dry | 1L MARTEAU MINI-PENDANT O.RBBD BRZ | 1 - Light Mini-Pendant |  | P1427ORB.jpg | P1427ORB.jpg
P1428SN-L1 | 2 - Light Pendant | The stunning, modern Oberlin collection offers dramatic orbs beautifully adorned with graduated Clear Rondure beads on a Satin Nickel frame, making a declarative design statement in a foyer, living or dining room. A decorative cap is included for installation without the removable without the removable bottom Clear Rondure detail. In the 20" and 36" pendants, two integrated LED modules shine light from the top and bottom and feature advanced, warm-on-dim technology that warms in color when dimmed. The 14" mini-pendant features one module that shines downward from the top of the fixture. The "-LED" products have a CCT of 2700K and the "-L1" products have a CCT of 3000K. | LINE VOLTAGE PENDANT | Oberlin | Chandeliers | Satin Nickel | SN | Steel / Aluminum |  |  |  |  | 1 Integrated Array 14w | 1 Integrated Array 14w | 2 | Yes | 2000 | 3000 | 90 | 28 | 120 | 19 - Integrated | MODS - Modules |  | 10 | 100 |  | 28 | 28 | 50000 | 0 | [12 empty] | 795.45 | 1590.9 | 2386.35 | D:32'' H:43 3/4'' O:101'' | 49.4 | 32 |  |  | 43.75 | Swivel |  |  | 101 | [26 empty] | D:5 1/2'' H:1 1/8'' Round |  |  |  |  | 180 | Clear |  |  | Hardwired | 0 | 0 | 0 | 0 | 1 | 0 | 0 | 0 | 0 | 0 | 0 | 014817582543 | 39 | 37 | 12.25 | 56.2 | 10.23 | 175 | Yes | [9 empty] | cETL Damp | OBERLIN 2L 32in LED PENDANT S.NKL | 2 - Light Pendant |  | P1428SN-L1.jpg | P1428SNL1.jpg
P1431DWG/WI-L1 | 1 - Light Pendant | The Orren lighting collection from Feiss features custom crystal LED optics as an integrated light source, shining light from top to bottom with advanced, warm-on-dim technology. Delightful Driftwood Grey wood beads strung on a Weathered Iron frame create a rustic, yet modern feel on Orren's airy, orb silhouette. The Orren lighting collection includes three different size pendants - a 32" pendant chandelier, a 20" pendant and a 13.5" mini-pendant. The "-LED" products have a CCT of 2700K and the "-L1" products have a CCT of 3000K. | LINE VOLTAGE PENDANT | Orren | Pendants | Driftwood Grey / Weathered Iron | DWG/WI | Steel | Undefined Crystal Glass | [5 empty] | 0 | No | 1000 | 3000 | 90 | 14 | 120 | 19 - Integrated | MODS - Modules |  | 10 | 100 | LED | 14 | 14 | 50000 | 0 | [12 empty] | 205.95 | 411.9 | 617.85 | D:13 1/2'' H:14 1/2'' O:59 3/4'' | 6.9 | 13.5 |  |  | 14.5 | Swivel |  |  | 59.75 | [26 empty] | D:5'' H:3'' Round |  |  |  |  | 180 | Brown |  |  | Hardwired | 0 | 0 | 0 | 0 | 1 | 0 | 0 | 0 | 0 | 0 | 0 | 014817582550 | 19.75 | 17.25 | 17.25 | 9.9 | 3.401 | 250 | Yes | [9 empty] | cETL Damp | 13.5IN LED CHND DRFTWD GRY WTHR IRN | 1 - Light Pendant |  | P1431DWGWI-L1.jpg | P1431DWGWIL1.jpg
P1432DWG/WI-L1 | 2 - Light Pendant | The Orren lighting collection from Feiss features custom crystal LED optics as an integrated light source, shining light from top to bottom with advanced, warm-on-dim technology. Delightful Driftwood Grey wood beads strung on a Weathered Iron frame create a rustic, yet modern feel on Orren's airy, orb silhouette. The Orren lighting collection includes three different size pendants - a 32" pendant chandelier, a 20" pendant and a 13.5" mini-pendant. The "-LED" products have a CCT of 2700K and the "-L1" products have a CCT of 3000K. | CHANDELIERS | Orren | Pendants | Driftwood Grey / Weathered Iron | DWG/WI | Steel | Undefined Crystal Glass |  |  |  | 1 Integrated Array 14w | 1 Integrated Array 14w | 2 | Yes | 2000 | 3000 | 90 | 28 | 120 | 19 - Integrated | MODS - Modules |  | 10 | 100 | LED | 28 | 28 | 50000 | 0 | [12 empty] | 434.95 | 869.9 | 1304.85 | D:20'' H:21 1/2'' O:78 1/2'' | 12.4 | 20 |  |  | 21.5 | Swivel |  |  | 78.5 | [26 empty] | D:5'' H:3'' Round |  |  |  |  | 180 | Brown |  |  | Hardwired | 0 | 0 | 0 | 0 | 1 | 0 | 0 | 0 | 0 | 0 | 0 | 014817582567 | 23.25 | 23.25 | 10.5 | 16.4 | 3.285 | 175 | Yes | [9 empty] | cETL Damp | 20IN LED CHND DRFTWD GRY WTHR IRN | 2 - Light Pendant |  | P1432DWGWI-L1.jpg | P1432DWGWIL1.jpg
P1433DWG/WI-L1 | 2 - Light Pendant | The Orren lighting collection from Feiss features custom crystal LED optics as an integrated light source, shining light from top to bottom with advanced, warm-on-dim technology. Delightful Driftwood Grey wood beads strung on a Weathered Iron frame create a rustic, yet modern feel on Orren's airy, orb silhouette. The Orren lighting collection includes three different size pendants - a 32" pendant chandelier, a 20" pendant and a 13.5" mini-pendant. The "-LED" products have a CCT of 2700K and the "-L1" products have a CCT of 3000K. | CHANDELIERS | Orren | Pendants | Driftwood Grey / Weathered Iron | DWG/WI | Steel | Undefined Crystal Glass |  |  |  | 1 Integrated Array 14w | 1 Integrated Array 14w | 2 | Yes | 2000 | 3000 | 90 | 28 | 120 | 19 - Integrated | MODS - Modules |  | 10 | 100 | LED | 28 | 28 | 50000 | 0 | [12 empty] | 772.45 | 1544.9 | 2317.35 | D:32'' H:33 1/4'' O:90 3/4'' | 44 | 32 |  |  | 33.25 | Swivel |  |  | 90.75 | [26 empty] | D:5 1/2'' H:3 1/2'' Round |  |  |  |  | 180 | Brown |  |  | Hardwired | 0 | 0 | 0 | 0 | 1 | 0 | 0 | 0 | 0 | 0 | 0 | 014817582574 | 39.25 | 36.75 | 12 | 46.7 | 10.017 | 175 | Yes | [9 empty] | cETL Damp | 32IN LED CHND DRFTWD GRY WTHR IRN | 2 - Light Pendant |  | P1433DWGWI-L1.jpg | P1433DWGWIL1.jpg
P1436SN-L1 | 1 - Light Pendant | The stunning, modern Oberlin collection offers dramatic orbs beautifully adorned with graduated Clear Rondure beads on a Satin Nickel frame, making a declarative design statement in a foyer, living or dining room. A decorative cap is included for installation without the removable without the removable bottom Clear Rondure detail. In the 20" and 36" pendants, two integrated LED modules shine light from the top and bottom and feature advanced, warm-on-dim technology that warms in color when dimmed. The 14" mini-pendant features one module that shines downward from the top of the fixture. The "-LED" products have a CCT of 2700K and the "-L1" products have a CCT of 3000K. | LINE VOLTAGE PENDANT | Oberlin | Pendants | Satin Nickel | SN | Steel | Undefined Crystal Glass |  |  |  | 1 Integrated Array 14w |  | 1 | Yes | 1000 | 3000 | 90 | 14 | 120 | 19 - Integrated | MODS - Modules |  |  |  |  | 14 | 14 | 50000 | 0 | [12 empty] | 205.95 | 411.9 | 617.85 | D:14'' H:17 1/2'' O:62 1/2'' | 8.3 | 14 |  |  | 17.5 | Swivel |  |  | 62.5 | [26 empty] | D:5'' H:3'' Round |  |  |  |  | 180 | Clear |  |  | Hardwired | 0 | 0 | 0 | 0 | 1 | 0 | 0 | 0 | 0 | 0 | 0 | 014817582581 | 19.75 | 17.25 | 17.25 | 11.3 | 3.401 | 250 | Yes | [9 empty] | cETL Damp | 14IN LED PENDANT S.NKL | 1 - Light Pendant |  | P1436SN-L1.jpg | P1436SNL1.jpg
P1437BBS | 1 - Light Mini-Pendant |  | LINE VOLTAGE PENDANT |  | Pendants | Burnished Brass | BBS | Steel | Clear Glass | D:4.375" H:4.625" |  |  | 1 Candelabra B10 Torpedo 60w |  | 1 | No | [14 empty] | 0 | [12 empty] | 49.5 | 99 | 148.5 | D:4 1/2'' H:5 1/2'' O:50 1/2'' | 2 | 4.5 |  |  | 5.5 | Swivel |  |  | 50.5 | 14.5 - 50.5 | [25 empty] | D:5 1/2'' H:1 1/8'' Round |  |  |  |  | 180 | Gold |  |  | Hardwired | 0 | 0 | 0 | 0 | 0 | 0 | 0 | 0 | 0 | 0 | 0 | 014817567403 | 15 | 8.5 | 8.5 | 4.4 | 0.627 | 125 | Yes | [8 empty] | C-UL-US Damp |  | 1L MINI-PENDANT BRNSHD BRSS | 1 - Light Mini-Pendant |  | P1437BBS.jpg | P1437BBS.jpg
P1439NWB | 1 - Light Mini-Pendant | Inspired by classic lanterns, the clean, geometric silhouette of the transitional Finnegan chandelier collection by Feiss features exquisite metal work and marries two new, contrasting finishes. The square tubing of the open frame in a New World Bronze finish is in dramatic contrast to the new Burnished Brass finish of the socket cups, which brighten and bring life to this mixed-material collection. This design will perfectly complement a wide range of décor from urban, eclectic loft spaces to clean, contemporary interpretations of Colonial or nautical décor to rich, European inspired space. This updated take on a classic lantern lighting collection includes a four-light, square chandelier, four-light tall foyer chandelier, seven-light linear chandelier, five-light linear chandelier, one-light mini-pendant light and a one-light wall sconce. The one-light wall sconce is Damp Rated. | LINE VOLTAGE PENDANT | Finnegan | Pendants | New World Bronze | NWB | Steel |  |  |  |  | 1 Medium A19 60w |  | 1 | No | [14 empty] | 0 | [12 empty] | 85.45 | 170.9 | 256.35 | L:8'' W:8'' H:13'' O:58 1/4'' | 7.48 |  | 8 | 8 | 13 | Center Lock-Up |  |  | 58.25 | 22.25 - 58.25 | [25 empty] | DP:5 1/2'' W:5 1/2'' H:3/4'' Square |  |  |  |  | 180 |  |  |  | Hardwired | 0 | 0 | 0 | 0 | 0 | 0 | 0 | 0 | 0 | 0 | 0 | 014817569742 | 18.5 | 10.25 | 10.25 | 6.5 | 1.125 | 175 | Yes | [9 empty] | cETL Damp | 1L MINI-PENDANT | 1 - Light Mini-Pendant |  | P1439NWB.jpg | P1439NWB.jpg
P1440ORB | One Light Mini-Pendant | The Doyle one-light mini pendant springs to life with the fine artistry and technique of hand-blown glass. Spindle-inspired Clear glass shades give dimension and character to these traditional pendant lights. Paired with Edison-style bulbs, this mini pendant is a period-inspired classic to complement a wide range of décor from Colonial to nautical to rich, European inspired settings. Available in two sizes and two hardware finishes, Oil Rubbed Bronze and Satin Nickel, Doyle mini pendants may be installed as single pendants or clustered in multiples using a Feiss Multi-Port canopy, which would be an ideal installation used for entry lighting, dining room lighting, living room lighting or kitchen lighting over a table. | LINE VOLTAGE PENDANT | Doyle | Pendants | Oil Rubbed Bronze | ORB | Steel | Clear Glass | D:9.75" H:9" |  |  | 1 Medium ST19 75w |  | 1 | No | [14 empty] | 0 | [12 empty] | 72.98 | 145.96 | 218.94 | D:9 3/4'' H:9 1/2'' O:191 3/4'' | 4.07 | 9.75 |  |  | 9.5 | Set Screw(s) |  |  | 191.75 |  |  |  | No |  | No | [20 empty] | D:5'' H:1'' Round |  |  |  |  | 180 | Black |  |  | Hardwired | 0 | 0 | 0 | 0 | 1 | 0 | 0 | 1 | 0 | 0 | 0 | 014817569964 | 13.5 | 13.5 | 13.25 | 5.1 | 1.397 | 250 | Yes | [9 empty] | cETL Damp | DOLYE 1L MINI-PEND-ORB | One Light Mini-Pendant |  | P1440ORB.jpg | P1440ORB.jpg
P1440SN | One Light Mini-Pendant | The Doyle one-light mini pendant springs to life with the fine artistry and technique of hand-blown glass. Spindle-inspired Clear glass shades give dimension and character to these traditional pendant lights. Paired with Edison-style bulbs, this mini pendant is a period-inspired classic to complement a wide range of décor from Colonial to nautical to rich, European inspired settings. Available in two sizes and two hardware finishes, Oil Rubbed Bronze and Satin Nickel, Doyle mini pendants may be installed as single pendants or clustered in multiples using a Feiss Multi-Port canopy, which would be an ideal installation used for entry lighting, dining room lighting, living room lighting or kitchen lighting over a table. | LINE VOLTAGE PENDANT | Doyle | Pendants | Satin Nickel | SN | Steel | Clear Glass | D:9.75" H:9" |  |  | 1 Medium ST19 75w |  | 1 | No | [14 empty] | 0 | [12 empty] | 72.98 | 145.96 | 218.94 | D:9 3/4'' H:9 1/2'' O:191 3/4'' | 4.07 | 9.75 |  |  | 9.5 | Set Screw(s) |  |  | 191.75 |  |  |  | No |  | No | [20 empty] | D:5'' H:1'' Round |  |  |  |  | 180 | Silver Braided |  |  | Hardwired | 0 | 0 | 0 | 0 | 1 | 0 | 0 | 1 | 0 | 0 | 0 | 014817569957 | 13.75 | 13.5 | 13.75 | 5.1 | 1.477 | 250 | Yes | [9 empty] | cETL Damp | DOLYE 1L MINI-PEND-SN | One Light Mini-Pendant |  | P1440SN.jpg | P1440SN.jpg
P1441ORB | One Light Mini-Pendant | The Doyle one-light mini pendant springs to life with the fine artistry and technique of hand-blown glass. Spindle-inspired Clear glass shades give dimension and character to these traditional pendant lights. Paired with Edison-style bulbs, this mini pendant is a period-inspired classic to complement a wide range of décor from Colonial to nautical to rich, European inspired settings. Available in two sizes and two hardware finishes, Oil Rubbed Bronze and Satin Nickel, Doyle mini pendants may be installed as single pendants or clustered in multiples using a Feiss Multi-Port canopy, which would be an ideal installation used for entry lighting, dining room lighting, living room lighting or kitchen lighting over a table. | LINE VOLTAGE PENDANT | Doyle | Pendants | Oil Rubbed Bronze | ORB | Steel | Clear Glass | D:7" H:13" |  |  | 1 Medium ST19 75w |  | 1 | No | [14 empty] | 0 | [12 empty] | 72.98 | 145.96 | 218.94 | D:7'' H:13 1/2'' O:194 1/2'' | 4.62 | 7 |  |  | 13.5 | Set Screw(s) |  |  | 194.5 |  |  |  | No |  | No | [20 empty] | D:5'' H:1'' Round |  |  |  |  | 180 | Silver Braided |  |  | Hardwired | 0 | 0 | 0 | 0 | 1 | 0 | 0 | 1 | 0 | 0 | 0 | 014817569988 | 18 | 11.75 | 11 | 5.6 | 1.346 | 175 | Yes | [9 empty] | cETL Damp | DOLYE 1L MINI-PEND-ORB | One Light Mini-Pendant |  | P1441ORB.jpg | P1441ORB.jpg
P1441SN | One Light Mini-Pendant | The Doyle one-light mini pendant springs to life with the fine artistry and technique of hand-blown glass. Spindle-inspired Clear glass shades give dimension and character to these traditional pendant lights. Paired with Edison-style bulbs, this mini pendant is a period-inspired classic to complement a wide range of décor from Colonial to nautical to rich, European inspired settings. Available in two sizes and two hardware finishes, Oil Rubbed Bronze and Satin Nickel, Doyle mini pendants may be installed as single pendants or clustered in multiples using a Feiss Multi-Port canopy, which would be an ideal installation used for entry lighting, dining room lighting, living room lighting or kitchen lighting over a table. | LINE VOLTAGE PENDANT | Doyle | Pendants | Satin Nickel | SN | Steel | Clear Glass | D:7" H:13" |  |  | 1 Medium ST19 75w |  | 1 | No | [14 empty] | 0 | [12 empty] | 72.98 | 145.96 | 218.94 | D:7'' H:13 1/2'' O:194 1/2'' | 4.62 | 7 |  |  | 13.5 | Set Screw(s) |  |  | 194.5 |  |  |  | No |  | No | [20 empty] | D:5'' H:1'' Round |  |  |  |  | 180 | Silver Braided |  |  | Hardwired | 0 | 0 | 0 | 0 | 1 | 0 | 0 | 1 | 0 | 0 | 0 | 014817569971 | 18 | 11.75 | 11 | 5.6 | 1.346 | 175 | Yes | [9 empty] | cETL Damp | DOLYE 1L MINI-PEND-SN | One Light Mini-Pendant |  | P1441SN.jpg | P1441SN.jpg
P1442BBS-L1 | 1 - Light LED Pendant | Refreshed with three new finishes, the Scandinavian-influenced Brynne pendant from Feiss Collection blends innovative LED technology with a minimalist silhouette. Available in Burnished Brass, Polished Nickel, Satin Nickel Matte, Black or Flat White finishes. All Brynne pendant lights come with two sets of fitters in both Chrome and Burnished Brass to allow you to create a customized look. The advanced, energy efficient LED has warm-on-dim technology, which warms in color. | LINE VOLTAGE PENDANT | Brynne | Pendants | Burnished Brass | BBS | Steel | [6 empty] | 1 | No | 1000 | 3000 | 90 | 14 | 120 | 19 - Integrated | MODS - Modules |  |  |  |  | 14 | 14 | 50000 | 0 |  |  |  |  | Black | [6 empty] | 45 | 142.45 | 284.9 | 427.35 | D:14 1/8'' H:17'' | 5.28 | 14.125 |  |  | 17 | Set Screw(s) | [29 empty] | D:5 7/8'' H:1 5/8'' Round |  |  |  |  | 180 |  |  |  | Hardwired | 0 | 0 | 0 | 0 | 1 | 0 | 0 | 0 | 0 | 0 | 0 | 014817597745 | 17.25 | 17.25 | 14.5 | 8.7 | 2.497 | 250 | Yes | [9 empty] | cETL Damp | BRYNNE MD LED PEND BBS | 1 - Light LED Pendant |  | P1442BBS-L1.jpg | P1442BBSL1.jpg
P1442FWH-L1 | 1 - Light Medium LED Pendant | Refreshed with three new finishes, the Scandinavian-influenced Brynne pendant from Feiss Collection blends innovative LED technology with a minimalist silhouette. Available in Burnished Brass, Polished Nickel, Satin Nickel Matte, Black or Flat White finishes. All Brynne pendant lights come with two sets of fitters in both Chrome and Burnished Brass to allow you to create a customized look. The advanced, energy efficient LED has warm-on-dim technology, which warms in color. | LINE VOLTAGE PENDANT | Brynne | Pendants | Flat White / Chrome | FWH / CH | Steel | [6 empty] | 0 | No | 1000 | 3000 | 90 | 14 | 120 | 19 - Integrated | MODS - Modules |  |  |  |  | 14 | 14 | 50000 | 0 | [12 empty] | 142.45 | 284.9 | 427.35 | D:14'' H:17'' | 5.28 | 14 |  |  | 17 | Set Screw(s) | [29 empty] | D:6'' H:1 3/4'' Round |  |  |  |  | 180 | White |  |  | Hardwired | 0 | 0 | 0 | 0 | 1 | 0 | 0 | 0 | 0 | 0 | 0 | 014817582598 | 17.5 | 17.25 | 15 | 7.7 | 2.62 | 250 | Yes | [9 empty] | cETL Damp | BRYNNE MD LED PEND FLAT WH | 1 - Light LED Pendant |  | P1442FWH-L1_ALT.jpg | P1442FWHL1.jpg
P1442MB-L1 | 1 - Light Medium LED Pendant | Refreshed with three new finishes, the Scandinavian-influenced Brynne pendant from Feiss Collection blends innovative LED technology with a minimalist silhouette. Available in Burnished Brass, Polished Nickel, Satin Nickel Matte, Black or Flat White finishes. All Brynne pendant lights come with two sets of fitters in both Chrome and Burnished Brass to allow you to create a customized look. The advanced, energy efficient LED has warm-on-dim technology, which warms in color. | LINE VOLTAGE PENDANT | Brynne | Pendants | Matte Black / Chrome | MB / CH | Steel | [6 empty] | 0 | No | 1000 | 3000 | 90 | 14 | 120 | 19 - Integrated | MODS - Modules |  |  |  |  | 14 | 14 | 50000 | 0 | [12 empty] | 142.45 | 284.9 | 427.35 | D:14'' H:17'' | 5.28 | 14 |  |  | 17 | Set Screw(s) | [29 empty] | D:6'' H:1 3/4'' Round |  |  |  |  | 180 | Black |  |  | Hardwired | 0 | 0 | 0 | 0 | 1 | 0 | 0 | 0 | 0 | 0 | 0 | 014817582604 | 17.25 | 17 | 15 | 8.2 | 2.546 | 250 | Yes | [9 empty] | cETL Damp | BRYNNE MD LED PEND MATTE BLK | 1 - Light LED Pendant |  | P1442MB-L1_ALT.jpg | P1442MBL1.jpg
P1442PN-L1 | 1 - Light Medium LED Pendant | Refreshed with three new finishes, the Scandinavian-influenced Brynne pendant from Feiss Collection blends innovative LED technology with a minimalist silhouette. Available in Burnished Brass, Polished Nickel, Satin Nickel Matte, Black or Flat White finishes. All Brynne pendant lights come with two sets of fitters in both Chrome and Burnished Brass to allow you to create a customized look. The advanced, energy efficient LED has warm-on-dim technology, which warms in color. | LINE VOLTAGE PENDANT | Brynne | Pendants | Polished Nickel | PN | Steel |  |  |  |  | 1 Integrated Array 14w |  | 1 | Yes | 1000 | 3000 | 90 | 14 | 120 | 19 - Integrated | MODS - Modules |  |  |  |  | 14 | 14 | 50000 | 0 |  |  |  |  | Black | [6 empty] | 45 | 142.45 | 284.9 | 427.35 | D:14 1/8'' H:17'' | 5.28 | 14.125 |  |  | 17 | Set Screw(s) | [29 empty] | D:5 7/8'' H:1 5/8'' Round |  |  |  |  | 180 | Black |  |  | Hardwired | 0 | 0 | 0 | 0 | 1 | 0 | 0 | 0 | 0 | 0 | 0 | 014817597769 | 17.25 | 17.5 | 14.5 | 8.7 | 2.533 | 250 | Yes | [9 empty] | cETL Damp | BRYNNE MD LED PEND PN | 1 - Light LED Pendant |  | P1442PN-L1.jpg | P1442PNL1.jpg
P1442SN-L1 | 1 - Light Medium LED Pendant | Refreshed with three new finishes, the Scandinavian-influenced Brynne pendant from Feiss Collection blends innovative LED technology with a minimalist silhouette. Available in Burnished Brass, Polished Nickel, Satin Nickel Matte, Black or Flat White finishes. All Brynne pendant lights come with two sets of fitters in both Chrome and Burnished Brass to allow you to create a customized look. The advanced, energy efficient LED has warm-on-dim technology, which warms in color. | LINE VOLTAGE PENDANT | Brynne | Pendants | Satin Nickel | SN | Steel |  |  |  |  | 1 Integrated Array 14w |  | 1 | Yes | 1000 | 3000 | 90 | 14 | 120 | 19 - Integrated | MODS - Modules |  |  |  |  | 14 | 14 | 50000 | 0 |  |  |  |  | Black | [6 empty] | 45 | 142.45 | 284.9 | 427.35 | D:14 1/8'' H:17'' | 5.28 | 14.125 |  |  | 17 | Set Screw(s) | [29 empty] | D:5 7/8'' H:1 5/8'' Round |  |  |  |  | 180 | Black |  |  | Hardwired | 0 | 0 | 0 | 0 | 1 | 0 | 0 | 0 | 0 | 0 | 0 | 014817597752 | 17.25 | 17.25 | 14.5 | 9 | 2.497 | 250 | Yes | [9 empty] | cETL Damp | BRYNNE MD LED PEND SN | 1 - Light LED Pendant |  | P1442SN-L1.jpg | P1442SNL1.jpg
P1443BBS-L1 | 1 - Light Large LED Pendant | Refreshed with three new finishes, the Scandinavian-influenced Brynne pendant from Feiss Collection blends innovative LED technology with a minimalist silhouette. Available in Burnished Brass, Polished Nickel, Satin Nickel Matte, Black or Flat White finishes. All Brynne pendant lights come with two sets of fitters in both Chrome and Burnished Brass to allow you to create a customized look. The advanced, energy efficient LED has warm-on-dim technology, which warms in color. | LINE VOLTAGE PENDANT | Brynne | Pendants | Burnished Brass | BBS | Steel |  |  |  |  | 1 Integrated Array 14w |  | 1 | Yes | 1000 | 3000 | 90 | 14 | 120 | 19 - Integrated | MODS - Modules |  |  |  |  | 14 | 14 | 50000 | 0 | [11 empty] | 45 | 199.95 | 399.9 | 599.85 | D:16 1/2'' H:19 3/4'' | 6.6 | 16.5 |  |  | 19.75 | Set Screw(s) | [29 empty] | D:5 7/8'' H:1 5/8'' Round |  |  |  |  | 180 | White |  |  | Hardwired | 0 | 0 | 0 | 0 | 1 | 0 | 0 | 0 | 0 | 0 | 0 | 014817597714 | 19.75 | 19.5 | 17.25 | 11.4 | 3.845 | 250 | Yes | [9 empty] | cETL Damp | BRYNNE LG LED PEND BBS | 1 - Light LED Pendant |  | P1443BBS-L1.jpg | P1443BBSL1.jpg
P1443FWH-L1 | 1 - Light Large LED Pendant | Refreshed with three new finishes, the Scandinavian-influenced Brynne pendant from Feiss Collection blends innovative LED technology with a minimalist silhouette. Available in Burnished Brass, Polished Nickel, Satin Nickel Matte, Black or Flat White finishes. All Brynne pendant lights come with two sets of fitters in both Chrome and Burnished Brass to allow you to create a customized look. The advanced, energy efficient LED has warm-on-dim technology, which warms in color. | LINE VOLTAGE PENDANT | Brynne | Pendants | Flat White / Chrome | FWH / CH | Steel | [6 empty] | 0 | No | 1000 | 3000 | 90 | 14 | 120 | 19 - Integrated | MODS - Modules |  |  |  |  | 14 | 14 | 50000 | 0 | [12 empty] | 199.95 | 399.9 | 599.85 | D:16 1/2'' H:19 3/4'' | 6.6 | 16.5 |  |  | 19.75 | Set Screw(s) | [29 empty] | D:6'' H:1 3/4'' Round |  |  |  |  | 180 | White |  |  | Hardwired | 0 | 0 | 0 | 0 | 1 | 0 | 0 | 0 | 0 | 0 | 0 | 014817582611 | 20 | 20 | 17.25 | 9.9 | 3.993 | 250 | Yes | [9 empty] | cETL Damp | BRYNNE LG LED PEND FLAT WH | 1 - Light LED Pendant |  | P1443FWH-L1_ALT.png | P1443FWHL1.jpg
P1443MB-L1 | 1 - Light Large LED Pendant | Refreshed with three new finishes, the Scandinavian-influenced Brynne pendant from Feiss Collection blends innovative LED technology with a minimalist silhouette. Available in Burnished Brass, Polished Nickel, Satin Nickel Matte, Black or Flat White finishes. All Brynne pendant lights come with two sets of fitters in both Chrome and Burnished Brass to allow you to create a customized look. The advanced, energy efficient LED has warm-on-dim technology, which warms in color. | LINE VOLTAGE PENDANT | Brynne | Pendants | Matte Black / Chrome | MB / CH | Steel | [6 empty] | 0 | No | 1000 | 3000 | 90 | 14 | 120 | 19 - Integrated | MODS - Modules |  |  |  |  | 14 | 14 | 50000 | 0 | [12 empty] | 199.95 | 399.9 | 599.85 | D:16 1/2'' H:19 3/4'' | 6.6 | 16.5 |  |  | 19.75 | Set Screw(s) | [29 empty] | D:6'' H:1 3/4'' Round |  |  |  |  | 180 | Black |  |  | Hardwired | 0 | 0 | 0 | 0 | 1 | 0 | 0 | 0 | 0 | 0 | 0 | 014817582628 | 20 | 19.75 | 17.5 | 9.5 | 4 | 250 | Yes | [9 empty] | cETL Damp | BRYNNE LG LED PEND MATTE BLK | 1 - Light LED Pendant |  | P1443MB-L1_ALT.png | P1443MBL1.jpg
P1443PN-L1 | 1 - Light Large LED Pendant | Refreshed with three new finishes, the Scandinavian-influenced Brynne pendant from Feiss Collection blends innovative LED technology with a minimalist silhouette. Available in Burnished Brass, Polished Nickel, Satin Nickel Matte, Black or Flat White finishes. All Brynne pendant lights come with two sets of fitters in both Chrome and Burnished Brass to allow you to create a customized look. The advanced, energy efficient LED has warm-on-dim technology, which warms in color. | LINE VOLTAGE PENDANT | Brynne | Pendants | Polished Nickel | PN | Steel |  |  |  |  | 1 Integrated Array 14w |  | 1 | Yes | 1000 | 3000 | 90 | 14 | 120 | 19 - Integrated | MODS - Modules |  |  |  |  | 14 | 14 | 50000 | 0 |  |  |  |  | Black | [6 empty] | 45 | 199.95 | 399.9 | 599.85 | D:16 1/2'' H:19 3/4'' | 6.6 | 16.5 |  |  | 19.75 | Set Screw(s) | [29 empty] | D:6'' H:1 3/4'' Round |  |  |  |  | 180 | Black |  |  | Hardwired | 0 | 0 | 0 | 0 | 1 | 0 | 0 | 0 | 0 | 0 | 0 | 014817597738 | 19.75 | 19.5 | 17.25 | 11.4 | 3.845 | 250 | Yes | [9 empty] | cETL Damp | BRYNNE LG LED PEND PN | 1 - Light LED Pendant |  | P1443PN-L1.jpg | P1443PNL1.jpg
P1443SN-L1 | 1 - Light Large LED Pendant | Refreshed with three new finishes, the Scandinavian-influenced Brynne pendant from Feiss Collection blends innovative LED technology with a minimalist silhouette. Available in Burnished Brass, Polished Nickel, Satin Nickel Matte, Black or Flat White finishes. All Brynne pendant lights come with two sets of fitters in both Chrome and Burnished Brass to allow you to create a customized look. The advanced, energy efficient LED has warm-on-dim technology, which warms in color. | LINE VOLTAGE PENDANT | Brynne | Pendants | Satin Nickel | SN | Steel |  |  |  |  | 1 Integrated Array 14w |  | 1 | Yes | 1000 | 3000 | 90 | 14 | 120 | 19 - Integrated | MODS - Modules |  |  |  |  | 14 | 14 | 50000 | 0 |  |  |  |  | Black | [6 empty] | 45 | 199.95 | 399.9 | 599.85 | D:16 1/2'' H:19 3/4'' | 6.6 | 16.5 |  |  | 19.75 | Set Screw(s) | [29 empty] | D:5 7/8'' H:1 5/8'' Round |  |  |  |  | 180 | Black |  |  | Hardwired | 0 | 0 | 0 | 0 | 1 | 0 | 0 | 0 | 0 | 0 | 0 | 014817597721 | 19.75 | 19.5 | 17.25 | 11.4 | 3.845 | 250 | Yes | [9 empty] | cETL Damp | BRYNNE LG LED PEND SN | 1 - Light LED Pendant |  | P1443SN-L1.jpg | P1443SNL1.jpg
P1445BBS | 1 - Light Pendant | The Elmore pendant collection from Feiss features Clear Candy glass achieved through a multi-step, artisanal process of wrapping small rods of glass around the glass shade to create a textured, vibrant surface that subtly conceals the light source and refracts the light to create a wonderful sparkle. These spectacular, large scale glass shades are available in two classic profiles, a cone or cylinder (both shapes are 18” high), which would easily accent an urban, eclectic loft as well as more traditional, settings looking for rich textures to complement the surrounding décor. Beautiful cast details, like the tailored square link chain in a Chrome or Burnished Brass finish, complete this timeless look, which is versatile enough to work well as entry lighting, dining room lighting, living room lighting, bedroom lighting or kitchen lighting. | LINE VOLTAGE PENDANT | Elmore | Pendants | Burnished Brass | BBS | Steel | Clear Glass | D:11.75" H:14" |  |  | 1 Medium A19 60w |  | 1 | No | [14 empty] | 0 | [12 empty] | 142.45 | 284.9 | 427.35 | D:11 3/4'' H:18'' O:82 3/4'' | 7.04 | 11.75 |  |  | 18 | Set Screw(s) |  |  | 82.75 | [26 empty] | D:5'' H:3/4'' Round |  |  |  |  | 180 | Clear | 60 |  | Hardwired | 0 | 0 | 0 | 0 | 0 | 0 | 0 | 0 | 0 | 0 | 0 | 014817570779 | 21 | 15.75 | 15.75 | 12.3 | 3.015 | 175 | Yes | [9 empty] | cETL Damp | ELMORE 1L CONE PEND BBS | 1 - Light Pendant |  | P1445BBS.jpg | P1445BBS.jpg
P1445CH | 1 - Light Pendant | The Elmore pendant collection from Feiss features Clear Candy glass achieved through a multi-step, artisanal process of wrapping small rods of glass around the glass shade to create a textured, vibrant surface that subtly conceals the light source and refracts the light to create a wonderful sparkle. These spectacular, large scale glass shades are available in two classic profiles, a cone or cylinder (both shapes are 18” high), which would easily accent an urban, eclectic loft as well as more traditional, settings looking for rich textures to complement the surrounding décor. Beautiful cast details, like the tailored square link chain in a Chrome or Burnished Brass finish, complete this timeless look, which is versatile enough to work well as entry lighting, dining room lighting, living room lighting, bedroom lighting or kitchen lighting. | LINE VOLTAGE PENDANT | Elmore | Pendants | Chrome | CH | Steel | Clear Glass | D:11.75" H:14" |  |  | 1 Medium A19 60w |  | 1 | No | [14 empty] | 0 | [12 empty] | 142.45 | 284.9 | 427.35 | D:11 3/4'' H:18'' O:82 3/4'' | 7.04 | 11.75 |  |  | 18 | Set Screw(s) |  |  | 82.75 | [26 empty] | D:5'' H:3/4'' Round |  |  |  |  | 180 | Clear | 60 |  | Hardwired | 0 | 0 | 0 | 0 | 0 | 0 | 0 | 0 | 0 | 0 | 0 | 014817570762 | 21.25 | 16 | 16 | 10.8 | 3.148 | 250 | Yes | [9 empty] | cETL Damp | ELMORE 1L CONE PEND CH | 1 - Light Pendant |  | P1445CH.jpg | P1445CH.jpg
P1446BBS | 1 - Light Pendant | The Elmore pendant collection from Feiss features Clear Candy glass achieved through a multi-step, artisanal process of wrapping small rods of glass around the glass shade to create a textured, vibrant surface that subtly conceals the light source and refracts the light to create a wonderful sparkle. These spectacular, large scale glass shades are available in two classic profiles, a cone or cylinder (both shapes are 18” high), which would easily accent an urban, eclectic loft as well as more traditional, settings looking for rich textures to complement the surrounding décor. Beautiful cast details, like the tailored square link chain in a Chrome or Burnished Brass finish, complete this timeless look, which is versatile enough to work well as entry lighting, dining room lighting, living room lighting, bedroom lighting or kitchen lighting. | LINE VOLTAGE PENDANT | Elmore | Pendants | Burnished Brass | BBS | Steel | Clear Glass | D:5.875" H:14.75" |  |  | 1 Medium A19 60w |  | 1 | No | [14 empty] | 0 | [12 empty] | 113.95 | 227.9 | 341.85 | D:5 7/8'' H:18 3/4'' O:83 1/4'' | 6.05 | 5.875 |  |  | 18.75 | Set Screw(s) |  |  | 83.25 | [26 empty] | D:5'' H:3/4'' Round |  |  |  |  | 180 | Clear | 60 |  | Hardwired | 0 | 0 | 0 | 0 | 0 | 0 | 0 | 0 | 0 | 0 | 0 | 014817570793 | 10 | 10 | 23.25 | 8.7 | 1.345 | 125 | Yes | [9 empty] | cETL Damp | ELMORE 1L CYLINDER PEND BBS | 1 - Light Pendant |  | P1446BBS.jpg | P1446BBS.jpg
P1446CH | 1 - Light Pendant | The Elmore pendant collection from Feiss features Clear Candy glass achieved through a multi-step, artisanal process of wrapping small rods of glass around the glass shade to create a textured, vibrant surface that subtly conceals the light source and refracts the light to create a wonderful sparkle. These spectacular, large scale glass shades are available in two classic profiles, a cone or cylinder (both shapes are 18” high), which would easily accent an urban, eclectic loft as well as more traditional, settings looking for rich textures to complement the surrounding décor. Beautiful cast details, like the tailored square link chain in a Chrome or Burnished Brass finish, complete this timeless look, which is versatile enough to work well as entry lighting, dining room lighting, living room lighting, bedroom lighting or kitchen lighting. | LINE VOLTAGE PENDANT | Elmore | Pendants | Chrome | CH | Steel | Clear Glass | D:5.875" H:14.75" |  |  | 1 Medium A19 60w |  | 1 | No | [14 empty] | 0 | [12 empty] | 113.95 | 227.9 | 341.85 | D:5 7/8'' H:18 3/4'' O:83 1/4'' | 6.05 | 5.875 |  |  | 18.75 | Set Screw(s) |  |  | 83.25 | [26 empty] | D:5'' H:3/4'' Round |  |  |  |  | 180 | Clear | 60 |  | Hardwired | 0 | 0 | 0 | 0 | 0 | 0 | 0 | 0 | 0 | 0 | 0 | 014817570786 | 23.25 | 10.25 | 10.25 | 9.2 | 1.414 | 125 | Yes | [9 empty] | cETL Damp | ELMORE 1L CYLINDER PEND CH | 1 - Light Pendant |  | P1446CH.jpg | P1446CH.jpg
P1449CH | 1 - Light Mini-Pendant | Loras is a contemporary take on historic, industrial designs. The transitional chandeliers feature multiple corded pendants beautifully suspended on either a Dark Weathered Iron or Chrome-finished frame. Clear Seeded glass shades on black fabric cords add dimension and charm to this vintage-inspired silhouette. | LINE VOLTAGE PENDANT | Loras | Pendants | Chrome | CH | Steel | Clear Seeded Glass | D:5.75" H:8.75" |  |  | 1 Medium A19 75w |  | 1 | No | [14 empty] | 0 | [12 empty] | 57.48 | 114.96 | 172.44 | D:5 3/4'' H:9 1/2'' O:191'' | 3.58 | 5.75 |  |  | 9.5 | Set Screw(s) |  |  | 191 | [26 empty] | D:5'' H:1'' Round |  |  |  |  | 180 | Black |  |  | Hardwired | 0 | 0 | 0 | 0 | 0 | 0 | 0 | 0 | 0 | 0 | 0 | 014817570168 | 14.25 | 10.5 | 9.5 | 4.1 | 0.823 | 175 | Yes | [9 empty] | cETL Damp | 1L MINI-PENDANT | 1 - Light Mini-Pendant |  | P1449CH.jpg | P1449CH.jpg
P1449DWI | 1 - Light Mini-Pendant | Loras is a contemporary take on historic, industrial designs. The transitional chandeliers feature multiple corded pendants beautifully suspended on either a Dark Weathered Iron or Chrome-finished frame. Clear Seeded glass shades on black fabric cords add dimension and charm to this vintage-inspired silhouette. | LINE VOLTAGE PENDANT | Loras | Pendants | Dark Weathered Iron | DWI | Steel | Clear Seeded Glass | D:5.75" H:8.75" |  |  | 1 Medium A19 75w |  | 1 | No | [14 empty] | 0 | [12 empty] | 56.45 | 112.9 | 169.35 | D:5 3/4'' H:9 1/2'' O:191'' | 3.58 | 5.75 |  |  | 9.5 | Set Screw(s) |  |  | 191 | [26 empty] | D:5'' H:1'' Round |  |  |  |  | 180 | Black |  |  | Hardwired | 0 | 0 | 0 | 0 | 0 | 0 | 0 | 0 | 0 | 0 | 0 | 014817570175 | 14.5 | 10.75 | 9.75 | 4.1 | 0.88 | 175 | Yes | [9 empty] | cETL Damp | 1L MINI-PENDANT | 1 - Light Mini-Pendant |  | P1449DWI.jpg | P1449DWI.jpg
P1450CH | 1 - Light Medium Pendant | The Nico pendant collection from Feiss features a cage profile with dramatic geometric flair. Clean lines seamlessly transition into curves, which all meet at a perfect point by using hand-welding techniques achieved only through superb craftsmanship and skill. Adding to the drama is the large scale of the Nico pendants, along with the three brilliantly-polished finishes available, including Copper, Burnished Brass and Chrome. Both the chain and the canopy match the selected finish of each fixture as well. When installed in clusters, the pendants may all be a matching finish or varied finishes for a more eclectic look, whether used for entry lighting, dining room lighting, living room lighting or bedroom lighting. The exposed bulbs are central to the design, so Edison-style bulbs are a perfect choice. The Nico pendants are available as a medium (23” high) one-light pendant and a large (32” high) one-light pendant. | LINE VOLTAGE PENDANT | Nico | Pendants | Chrome | CH | Steel |  |  |  |  | 1 Medium A19 75w |  | 1 | No | [14 empty] | 0 | [12 empty] | 74.5 | 149 | 223.5 | W:14'' H:23 3/4'' O:85 3/4'' | 7.92 |  |  | 14 | 23.75 | Center Lock-Up |  |  | 85.75 | [26 empty] | D:5'' H:3/4'' Round |  |  |  |  | 180 | Clear | 60 |  | Hardwired | 0 | 0 | 0 | 0 | 0 | 0 | 0 | 0 | 0 | 0 | 0 | 014817570670 | 26.75 | 13.25 | 13 | 10.5 | 2.666 | 250 | Yes | [9 empty] | cETL Damp | NICO 1L MD PEND CHROME | 1 - Light Pendant |  | P1450CH.jpg | P1450CH.jpg
P1450CPR | 1 - Light Medium Pendant | The Nico pendant collection from Feiss features a cage profile with dramatic geometric flair. Clean lines seamlessly transition into curves, which all meet at a perfect point by using hand-welding techniques achieved only through superb craftsmanship and skill. Adding to the drama is the large scale of the Nico pendants, along with the three brilliantly-polished finishes available, including Copper, Burnished Brass and Chrome. Both the chain and the canopy match the selected finish of each fixture as well. When installed in clusters, the pendants may all be a matching finish or varied finishes for a more eclectic look, whether used for entry lighting, dining room lighting, living room lighting or bedroom lighting. The exposed bulbs are central to the design, so Edison-style bulbs are a perfect choice. The Nico pendants are available as a medium (23” high) one-light pendant and a large (32” high) one-light pendant. | LINE VOLTAGE PENDANT | Nico | Pendants | Copper | CPR | Steel |  |  |  |  | 1 Medium A19 75w |  | 1 | No | [14 empty] | 0 | [12 empty] | 74.5 | 149 | 223.5 | W:14'' H:23 3/4'' O:85 3/4'' | 7.92 |  |  | 14 | 23.75 | Center Lock-Up |  |  | 85.75 | [26 empty] | D:5'' H:3/4'' Round |  |  |  |  | 180 | Other | 60 |  | Hardwired | 0 | 0 | 0 | 0 | 0 | 0 | 0 | 0 | 0 | 0 | 0 | 014817570687 | 26.75 | 13.25 | 13 | 10.5 | 2.666 | 250 | Yes | [9 empty] | cETL Damp | NICO 1L MD PEND COPPER | 1 - Light Pendant |  | P1450CPR.jpg | P1450CPR.jpg
P1451BBS | 1 - Light Large Pendant | The Nico pendant collection from Feiss features a cage profile with dramatic geometric flair. Clean lines seamlessly transition into curves, which all meet at a perfect point by using hand-welding techniques achieved only through superb craftsmanship and skill. Adding to the drama is the large scale of the Nico pendants, along with the three brilliantly-polished finishes available, including Copper, Burnished Brass and Chrome. Both the chain and the canopy match the selected finish of each fixture as well. When installed in clusters, the pendants may all be a matching finish or varied finishes for a more eclectic look, whether used for entry lighting, dining room lighting, living room lighting or bedroom lighting. The exposed bulbs are central to the design, so Edison-style bulbs are a perfect choice. The Nico pendants are available as a medium (23” high) one-light pendant and a large (32” high) one-light pendant. | LINE VOLTAGE PENDANT | Nico | Pendants | Burnished Brass | BBS | Steel |  |  |  |  | 1 Medium A19 75w |  | 1 | No | [14 empty] | 0 | [12 empty] | 124.5 | 249 | 373.5 | W:19'' H:32'' O:94'' | 11.66 |  |  | 19 | 32 | Center Lock-Up |  |  | 94 | [26 empty] | D:5'' H:3/4'' Round |  |  |  |  | 180 | Clear | 60 |  | Hardwired | 0 | 0 | 0 | 0 | 0 | 0 | 0 | 0 | 0 | 0 | 0 | 014817570724 | 34.5 | 16.75 | 16.5 | 16.7 | 5.518 | 250 | Yes | [9 empty] | cETL Damp | NICO 1L LG PEND BRNSH BRSS | 1 - Light Pendant |  | P1451BBS.jpg | P1451BBS.jpg
P1452SGM | 1 - Light Mini-Pendant | The Lennex collection by Feiss is a throwback to the Industrial Revolution, featuring open metal cages, exposed lamping and gooseneck detailing that resemble true vintage warehouse fixtures. Real gas piping secures the pitted, rugged sand-cast shades, which are produced in a new Slated Grey Metal finish. Designers are selecting this industrial look to complement a wide array of décor from traditional spaces to urban loft to chic, European-inspired eclectic rooms. The indoor/outdoor wall sconces are a sharp architectural accent whether flanking a front door, garage or pool house. The industrial-inspired Lennex collection offers a three-light chandelier, two-light island chandelier, three-light island chandelier, six-light island chandelier, one-light mini-pendant, a medium one-light indoor/outdoor wall lantern, and a large one-light indoor/outdoor wall lantern. Both one-light wall lanterns are designed to be used indoors or out and are Wet Rated for outdoor use. | LINE VOLTAGE PENDANT | Lennex | Pendants | Slate Grey Metal | SGM | Steel |  |  |  |  | 1 Medium A19 60w |  | 1 | No | [14 empty] | 0 | [12 empty] | 85.45 | 170.9 | 256.35 | D:12'' H:9'' O:66 1/4'' | 6.16 | 12 |  |  | 9 | Center Lock-Up |  |  | 66.25 | 18.25 - 66.25 | [25 empty] | D:5 1/4'' H:1 1/4'' Round |  |  |  |  | 180 |  |  |  | Hardwired | 0 | 0 | 0 | 0 | 0 | 0 | 0 | 0 | 0 | 0 | 0 | 014817571875 | 15.25 | 15.25 | 10.25 | 7.3 | 1.379 | 175 | Yes | [9 empty] | cETL Damp | 1L MINI-PENDANT | 1 - Light Mini-Pendant |  | P1452SGM.jpg | P1452SGM.jpg
P1459CH | 1 - Light Pendant | Loras is a contemporary take on historic, industrial designs. The transitional chandeliers feature multiple corded pendants beautifully suspended on either a Dark Weathered Iron or Chrome-finished frame. Clear Seeded glass shades on black fabric cords add dimension and charm to this vintage-inspired silhouette. | LINE VOLTAGE PENDANT | Loras | Pendants | Chrome | CH | Steel | Clear Seeded Glass | D:11.5" H:14.25" |  |  | 1 Medium A19 60w |  | 1 | No | [14 empty] | 0 | [12 empty] | 85.95 | 171.9 | 257.85 | D:11 1/2'' H:14 3/4'' O:60 1/4'' | 7 | 11.5 |  |  | 14.75 | Screw Collar - Stem |  |  | 60.25 | 18.25 - 60.25 | [25 empty] | D:5'' H:1 1/8'' Round |  |  |  |  | 180 |  |  |  | Hardwired | 0 | 0 | 0 | 0 | 0 | 0 | 0 | 0 | 0 | 0 | 0 | 014817574159 | 17.5 | 14.5 | 14.5 | 9.8 | 2.129 | 175 | Yes | [9 empty] | cETL Damp | LORAS 1L PEND CH | 1 - Light Pendant |  | P1459CH.jpg | P1459CH.jpg
P1459DWI | 1 - Light Pendant | Loras is a contemporary take on historic, industrial designs. The transitional chandeliers feature multiple corded pendants beautifully suspended on either a Dark Weathered Iron or Chrome-finished frame. Clear Seeded glass shades on black fabric cords add dimension and charm to this vintage-inspired silhouette. | LINE VOLTAGE PENDANT | Loras | Pendants | Dark Weathered Iron | DWI | Steel |  |  |  | Clear Seeded Glass | 1 Medium A19 60w |  | 1 | No | [14 empty] | 0 | [12 empty] | 85.95 | 171.9 | 257.85 | D:11 1/2'' H:14 3/4'' O:60 1/4'' | 7 | 11.5 |  |  | 14.75 | Screw Collar - Stem |  |  | 60.25 | 18.25 - 60.25 | [25 empty] | D:5'' H:1 1/8'' Round |  |  |  |  | 180 |  |  |  | Hardwired | 0 | 0 | 0 | 0 | 0 | 0 | 0 | 0 | 0 | 0 | 0 | 014817574166 | 17.5 | 15 | 14 | 10.8 | 2.127 | 70 | Yes | [9 empty] | cETL Damp | LORAS 1L PEND DWI | 1 - Light Pendant |  | P1459DWI.jpg | P1459DWI.jpg
P1461ORB | One Light Pendant | Taking inspiration from the generous vessel and slender neck of a vintage glass jug, the pendants of the Baylor Collection make their presence known in an understated way, with an eye-catching yet simple silhouette and a classic Clear Seeded glass shade. Baylor pendants are available in two hardware finish options, either Satin Nickel or Oil Rubbed Bronze. Both fixtures have a Clear Seeded glass shade. Exposed lamping (sold separately) gives a slightly rustic, industrial feel. Baylor pendants measure 12" at their widest point, and are 17" high. | LINE VOLTAGE PENDANT | Baylor | Pendants | Oil Rubbed Bronze | ORB | Steel | Clear Seeded Glass | D:12" H:16" |  |  | 1 Medium ST19 60w |  | 1 | No | [14 empty] | 0 | [12 empty] | 89.98 | 179.96 | 269.94 | D:12'' H:17 1/4'' O:62 3/4'' | 7.3 | 12 |  |  | 17.25 | Screw Collar - Stem |  |  | 62.75 | 20.75 - 62.75 |  |  | No |  | No | [20 empty] | D:5'' H:1 1/8'' Round |  |  |  |  | 180 | Black |  |  | Hardwired | 0 | 0 | 0 | 0 | 1 | 0 | 0 | 1 | 0 | 0 | 0 | 014817574180 | 19.5 | 14.75 | 14.75 | 9.6 | 2.455 | 250 | Yes | [9 empty] | cETL Damp | BAYLOR 1L PEND-ORB | One Light Pendant |  | P1461ORB.jpg | P1461ORB.jpg
P1461SN | One Light Pendant | Taking inspiration from the generous vessel and slender neck of a vintage glass jug, the pendants of the Baylor Collection make their presence known in an understated way, with an eye-catching yet simple silhouette and a classic Clear Seeded glass shade. Baylor pendants are available in two hardware finish options, either Satin Nickel or Oil Rubbed Bronze. Both fixtures have a Clear Seeded glass shade. Exposed lamping (sold separately) gives a slightly rustic, industrial feel. Baylor pendants measure 12" at their widest point, and are 17" high. | LINE VOLTAGE PENDANT | Baylor | Pendants | Satin Nickel | SN | Steel | Clear Seeded Glass | D:12" H:16" |  |  | 1 Medium ST19 60w |  | 1 | No | [14 empty] | 0 | [12 empty] | 89.98 | 179.96 | 269.94 | D:12'' H:17 1/4'' O:62 3/4'' | 7.3 | 12 |  |  | 17.25 | Screw Collar - Stem |  |  | 62.75 |  |  |  | No |  | No | [20 empty] | D:5'' H:1 1/8'' Round |  |  |  |  | 180 | Clear |  |  | Hardwired | 0 | 0 | 0 | 0 | 1 | 0 | 0 | 1 | 0 | 0 | 0 | 014817574173 | 19.5 | 14.75 | 14.75 | 9.6 | 2.455 | 250 | Yes | [9 empty] | cETL Damp | BAYLOR 1L PEND-SN | One Light Pendant |  | P1461SN.jpg | P1461SN.jpg
P1471WZC/WOW | 1 - Light Pendant | With light and shadow emanating from an ornately-decorated orb silhouette, the Avila Collection channels the beauty of wrought-iron garden gates from 18th century Europe. Avila's rustic Weathered Zinc ironwork is softened by the delicate curves of the lines and the warm Weathered Oak center ring. The elaborate housing creates beautiful sight lines as it frames the light within. Add historical ambiance and intricate décor to a wide range of rooms. This collection is not currently sold online. Products are available in retail showrooms only. | LINE VOLTAGE PENDANT | Avila | Pendants | Weathered Zinc/Weathered Oak | WZC/WOW | Steel |  |  |  |  | 1 Medium A19 60w |  | 1 | No | [14 empty] | 0 | [12 empty] | 182.95 | 365.9 | 548.85 | D:10'' H:12 1/4'' O:79'' | 5 | 10 |  |  | 12.25 | Set Screw(s) |  |  | 79 | [26 empty] | D:5'' H:1 1/8'' Round |  |  |  |  | 180 | Black | 60 |  | Hardwired | 0 | 0 | 0 | 0 | 0 | 0 | 0 | 0 | 0 | 0 | 0 | 014817579253 | 14 | 12.25 | 12.25 | 7 | 1.216 | 175 | Yes | [9 empty] | cETL Damp | AVILA 1L PENDANT DWZ/WO | 1 - Light Pendant |  | P1471WZCWOW.jpg | P1471WZCWOW.jpg
P1472TXB/CH | 1 - Light Pendant | The Art-Deco-inspired Broderick features bold, angular lines in a rich, two-toned finish of shiny Chrome with Textured Black. Each of Broderick's clear glass shades rest atop a cylindrical bobeche, adding dimension to a smooth, structured silhouette. | LINE VOLTAGE PENDANT | Broderick | Pendants | Textured Black / Chrome | TXB / CH | Steel | Clear Glass | D:2.75" H:8" |  |  | 1 Candelabra Torpedo 60w |  | 1 | No | [14 empty] | 0 | [12 empty] | 108.45 | 216.9 | 325.35 | L:12 1/2'' W:12 1/2'' H:17 7/8'' | 3.5 |  | 12.5 | 12.5 | 17.875 | Center Lock-Up |  |  |  | 26.625 - 74.625 | [25 empty] | D:5'' H:1 3/16'' Round |  |  |  |  | 180 | Black |  |  | Hardwired | 0 | 0 | 0 | 0 | 0 | 0 | 0 | 0 | 0 | 0 | 0 | 014817579345 | 21.75 | 12.25 | 11.75 | 8 | 1.812 | 175 | Yes | [9 empty] | cETL Damp | BRODERICK 1L PENDANT TXB/CH | 1 - Light Pendant |  | P1472TXBCH.jpg | P1472TXBCH.jpg
P1477PN | 1 - Light Pendant | Harper is a modern beauty, with light glowing through Plated Smoke Glass globes that float within an angular, Polished Nickel frame. Machinery-inspired hardware holds each globe in place and is crafted using a special technique called knurling, delivering an authentic industrial look and feel. | LINE VOLTAGE PENDANT | Harper | Pendants | Polished Nickel | PN | Steel | Plated Smoke Glass | D:8" |  |  | 1 Candelabra Torpedo 60w |  | 1 | No | [14 empty] | 0 | [12 empty] | 142.45 | 284.9 | 427.35 | D:13 7/8'' H:20 1/4'' | 6.5 | 13.875 |  |  | 20.25 | Center Lock-Up |  |  |  | 29 - 65 | [25 empty] | D:5'' H:1 3/16'' Round |  |  |  |  | 180 | Clear Silver |  |  | Hardwired | 0 | 0 | 0 | 0 | 0 | 0 | 0 | 0 | 0 | 0 | 0 | 014817579680 | 17 | 15.5 | 13.25 | 8.1 | 2.02 | 175 | Yes | [9 empty] | cETL Damp | HARPER 1L PENDANT PN | 1 - Light Pendant |  | P1477PN.jpg | P1477PN.jpg
P1480ANBZ | 3 - Light Pendant | Woodruff is a modern interpretation of a classic lantern silhouette, complete with an open, airy frame, vented details at the top and floating candle tubes within. Woodruff is inspired by a historical lantern design and is available in two finish options of either Polished Nickel or Antique Bronze. | LINE VOLTAGE PENDANT | Woodruff | Pendants | Antique Bronze | ANBZ | Steel |  |  |  |  | 3 Candelabra Torpedo 60w |  | 3 | No | [14 empty] | 0 | [12 empty] | 155.95 | 311.9 | 467.85 | L:9'' W:9'' H:16'' | 6 |  | 9 | 9 | 16 | Center Lock-Up |  |  |  | 25.5 - 61.5 | [25 empty] | DP:5'' W:5'' H:1 1/8'' Square |  |  |  |  | 180 | Black |  |  | Hardwired | 0 | 0 | 0 | 0 | 0 | 0 | 0 | 0 | 0 | 0 | 0 | 014817579840 | 20.5 | 13.25 | 13.25 | 9.3 | 2.083 | 175 | Yes | [9 empty] | cETL Damp | WOODRUFF 3L PENADANT ANBZ | 3 - Light Pendant |  | P1480ANBZ.jpg | P1480ANBZ.jpg
P1480PN | 3 - Light Pendant | Woodruff is a modern interpretation of a classic lantern silhouette, complete with an open, airy frame, vented details at the top and floating candle tubes within. Woodruff is inspired by a historical lantern design and is available in two finish options of either Polished Nickel or Antique Bronze. | LINE VOLTAGE PENDANT | Woodruff | Pendants | Polished Nickel | PN | Steel |  |  |  |  | 3 Candelabra Torpedo 60w |  | 3 | No | [14 empty] | 0 | [12 empty] | 172.95 | 345.9 | 518.85 | L:9'' W:9'' H:16'' | 6 |  | 9 | 9 | 16 | Center Lock-Up |  |  |  | 25.5 - 61.5 | [25 empty] | DP:5'' W:5'' H:1 1/8'' Square |  |  |  |  | 180 | Clear Silver |  |  | Hardwired | 0 | 0 | 0 | 0 | 0 | 0 | 0 | 0 | 0 | 0 | 0 | 014817579765 | 20.8 | 13.5 | 13.25 | 9.2 | 2.153 | 175 | Yes | [9 empty] | cETL Damp | WOODRUFF 3L PENADANT PN | 3 - Light Pendant |  | P1480PN.jpg | P1480PN.jpg
P1483CH | One Light Pendant | Zola pendants were inspired by the soft turning details on farmhouse furniture. A single lamp suspends downward from the center of the Clear Glass shade, becoming a central design element of the fixture. Zola is available in three finish options: Satin Nickel, Chrome and Oil Rubbed Bronze. | LINE VOLTAGE PENDANT | Zola | Pendants | Chrome | CH | Steel | Clear Glass | D:13" H:15.25" |  |  | 1 Medium A19 60w |  | 1 | No | [14 empty] | 0 | [12 empty] | 107.98 | 215.96 | 323.94 | D:13'' H:16 7/8'' | 2.65 | 13 |  |  | 16.875 | Screw Collar - Stem |  |  |  | 26.625 - 62.625 |  |  | No |  | No | [20 empty] | D:5'' H:1 1/8'' Round |  |  |  |  | 180 | Clear Silver |  |  | Hardwired | 0 | 0 | 0 | 0 | 1 | 0 | 0 | 1 | 0 | 0 | 0 | 014817581331 | 20 | 16.25 | 16 | 10.3 | 3.009 | 250 | Yes | [9 empty] | cETL Damp | ZOLA 1L PENDANT-CH | One Light Pendant |  | P1483CH.jpg | P1483CH.jpg
P1483ORB | One Light Pendant | Zola pendants were inspired by the soft turning details on farmhouse furniture. A single lamp suspends downward from the center of the Clear Glass shade, becoming a central design element of the fixture. Zola is available in three finish options: Satin Nickel, Chrome and Oil Rubbed Bronze. | LINE VOLTAGE PENDANT | Zola | Pendants | Oil Rubbed Bronze | ORB | Steel | Clear Glass | D:13" H:15.25" |  |  | 1 Medium A19 60w |  | 1 | No | [14 empty] | 0 | [12 empty] | 107.98 | 215.96 | 323.94 | D:13'' H:16 7/8'' | 2.65 | 13 |  |  | 16.875 | Screw Collar - Stem |  |  |  | 26.625 - 62.625 |  |  | No |  | No | [20 empty] | D:5'' H:1 1/8'' Round |  |  |  |  | 180 | Brown |  |  | Hardwired | 0 | 0 | 0 | 0 | 1 | 0 | 0 | 1 | 0 | 0 | 0 | 014817581348 | 20 | 16.25 | 16 | 9.9 | 3.009 | 250 | Yes | [9 empty] | cETL Damp | ZOLA 1L PENDANT-ORB | One Light Pendant |  | P1483ORB.jpg | P1483ORB.jpg
P1483SN | One Light Pendant | Zola pendants were inspired by the soft turning details on farmhouse furniture. A single lamp suspends downward from the center of the Clear Glass shade, becoming a central design element of the fixture. Zola is available in three finish options: Satin Nickel, Chrome and Oil Rubbed Bronze. | LINE VOLTAGE PENDANT | Zola | Pendants | Satin Nickel | SN | Steel | Clear Glass | D:13" H:15.25" |  |  | 1 Medium A19 60w |  | 1 | No | [14 empty] | 0 | [12 empty] | 107.98 | 215.96 | 323.94 | D:13'' H:16 7/8'' | 2.65 | 13 |  |  | 16.875 | Screw Collar - Stem | [6 empty] | No |  | No | [20 empty] | D:5'' H:1 1/8'' Round |  |  |  |  | 180 | Clear Silver |  |  | Hardwired | 0 | 0 | 0 | 0 | 1 | 0 | 0 | 1 | 0 | 0 | 0 | 014817581324 | 20 | 16.25 | 16 | 9.9 | 3.009 | 250 | Yes | [9 empty] | cETL Damp | ZOLA 1L PENDANT-SN | One Light Pendant |  | P1483SN.jpg | P1483SN.jpg
P1484CH | One Light Pendant | Marino features a thick Clear Glass shade with a single lamp suspending downward from the center. The elegant turning detail at the top of the body compliments spaces ranging from traditional to modern. Marino is offered in three distinct finish options: Satin Nickel, Chrome and Oil Rubbed Bronze. | LINE VOLTAGE PENDANT | Marino | Pendants | Chrome | CH | Steel | Clear Glass | D:9.25" H:14.75" |  |  | 1 Medium ST19 60w |  | 1 | No | [14 empty] | 0 | [12 empty] | 59.98 | 119.96 | 179.94 | D:9 1/4'' H:16 1/4'' O:62 1/8'' | 2.25 | 9.25 |  |  | 16.25 | Screw Collar - Stem |  |  | 62.125 |  |  |  | No |  | No | [20 empty] | D:5'' H:7/8'' Round |  |  |  |  | 180 | Clear Silver |  |  | Hardwired | 0 | 0 | 0 | 0 | 1 | 0 | 0 | 1 | 0 | 0 | 0 | 014817581362 | 19.25 | 12.25 | 12 | 7.8 | 1.638 | 175 | Yes | [9 empty] | cETL Damp | MARINO 1L PENDANT-CH | One Light Pendant |  | P1484CH.jpg | P1484CH.jpg
P1484ORB | One Light Pendant | Marino features a thick Clear Glass shade with a single lamp suspending downward from the center. The elegant turning detail at the top of the body compliments spaces ranging from traditional to modern. Marino is offered in three distinct finish options: Satin Nickel, Chrome and Oil Rubbed Bronze. | LINE VOLTAGE PENDANT | Marino | Pendants | Oil Rubbed Bronze | ORB | Steel | Clear Glass | D:9.25" H:14.75" |  |  | 1 Medium ST19 60w |  | 1 | No | [14 empty] | 0 | [12 empty] | 59.98 | 119.96 | 179.94 | D:9 1/4'' H:16 1/4'' O:62 1/8'' | 2.25 | 9.25 |  |  | 16.25 | Screw Collar - Stem |  |  | 62.125 |  |  |  | No |  | No | [20 empty] | D:5'' H:7/8'' Round |  |  |  |  | 180 | Brown |  |  | Hardwired | 0 | 0 | 0 | 0 | 1 | 0 | 0 | 1 | 0 | 0 | 0 | 014817581379 | 19.25 | 12.25 | 12 | 7.2 | 1.638 | 175 | Yes | [9 empty] | cETL Damp | MARINO 1L PENDANT-ORB | One Light Pendant |  | P1484ORB.jpg | P1484ORB.jpg
P1484SN | One Light Pendant | Marino features a thick Clear Glass shade with a single lamp suspending downward from the center. The elegant turning detail at the top of the body compliments spaces ranging from traditional to modern. Marino is offered in three distinct finish options: Satin Nickel, Chrome and Oil Rubbed Bronze. | LINE VOLTAGE PENDANT | Marino | Pendants | Satin Nickel | SN | Steel | Clear Glass | D:9.25" H:14.75" |  |  | 1 Medium ST19 60w |  | 1 | No | [14 empty] | 0 | [12 empty] | 59.98 | 119.96 | 179.94 | D:9 1/4'' H:16 1/4'' O:62 1/8'' | 2.25 | 9.25 |  |  | 16.25 | Screw Collar - Stem |  |  | 62.125 | 26.125 - 62.125 |  |  | No |  | No | [20 empty] | D:5'' H:7/8'' Round |  |  |  |  | 180 | Clear Silver |  |  | Hardwired | 0 | 0 | 0 | 0 | 1 | 0 | 0 | 1 | 0 | 0 | 0 | 014817581355 | 19.25 | 12.25 | 12 | 7.2 | 1.638 | 175 | Yes | [9 empty] | cETL Damp | MARINO 1L PENDANT-SN | One Light Pendant |  | P1484SN.jpg | P1484SN.jpg
P1487OCG | 1 - Light Pendant | The perfectly proportioned Fiona pendants represent vintage industrial metal pendants from the early 20th century. Our NEW Oil Can Grey finish gives a faded, washed-out vibe, while the Chrome finish adds a more tailored look with a modern twist. | LINE VOLTAGE PENDANT | Fiona | Pendants | Oil Can Grey | OCG | Steel |  |  |  |  | 1 Medium A19 75w |  | 1 | No | [14 empty] | 0 | [12 empty] | 113.95 | 227.9 | 341.85 | D:12'' H:14 1/4'' | 5.8 | 12 |  |  | 14.25 | Center Lock-Up |  |  |  | 22.875 - 60.875 | [25 empty] | DP:5 1/2'' W:5 1/2'' H:3/4'' Square |  |  |  |  | 180 | Clear Silver |  |  | Hardwired | 0 | 0 | 0 | 0 | 0 | 0 | 0 | 0 | 0 | 0 | 0 | 014817579895 | 18.5 | 14.75 | 14.75 | 8.3 | 2.329 | 250 | Yes | [9 empty] | cETL Damp | FIONA 1L PENDANT OCG | 1 - Light Pendant |  | P1487OCG.jpg | P1487OCG.jpg
P1488PN | 4 - Light Pendant | Osborne takes inspiration from an early 19th Century Neoclassical smoke lantern. Osborne provides great depth and dimension, as curved bars frame the bell-shaped shade and suspend it in place in the center of the fixture. Osborne is available in a Satin Nickel or Polished Nickel finish. | LINE VOLTAGE PENDANT | Osborne | Pendants | Polished Nickel | PN | Steel |  |  |  |  | 4 Candelabra Torpedo 60w |  | 4 | No | [14 empty] | 0 | [12 empty] | 139.5 | 279 | 418.5 | D:12 3/8'' H:26 3/4'' O:93 3/4'' | 13 | 12.375 |  |  | 26.75 | Center Lock-Up |  |  | 93.75 | [26 empty] | D:5 1/2'' H:1 1/2'' Round |  |  |  |  | 180 | Clear Silver | 60 |  | Hardwired | 0 | 0 | 0 | 0 | 0 | 0 | 0 | 0 | 0 | 0 | 0 | 014817579918 | 20.5 | 17.5 | 14 | 13.3 | 2.907 | 175 | Yes | [9 empty] | cETL Damp | OSBORNE 4L PENDANT PN | 4 - Light Pendant |  | P1488PN.jpg | P1488PN.jpg
P1488SN | 4 - Light Pendant | Osborne takes inspiration from an early 19th Century Neoclassical smoke lantern. Osborne provides great depth and dimension, as curved bars frame the bell-shaped shade and suspend it in place in the center of the fixture. Osborne is available in a Satin Nickel or Polished Nickel finish. | LINE VOLTAGE PENDANT | Osborne | Pendants | Satin Nickel | SN | Steel |  |  |  |  | 4 Candelabra Torpedo 60w |  | 4 | No | [14 empty] | 0 | [12 empty] | 139.5 | 279 | 418.5 | D:12 3/8'' H:26 3/4'' O:93 3/4'' | 13 | 12.375 |  |  | 26.75 | Center Lock-Up |  |  | 93.75 | [26 empty] | D:5 1/2'' H:1 1/2'' Round |  |  |  |  | 180 | Clear Silver | 60 |  | Hardwired | 0 | 0 | 0 | 0 | 0 | 0 | 0 | 0 | 0 | 0 | 0 | 014817579925 | 20.75 | 17.25 | 14 | 13.2 | 2.9 | 175 | Yes | [9 empty] | cETL Damp | OSBORNE 4L PENDANT SN | 4 - Light Pendant |  | P1488SN.jpg | P1488SN.jpg
P1489OCG | 3-Light Pendant | The perfectly proportioned Fiona pendants represent vintage industrial metal pendants from the early 20th century. Our NEW Oil Can Grey finish gives a faded, washed-out vibe, while the Chrome finish adds a more tailored look with a modern twist. | LINE VOLTAGE PENDANT | Fiona | Pendants | Oil Can Grey | OCG | Steel |  |  |  |  | 3 Medium A19 75w |  | 3 | No | [14 empty] | 0 | [12 empty] | 170.95 | 341.9 | 512.85 | D:15'' H:17 3/4'' | 7.7 | 15 |  |  | 17.75 | Center Lock-Up |  |  |  | 26.375 - 74.375 | [25 empty] | D:5'' H:1 1/8'' Round |  |  |  |  | 180 | Clear Silver |  |  | Hardwired | 0 | 0 | 0 | 0 | 0 | 0 | 0 | 0 | 0 | 0 | 0 | 014817587623 | 21.75 | 18 | 17.25 | 11.4 | 3.908 | 250 | Yes | [9 empty] | cETL Damp | FIONA 3L PENDANT OCG | FIONA 3L PENDANT OCG |  | P1489OCG.jpg | P1489OCG.jpg
P1491BBS | 1 - Light Pendant | Inspired by classic bee-hive jars found at a vintage flea market, the Arlon Collection of pendants features glass with a subtle ripple technique which is created in the glass blowing mold. This generates an elegant shimmer effect when lit. Arlon is available in a Burnished Brass or Polished Nickel finish. Making a bold minimalist statement, Arlon is an artsy, postmodern fixture. Use for overhead lighting in kitchen, dining and common areas for distinguished décor. | LINE VOLTAGE PENDANT | Arlon | Pendants | Burnished Brass | BBS | Steel | Clear Glass | D:11.375" H:18.125" |  |  | 1 Medium A19 75w |  | 1 | No | [14 empty] | 0 | [12 empty] | 148.45 | 296.9 | 445.35 | D:11 3/8'' H:18 3/4'' | 12 | 11.375 |  |  | 18.75 | Center Lock-Up |  |  |  | 27.375 - 75.375 | [25 empty] | D:5'' H:1 1/8'' Round |  |  |  |  | 180 | Clear Silver |  |  | Hardwired | 0 | 0 | 0 | 0 | 0 | 0 | 0 | 0 | 0 | 0 | 0 | 014817579949 | 27.25 | 16 | 16 | 13.2 | 4.037 | 250 | Yes | [9 empty] | cETL Damp | ARLON 1L PENDANT BBS | 1 - Light Pendant |  | P1491BBS.jpg | P1491BBS.jpg
P1491PN | 1 - Light Pendant | Inspired by classic bee-hive jars found at a vintage flea market, the Arlon Collection of pendants features glass with a subtle ripple technique which is created in the glass blowing mold. This generates an elegant shimmer effect when lit. Arlon is available in a Burnished Brass or Polished Nickel finish. Making a bold minimalist statement, Arlon is an artsy, postmodern fixture. Use for overhead lighting in kitchen, dining and common areas for distinguished décor. | LINE VOLTAGE PENDANT | Arlon | Pendants | Polished Nickel | PN | Steel | Clear Glass | D:11.375" H:18.125" |  |  | 1 Medium A19 75w |  | 1 | No | [14 empty] | 0 | [12 empty] | 148.45 | 296.9 | 445.35 | D:11 3/8'' H:18 3/4'' | 12 | 11.375 |  |  | 18.75 | Center Lock-Up |  |  |  | 27.375 - 75.375 | [25 empty] | D:5'' H:1 1/8'' Round |  |  |  |  | 180 | Clear Silver |  |  | Hardwired | 0 | 0 | 0 | 0 | 0 | 0 | 0 | 0 | 0 | 0 | 0 | 014817579932 | 27 | 16 | 15.75 | 12.9 | 3.938 | 250 | Yes | [9 empty] | cETL Damp | ARLON 1L PENDANT PN | 1 - Light Pendant |  | P1491PN.jpg | P1491PN.jpg
P1500DSL | 1 - Light Pendant | The Parson pendant is the epitome of new nautical trend taking the design world by storm. Hand-painted distressed Silver Leaf designer finish, this charming design features a simple molded pendant holder, while a water glass cage shade ensconces a single 60 W medium base bulb (not included) to diffuse bright light throughout your space. Rounding out the design, an adjustable length of down rod suspends the unit from a matching canopy above. | LINE VOLTAGE PENDANT | Parson | Pendants | Distressed Silver Leaf | DSL | Steel |  |  |  |  | 1 Medium A19 75w |  | 1 | No | [14 empty] | 0 | [12 empty] | 193.95 | 387.9 | 581.85 | D:11 1/8'' H:16 5/8'' O:83 3/4'' | 9.5 | 11.125 |  |  | 16.625 | Screw Collar - Chain |  |  | 83.75 | [26 empty] | D:5'' H:1'' Round |  |  |  |  | 180 | Clear Silver | 60 |  | Hardwired | 0 | 0 | 0 | 0 | 0 | 0 | 0 | 0 | 0 | 0 | 0 | 014817592344 | 24.75 | 15.25 | 14 | 12.1 | 3.058 | 175 | Yes | [8 empty] | ETL Damp | cETL Damp | 1L PARSON PNDT DSL | 1 - Light Pendant |  | P1500DSL.jpg | P1500DSL.jpg
P1501DSL | 4 - Light Pendant | The Parson pendant is the epitome of new nautical trend taking the design world by storm. Hand-painted distressed Silver Leaf designer finish, this charming design features a simple molded pendant holder, while a water glass cage shade ensconces a single 60 W medium base bulb (not included) to diffuse bright light throughout your space. Rounding out the design, an adjustable length of down rod suspends the unit from a matching canopy above. | LINE VOLTAGE PENDANT | Parson | Pendants | Distressed Silver Leaf | DSL | Steel |  |  |  |  | 4 Candelabra Torpedo 60w |  | 4 | No | [14 empty] | 0 | [12 empty] | 269.45 | 538.9 | 808.35 | D:15'' H:22 3/8'' O:89 3/4'' | 13 | 15 |  |  | 22.375 | Screw Collar - Chain |  |  | 89.75 | [26 empty] | D:5'' H:1'' Round |  |  |  |  | 180 | Clear Silver | 60 |  | Hardwired | 0 | 0 | 0 | 0 | 0 | 0 | 0 | 0 | 0 | 0 | 0 | 014817592337 | 30.75 | 19 | 18.75 | 21.4 | 6.34 | 250 | Yes | [8 empty] | ETL Damp | cETL Damp | 4L PARSON PNDT DSL | 4 - Light Pendant |  | P1501DSL.jpg | P1501DSL.jpg
P1510DWK/SGM | 1 - Light Pendant | Influenced by both rustic and industrial design, the transitional Angelo chandelier collection by Feiss celebrates the beauty of imperfection and the visual impact of mixed materials to create an overall rugged look. The cylindrical Clear Thick Wavy glass shades complement the two-toned finish of Distressed Weathered Oak on the outer structures and a new pitted, richly textured Slated Grey Metal finish on the sloping arms for a rustic but tailored look. Perfect as foyer lighting, living room lighting, or paired over a dining room table, and the largest fixture will be the crowning touch to any great room. The Angelo lighting collection includes a five-light chandelier, six-light chandelier, a nine-light, two-tier chandelier, an eight-light linear island chandelier and a one-light sconce light. | LINE VOLTAGE PENDANT | Angelo | Pendants | Distressed Weathered Oak / Slate Grey Metal | DWK/SGM | Steel | Undefined Glass | D:3.25" H:15" |  |  | 1 Medium T10 75w |  | 1 | No | [14 empty] | 0 | [12 empty] | 69.45 | 138.9 | 208.35 | D:3 3/8'' H:15 1/4'' | 6.5 | 3.375 |  |  | 15.25 |  |  |  |  | 24.375 - 60.375 | [25 empty] | D:5 1/2'' H:1 1/8'' Round |  |  |  |  | 180 | Black/White |  |  | Hardwired | 0 | 0 | 0 | 0 | 0 | 0 | 0 | 0 | 0 | 0 | 0 | 014817597820 | 20.75 | 9.75 | 7.25 | 5.2 | 0.849 | 125 | Yes | [9 empty] | cETL Damp | 1L ANGELO 1L TALL PENDANT | 1 - Light Pendant |  | P1510DWKSGM.jpg | P1510DWKSGM.jpg
P1511DWK/SGM | 1 - Light Pendant | Influenced by both rustic and industrial design, the transitional Angelo chandelier collection by Feiss celebrates the beauty of imperfection and the visual impact of mixed materials to create an overall rugged look. The cylindrical Clear Thick Wavy glass shades complement the two-toned finish of Distressed Weathered Oak on the outer structures and a new pitted, richly textured Slated Grey Metal finish on the sloping arms for a rustic but tailored look. Perfect as foyer lighting, living room lighting, or paired over a dining room table, and the largest fixture will be the crowning touch to any great room. The Angelo lighting collection includes a five-light chandelier, six-light chandelier, a nine-light, two-tier chandelier, an eight-light linear island chandelier and a one-light sconce light. | LINE VOLTAGE PENDANT | Angelo | Pendants | Distressed Weathered Oak / Slate Grey Metal | DWK/SGM | Steel | Undefined Glass | D:8" H:13.375" |  |  | 1 Medium A19 75w |  | 1 | No | [14 empty] | 0 | [12 empty] | 166.45 | 332.9 | 499.35 | D:9 1/2'' H:18 1/8'' | 10 | 9.5 |  |  | 18.125 |  |  |  |  | 27.5 - 63.5 | [25 empty] | D:5'' H:1'' Round |  |  |  |  | 180 | Black/White |  |  | Hardwired | 0 | 0 | 0 | 0 | 0 | 0 | 0 | 0 | 0 | 0 | 0 | 014817597783 | 22.25 | 12.25 | 22 | 14.5 | 3.47 | 175 | Yes | [9 empty] | cETL Damp | 1L ANGELO SMALL PENDANT | 1 - Light Pendant |  | P1511DWKSGM.jpg | P1511DWKSGM.jpg
P1520ORB | 4- Light Hanging Shade | Modernizing the traditional wagon-wheel profile, the Lismore lighting collection by Feiss puts a contemporary twist on a classic. An unexpected pressed crystal detail on each stem adds a bit of updated glamour to the clean lines of the tapered fabric shades. | LINE VOLTAGE PENDANT | Lismore | Pendants | Oil Rubbed Bronze | ORB | Steel | Ivory Fabric | D:20" H:11" | W:17.75" |  | 4 Candelabra Torpedo 60w |  | 4 | No | [14 empty] | 0 |  |  |  |  | Brown | [6 empty] | 45 | 174.5 | 349 | 523.5 | L:20'' W:20'' H:18'' O:82 1/2'' | 12 |  | 20 | 20 | 18 | Screw Collar - Chain |  |  | 82.5 | [26 empty] | D:6'' H:1'' Round |  |  |  |  | 180 | Brown | 60 |  | Hardwired | 0 | 0 | 0 | 0 | 0 | 0 | 0 | 0 | 0 | 0 | 0 | 014817605617 | [15 empty] | ETL Damp | cETL Damp | LISMORE 4L PDT ORB | 4- Light Hanging Shade |  | P1520ORB.jpg | P1520ORB.jpg
P1520PN | 4- Light Hanging Shade | Modernizing the traditional wagon-wheel profile, the Lismore lighting collection by Feiss puts a contemporary twist on a classic. An unexpected pressed crystal detail on each stem adds a bit of updated glamour to the clean lines of the tapered fabric shades. | LINE VOLTAGE PENDANT | Lismore | Pendants | Polished Nickel | PN | Steel | White Fabric | D:20" H:11" | W:17.75" |  | 4 Candelabra Torpedo 60w |  | 4 | No | [14 empty] | 0 |  |  |  |  | Clear Silver | [6 empty] | 45 | 174.5 | 349 | 523.5 | L:20'' W:20'' H:18'' O:82 1/2'' | 12 |  | 20 | 20 | 18 | Screw Collar - Chain |  |  | 82.5 | [26 empty] | D:6'' H:1'' Round |  |  |  |  | 180 | Clear Silver | 60 |  | Hardwired | 0 | 0 | 0 | 0 | 0 | 0 | 0 | 0 | 0 | 0 | 0 | 014817605600 | [15 empty] | ETL Damp | cETL Damp | LISMORE 4L PDT PN | 4- Light Hanging Shade |  | P1520PN.jpg | P1520PN.jpg
P93409-15 | Egg Crate Face Plate White |  | OUTDOOR | LED Step Lights |  | White | 15 | [7 empty] | 0 | No | [14 empty] | 0 | [12 empty] | 9.7 | 19.4 | 29.1 | [13 empty] | No |  | No | [30 empty] | 0 | 0 | 0 | 0 | 0 | 0 | 1 | 0 | 0 | 0 | 0 | 785652102530 | 5.25 | 4 | 1.5 | 0.4 | 0.018 | 65 | Yes | 6 | 10785652102537 | [8 empty] | Egg Crate Face Plate White |  |  | P93409-15.jpg | P93409.jpg
P93409-171 | Egg Crate Face Plate Antique Bronze |  | OUTDOOR | LED Step Lights |  | Painted Antique Bronze | 171 | [7 empty] | 0 | No | [14 empty] | 0 | [12 empty] | 8.85 | 17.7 | 26.55 | [13 empty] | No |  | No | [30 empty] | 0 | 0 | 0 | 0 | 0 | 0 | 1 | 0 | 0 | 0 | 0 | 785652102547 | 5.25 | 4 | 1.5 | 0.4 | 0.018 | 65 | Yes | 6 | 10785652102544 | [8 empty] | Egg Crate Face Plate Antq Brz |  |  | P93409-171.jpg | P93409.jpg
P94403-15 | LED BRICK HORZ TARPA-15 |  | OUTDOOR | LED Brick Lights |  | White | 15 | Aluminum | [6 empty] | 1 | No | [5 empty] | 19 - Integrated | MODS - Modules |  |  |  | LED |  |  |  | 0 | [12 empty] | 12 | 24 | 36 | W:3 3/8'' H:1'' E:8 1/2'' |  |  |  | 3.375 | 1 | [5 empty] | 8.5 |  | No |  | No | [30 empty] | 0 | 0 | 0 | 0 | 0 | 0 | 0 | 0 | 0 | 0 | 0 | 785652112195 | 9 | 3.75 | 1.5 | 0.4 | 0.029 | 85 | Yes | 12 | 10785652112192 | 9.25 | 8 | 9.75 | 5.1 | 0.418 | Yes |  |  | LED BRICK HORZ TARPA-15 |  |  | P94403-15.jpg | P94403.jpg
PIER MT-ASTB | Mounting Accessory |  | OUTDOOR | Outdoor Pier Mounts | Accessories | Astral Bronze | ASTB | Aluminum | [6 empty] | 0 | No | [14 empty] | 0 | [12 empty] | 17.48 | 34.96 | 52.44 |  | 0.75 | [44 empty] | 0 | 0 | 0 | 0 | 0 | 0 | 0 | 0 | 0 | 0 | 0 | 014817402780 | 6 | 6 | 3.75 | 0.7 | 0.078 | 100 | Yes | 4 | 10014817402787 | 12.5 | 6.54 | 8.25 | 3.5 | 0.39 | Yes |  |  | CAST ALUM OUTDOOR PIER MOUNT | Mounting Accessory |  | PIERMTASTB.jpg | PIERMTASTB.jpg
PIER MT-BB | Mounting Accessory |  | OUTDOOR | Outdoor Pier Mounts | Accessories | Burnished Bronze | BB | Aluminum | [6 empty] | 0 | No | [14 empty] | 0 | [12 empty] | 17.48 | 34.96 | 52.44 |  | 0.75 | [44 empty] | 0 | 0 | 0 | 0 | 0 | 0 | 0 | 0 | 0 | 0 | 0 | 014817402797 | 6 | 6 | 3.5 | 0.75 | 0.073 | 93 | Yes | 4 | 10014817402794 | 13.5 | 8 | 7 | 3 | 0.438 | Yes |  |  | CAST ALUM OUTDOOR PIER MOUNT | Mounting Accessory |  | PIERMTBB.jpg | PIERMTBB.jpg
PIER MT-BK | Mounting Accessory |  | OUTDOOR | Outdoor Pier Mounts | Accessories | Black | BK | Aluminum | [6 empty] | 0 | No | [14 empty] | 0 | [12 empty] | 17.48 | 34.96 | 52.44 |  | 0.75 | [44 empty] | 0 | 0 | 0 | 0 | 0 | 0 | 0 | 0 | 0 | 0 | 0 | 014817169690 | 6 | 6 | 3.5 | 0.75 | 0.073 | 93 | Yes | 4 | 10014817169697 | 13.25 | 7 | 8.5 | 3 | 0.456 | Yes |  |  | CAST ALUM OUTDOOR PIER MOUNT | Mounting Accessory |  | PIERMTBK.jpg
PIER MT-BRAL | Mounting Accessory |  | OUTDOOR | Outdoor Pier Mounts | Accessories | Brushed Aluminum | BRAL | Aluminum | [6 empty] | 0 | No | [14 empty] | 0 | [12 empty] | 17.48 | 34.96 | 52.44 |  | 0.75 | [44 empty] | 0 | 0 | 0 | 0 | 0 | 0 | 0 | 0 | 0 | 0 | 0 | 014817278088 | 6 | 6 | 3.5 | 0.75 | 0.073 | 93 | Yes | 4 | 10014817278085 | 13.25 | 8.5 | 8.5 | 3 | 0.554 | Yes |  |  | CAST ALUM OUTDOOR PIER MOUNT | Mounting Accessory |  | PIERMTBRAL.jpg | PIERMTBRAL.jpg
PIER MT-BZ | Mounting Accessory |  | OUTDOOR |  | Accessories | Bronze | BZ | Aluminum | [6 empty] | 0 | No | [27 empty] | 17.48 | 34.96 | 52.44 |  | 0.75 | [44 empty] | 0 | 0 | 0 | 0 | 0 | 0 | 0 | 0 | 0 | 0 | 0 | 014817169706 | 6 | 6 | 3.5 | 0.75 | 0.073 | 93 | Yes | 4 | 10014817169703 | 13.25 | 7 | 8.5 | 3 | 0.456 | Yes |  |  | CAST ALUM OUTDOOR PIER MOUNT | Mounting Accessory |  | PIERMTBZ.jpg
PIER MT-CB | Mounting Accessory |  | OUTDOOR | Outdoor Pier Mounts | Accessories | Corinthian Bronze | CB | [7 empty] | 0 | No | [14 empty] | 0 | [12 empty] | 17.48 | 34.96 | 52.44 |  | 0.75 | [44 empty] | 0 | 0 | 0 | 0 | 0 | 0 | 0 | 0 | 0 | 0 | 0 | 014817253504 | 6 | 6 | 3.5 | 0.75 | 0.073 | 93 | Yes | 4 | 10014817253501 | 13.5 | 8 | 7 | 3 | 0.438 | Yes |  |  | CAST ALUM OUTDOOR PIER MOUNT | Mounting Accessory |  | PIERMTCB.jpg
PIER MT-ES | Mounting Accessory |  | OUTDOOR | Outdoor Pier Mounts | Accessories | Espresso | ES | Aluminum | [6 empty] | 0 | No | [14 empty] | 0 | [12 empty] | 17.48 | 34.96 | 52.44 |  | 0.75 | [44 empty] | 0 | 0 | 0 | 0 | 0 | 0 | 0 | 0 | 0 | 0 | 0 | 014817208382 | 6 | 6 | 3.75 | 0.8 | 0.078 | 93 | Yes | 4 | 10014817208389 | 12.5 | 6.75 | 8.5 | 3.5 | 0.415 | Yes |  |  | CAST ALUM OUTDOOR PIER MOUNT | Mounting Accessory |  | PIERMTES.jpg
PIER MT-GBZ | Mounting Accessory |  | OUTDOOR | Outdoor Pier Mounts | Accessories | Grecian Bronze | GBZ | [7 empty] | 0 | No | [14 empty] | 0 | [12 empty] | 17.48 | 34.96 | 52.44 |  | 0.75 | [44 empty] | 0 | 0 | 0 | 0 | 0 | 0 | 0 | 0 | 0 | 0 | 0 | 014817253528 | 6 | 6 | 3.5 | 0.75 | 0.073 | 93 | Yes | 4 | 10014817253525 | 12.5 | 6.5 | 8.25 | 3.44 | 0.388 | Yes |  |  | CAST ALUM OUTDOOR PIER MOUNT | Mounting Accessory |  | PIERMTGBZ.jpg
PIER MT-HTBZ | Mounting Accessory |  | OUTDOOR | Outdoor Pier Mounts | Accessories | Heritage Bronze | HTBZ | Aluminum | [6 empty] | 0 | No | [14 empty] | 0 | [12 empty] | 17.48 | 34.96 | 52.44 |  | 0.7 | [44 empty] | 0 | 0 | 0 | 0 | 0 | 0 | 0 | 0 | 0 | 0 | 0 | 014817364088 | 6 | 6 | 3.5 | 0.75 | 0.073 | 93 | Yes | 4 | 10014817364085 | 13.25 | 7 | 8.5 | 3 | 0.456 | Yes |  |  | CAST ALUM OUTDOOR PIER MOUNT | Mounting Accessory |  | PIERMTHTBZ.jpg
PIER MT-ORB | Mounting Accessory |  | OUTDOOR | Outdoor Pier Mounts | Accessories | Oil Rubbed Bronze | ORB | Aluminum | [6 empty] | 0 | No | [14 empty] | 0 | [12 empty] | 17.48 | 34.96 | 52.44 |  | 0.75 | [44 empty] | 0 | 0 | 0 | 0 | 0 | 0 | 0 | 0 | 0 | 0 | 0 | 014817402803 | 6 | 6 | 3.75 | 0.7 | 0.078 | 100 | Yes | 4 | 10014817402800 | 12.5 | 6.5 | 8.25 | 3.5 | 0.388 | Yes |  |  | CAST ALUM OUTDOOR PIER MOUNT | Mounting Accessory |  | PIERMTORB.jpg | PIERMTORB.jpg
PIER MT-SBR | Pier Mount |  | OUTDOOR | Outdoor Pier Mounts | Accessories | Sorrel Brown | SBR | [7 empty] | 0 | No | [14 empty] | 0 | [12 empty] | 17.48 | 34.96 | 52.44 | W:6 3/4'' H:3 1/8'' | 0.33 |  |  | 6.75 | 3.125 | [40 empty] | 0 | 0 | 0 | 0 | 0 | 0 | 0 | 0 | 0 | 0 | 0 | 014817477665 | 7 | 7 | 4 | 0.7 | 0.113 | 125 | Yes | 12 | 10014817477662 | 23 | 15 | 8.75 | 10.3 | 1.747 | Yes |  |  | CAST ALUM OUTDOOR PIER MOUNT | Pier Mount |  | PIERMTSBR.jpg | PIERMTSBR.jpg
PIER MT-WAL | Mounting Accessory |  | OUTDOOR | Outdoor Pier Mounts | Accessories | Walnut | WAL | Aluminum | [6 empty] | 0 | No | [14 empty] | 0 | [12 empty] | 17.48 | 34.96 | 52.44 |  | 0.75 | [44 empty] | 0 | 0 | 0 | 0 | 0 | 0 | 0 | 0 | 0 | 0 | 0 | 014817402810 | 6 | 6 | 3.75 | 0.7 | 0.078 | 100 | Yes | 4 | 10014817402817 | 12.85 | 6.5 | 8.25 | 3.5 | 0.399 | Yes |  |  | CAST ALUM OUTDOOR PIER MOUNT | Mounting Accessory |  | PIERMTWAL.jpg | PIERMTWAL.jpg
PIERMOUNT-ANBZ | Pier Mount Base - Antique Bronze |  | OUTDOOR | Outdoor Pier Mounts |  | Antique Bronze | ANBZ | [7 empty] | 0 | No | [27 empty] | 21.48 | 42.96 | 64.44 | W:6 3/4'' H:3'' | 0.75 |  |  | 6.75 | 3 | [40 empty] | 0 | 0 | 0 | 0 | 0 | 0 | 0 | 0 | 0 | 0 | 0 | 014817572421 | 6.5 | 6.5 | 4 | 0.01 | 0.098 | 125 | Yes | 12 | 10014817572428 | 13.75 | 13.5 | 13.5 | 11.1 | 1.45 | Yes |  |  | PIER MOUNT ANTIQUE BRONZE |  |  | PIEMTANBZ.jpg | PIERMOUNTANBZ.jpg
PIERMOUNT-CO | PIER MOUNT COPPER OXIDE |  | OUTDOOR | Outdoor Pier Mounts |  | Copper Oxide | CO | [7 empty] | 0 | No | [27 empty] | 22.48 | 44.96 | 67.44 | W:6 3/4'' H:3'' | 0.7 |  |  | 6.75 | 3 | [40 empty] | 0 | 0 | 0 | 0 | 0 | 0 | 0 | 0 | 0 | 0 | 0 | 014817582017 | 6.25 | 6 | 4 | 0.7 | 0.087 | 100 | Yes | 4 | 10014817582014 | 12.75 | 8.5 | 6.75 | 3.3 | 0.423 | Yes |  |  | PIER MOUNT COPPER OXIDE | PIER MOUNT COPPER OXIDE |  | PIERMOUNTCO.jpg | PIERMOUNTCO.jpg
PIERMOUNT-DAC | Pier Mount Base - Dark Aged Copper |  | OUTDOOR | Outdoor Pier Mounts |  | Dark Aged Copper | DAC | [7 empty] | 0 | No | [27 empty] | 22.48 | 44.96 | 67.44 | W:6 3/4'' H:3'' | 0.75 |  |  | 6.75 | 3 | [40 empty] | 0 | 0 | 0 | 0 | 0 | 0 | 0 | 0 | 0 | 0 | 0 | 014817572445 | 6.5 | 6.5 | 4 | 0.01 | 0.098 | 125 | Yes | 12 | 10014817572442 | 13.75 | 13.5 | 13.5 | 11.1 | 1.45 | Yes |  |  | PIER MOUNT DARK AGED COPPER |  |  | PIERMOUNTDAC.jpg | PIERMOUNTDAC.jpg
PIERMOUNT-DWZ | Pier Mount Base - Dark Weathered Zinc |  | OUTDOOR | Outdoor Pier Mounts |  | Dark Weathered Zinc | DWZ | [7 empty] | 0 | No | [27 empty] | 22.48 | 44.96 | 67.44 | W:6 3/4'' H:3'' | 0.75 |  |  | 6.75 | 3 | [40 empty] | 0 | 0 | 0 | 0 | 0 | 0 | 0 | 0 | 0 | 0 | 0 | 014817572452 | 6.5 | 6.5 | 4 | 0.01 | 0.098 | 125 | Yes | 12 | 10014817572459 | 13.75 | 13.5 | 13.5 | 11.1 | 1.45 | Yes |  |  | PIER MOUNT DARK WTHRD ZINC |  |  | PIERMOUNTDWZ.jpg | PIERMOUNTDWZ.jpg
PIERMOUNT-HTCP | Pier Mount Base - Heritage Copper |  | OUTDOOR | Outdoor Pier Mounts |  | Heritage Copper | HTCP | [7 empty] | 0 | No | [27 empty] | 22.48 | 44.96 | 67.44 | W:6 3/4'' H:3'' | 0.75 |  |  | 6.75 | 3 | [40 empty] | 0 | 0 | 0 | 0 | 0 | 0 | 0 | 0 | 0 | 0 | 0 | 014817572469 | 6.5 | 6.5 | 4 | 0.01 | 0.098 | 125 | Yes | 12 | 10014817572466 | 13.75 | 13.5 | 13.5 | 11.1 | 1.45 | Yes |  |  | PIER MOUNT HERITAGE COPPER |  |  | PIERMOUNTHTCP.jpg | PIERMOUNTHTCP.jpg
PIERMOUNT-PBS | Pier Mount Base - Painted Brushed Steel |  | OUTDOOR | Outdoor Pier Mounts |  | Painted Brushed Steel | PBS | [7 empty] | 0 | No | [27 empty] | 22.48 | 44.96 | 67.44 | W:6 3/4'' H:3'' | 0.75 |  |  | 6.75 | 3 | [40 empty] | 0 | 0 | 0 | 0 | 0 | 0 | 0 | 0 | 0 | 0 | 0 | 014817572476 | 6.5 | 6.5 | 4 | 0.01 | 0.098 | 125 | Yes | 12 | 10014817572473 | 13.75 | 13.5 | 13.5 | 11.1 | 1.45 | Yes |  |  | PIER MOUNT PAINTD BRSHD STL |  |  | PIERMOUNTPBS.jpg | PIERMOUNTPBS.jpg
PIERMOUNT-PCR | Pier Mount Base - Patina Copper |  | OUTDOOR | Outdoor Pier Mounts |  | Patina Copper | PCR | [7 empty] | 0 | No | [27 empty] | 22.48 | 44.96 | 67.44 | W:6 3/4'' H:3'' | 0.75 |  |  | 6.75 | 3 | [40 empty] | 0 | 0 | 0 | 0 | 0 | 0 | 0 | 0 | 0 | 0 | 0 | 014817572490 | 6.5 | 6.5 | 4 | 0.01 | 0.098 | 125 | Yes | 12 | 10014817572497 | 13.75 | 13.5 | 13.5 | 11.1 | 1.45 | Yes |  |  | PIER MOUNT PATINA COPPER |  |  | PIERMOUNTPCR.jpg | PIERMOUNTPCR.jpg
PIERMOUNT-PDB | PIERMOUNT PDB |  | OUTDOOR | Outdoor Pier Mounts |  | Painted Distressed Brass | PDB | [7 empty] | 0 | No | [27 empty] | 20.95 | 41.9 | 62.85 | W:6 3/4'' H:3'' | 0.75 |  |  | 6.75 | 3 | [40 empty] | 0 | 0 | 0 | 0 | 0 | 0 | 0 | 0 | 0 | 0 | 0 | 014817598100 | 6.5 | 6.5 | 4 | 0.1 | 0.098 | 125 | Yes | 12 | 10014817598107 | 13.75 | 13.5 | 13.5 | 11 | 1.45 | Yes |  |  | PIER MOUNT PAINTED DISTRESSED BRASS | PIERMOUNT PDB |  | PIERMOUNTPDB.jpg | PIERMOUNTPDB.jpg
PIERMOUNT-PTBZ | Pier Mount Base - Patina Bronze |  | OUTDOOR | Outdoor Pier Mounts |  | Patina Bronze | PTBZ | [7 empty] | 0 | No | [27 empty] | 24.48 | 48.96 | 73.44 | W:6 3/4'' H:3'' | 0.5 |  |  | 6.75 | 3 | [40 empty] | 0 | 0 | 0 | 0 | 0 | 0 | 0 | 0 | 0 | 0 | 0 | 014817572483 | 6.75 | 6.5 | 4.5 | 0.8 | 0.114 | 125 | Yes | 18 | 10014817572480 | 20.5 | 14 | 13.5 | 16.9 | 2.242 | Yes |  |  | PIER MOUNT PATINA BRONZE |  |  | PIERMOUNTPTBZ.jpg | PIERMOUNTPTBZ.jpg
PIERMOUNT-SBL | PIER MOUNT SABLE |  | OUTDOOR | Outdoor Pier Mounts |  | Sable | SBL | [7 empty] | 0 | No | [27 empty] | 22.48 | 44.96 | 67.44 | W:6 3/4'' H:3'' | 0.7 |  |  | 6.75 | 3 | [40 empty] | 0 | 0 | 0 | 0 | 0 | 0 | 0 | 0 | 0 | 0 | 0 | 014817581973 | 6.25 | 6 | 4 | 0.7 | 0.087 | 100 | Yes | 4 | 10014817581970 | 12.75 | 8.5 | 6.75 | 3.3 | 0.423 | Yes |  |  | PIER MOUNT SABLE | PIER MOUNT SABLE |  | PIERMOUNTSBL.jpg | PIERMOUNTSBL.jpg
PIERMOUNT-TXB | Pier Mount Base - Textured Black |  | OUTDOOR | Outdoor Pier Mounts |  | Textured Black | TXB | [7 empty] | 0 | No | [27 empty] | 22.48 | 44.96 | 67.44 | W:6 3/4'' H:3'' | 0.75 |  |  | 6.75 | 3 | [40 empty] | 0 | 0 | 0 | 0 | 0 | 0 | 0 | 0 | 0 | 0 | 0 | 014817572506 | 6.5 | 6.5 | 4 | 0.01 | 0.098 | 125 | Yes | 12 | 10014817572503 | 13.75 | 13.5 | 13.5 | 11.1 | 1.45 | Yes |  |  | PIER MOUNT TEXTURED BLK |  |  | PIERMOUNTTXB.jpg | PIERMOUNTTXB.jpg
PIERMOUNT-WCT | Pier Mount Base - Weathered Chestnut |  | OUTDOOR | Outdoor Pier Mounts |  | Weathered Chestnut | WCT | [7 empty] | 0 | No | [27 empty] | 22.48 | 44.96 | 67.44 | W:6 3/4'' H:3'' | 0.75 |  |  | 6.75 | 3 | [40 empty] | 0 | 0 | 0 | 0 | 0 | 0 | 0 | 0 | 0 | 0 | 0 | 014817572513 | 6.5 | 6.5 | 4 | 0.01 | 0.098 | 125 | Yes | 12 | 10014817572510 | 13.75 | 13.5 | 13.5 | 11.1 | 1.45 | Yes |  |  | PIER MOUNT WEATHERED CHESTNUT |  |  | PIERMOUNTWCT.jpg | PIERMOUNTWCT.jpg
POST-ABLK | 7 Foot Outdoor Post - Ash Black |  | OUTDOOR | Outdoor Posts |  | Ash Black | ABLK | [7 empty] | 0 | No | [27 empty] | 108.98 | 217.96 | 326.94 | W:3'' H:84 1/4'' | 6.6 |  |  | 3 | 84.25 | [40 empty] | 0 | 0 | 0 | 0 | 0 | 0 | 0 | 0 | 0 | 0 | 0 | 014817572537 | 86.75 | 3.5 | 3.75 | 7.9 | 0.659 | 85 | Yes | 4 | 10014817572534 | 87.25 | 8.25 | 8.25 | 34.5 | 3.437 | Yes |  |  | 7 FOOT POST ASH BLACK |  |  | POSTABLK.jpg | POSTABLK.jpg
POST-ANBZ | 7 Foot Outdoor Post - Antique Bronze |  | OUTDOOR | Outdoor Posts |  | Antique Bronze | ANBZ | [7 empty] | 0 | No | [27 empty] | 108.98 | 217.96 | 326.94 | W:3'' H:84 1/4'' | 6.6 |  |  | 3 | 84.25 | [40 empty] | 0 | 0 | 0 | 0 | 0 | 0 | 0 | 0 | 0 | 0 | 0 | 014817572520 | 86.75 | 3.5 | 3.75 | 7.9 | 0.659 | 85 | Yes | 4 | 10014817572527 | 87.25 | 8.25 | 8.25 | 34.5 | 3.437 | Yes |  |  | 7 FOOT POST ANTIQUE BRONZE |  |  | POSTANBZ.jpg | POSTANBZ.jpg
POSTBASE ASTB | Outdoor |  | OUTDOOR | Outdoor Post Base | Outdoor Lighting | Astral Bronze | ASTB | Aluminum | [6 empty] | 0 | No | [14 empty] | 0 | [12 empty] | 117.48 | 234.96 | 352.44 | D:10'' H:19 1/2'' | 2.6 | 10 |  |  | 19.5 | [40 empty] | 0 | 0 | 0 | 0 | 0 | 0 | 0 | 0 | 0 | 0 | 0 | 014817402759 | 11 | 10 | 12 | 6.6 | 0.764 | 100 | Yes | [10 empty] | OUTDOOR LANTERN - POST BASE | POSTBASE |  | POSTBASEASTB.jpg | POSTBASEASTB.jpg
POSTBASE BB | Post Base Burnished Bronze |  | OUTDOOR | Outdoor Post Base | Outdoor Lighting | Burnished Bronze | BB | Aluminum | [6 empty] | 0 | No | [14 empty] | 0 | [12 empty] | 106.48 | 212.96 | 319.44 | D:10'' H:19 1/2'' | 2.6 | 10 |  |  | 19.5 | [40 empty] | 0 | 0 | 0 | 0 | 0 | 0 | 0 | 0 | 0 | 0 | 0 | 014817494938 | 22.5 | 10 | 10.75 | 5.4 | 1.4 | 250 | Yes | [10 empty] | OUTDOOR LANTERN - POST BASE | POSTBASE |  | POSTBASEBB.jpg | POSTBASEBB.jpg
POSTBASE BK | Outdoor Post Base |  | OUTDOOR | Outdoor Post Base | Outdoor Lighting | Black | BK | Aluminum | [6 empty] | 0 | No | [14 empty] | 0 | [12 empty] | 117.48 | 234.96 | 352.44 | D:10'' H:19 1/2'' | 2.6 | 10 |  |  | 19.5 | [40 empty] | 0 | 0 | 0 | 0 | 0 | 0 | 0 | 0 | 0 | 0 | 0 | 014817224702 | 20.5 | 10.5 | 10.5 | 7 | 1.308 | 175 | Yes | [10 empty] | OUTDOOR LANTERN - POST BASE | POSTBASE |  | POSTBASEBK.jpg
POSTBASE BRAL | Post Base Brushed Aluminum |  | OUTDOOR | Outdoor Post Base | Outdoor Lighting | Brushed Aluminum | BRAL | Aluminum | [6 empty] | 0 | No | [14 empty] | 0 | [12 empty] | 106.48 | 212.96 | 319.44 | D:10'' H:19 1/2'' | 2.6 | 10 |  |  | 19.5 | [40 empty] | 0 | 0 | 0 | 0 | 0 | 0 | 0 | 0 | 0 | 0 | 0 | 014817494945 | 22.5 | 11 | 10.25 | 5.3 | 1.468 | 250 | Yes | [10 empty] | OUTDOOR LANTERN - POST BASE | POSTBASE |  | POSTBASEBRAL.jpg | POSTBASEBRAL.jpg
POSTBASE BRB | Outdoor Post Base |  | OUTDOOR | Outdoor Post Base | Outdoor Lighting | British Bronze | BRB | Aluminum | [6 empty] | 0 | No | [14 empty] | 0 | [12 empty] | 117.48 | 234.96 | 352.44 | D:10'' H:19 1/2'' | 2.6 | 10 |  |  | 19.5 | [40 empty] | 0 | 0 | 0 | 0 | 0 | 0 | 0 | 0 | 0 | 0 | 0 | 014817260052 | 24 | 12 | 11 | 7.25 | 1.833 | 175 | Yes | [10 empty] | OUTDOOR LANTERN - POST BASE | POSTBASE |  | POSTBASEBRB.jpg
POSTBASE CB | Outdoor Post Base |  | OUTDOOR | Outdoor Post Base | Outdoor Lighting | Corinthian Bronze | CB | Aluminum | [6 empty] | 0 | No | [14 empty] | 0 | [12 empty] | 117.48 | 234.96 | 352.44 | D:10'' H:19 1/2'' | 2.6 | 10 |  |  | 19.5 | [40 empty] | 0 | 0 | 0 | 0 | 0 | 0 | 0 | 0 | 0 | 0 | 0 | 014817253580 | 21.75 | 11 | 10.25 | 5.3 | 1.419 | 250 | Yes | [10 empty] | OUTDOOR LANTERN - POST BASE | POSTBASE |  | POSTBASECB.jpg
POSTBASE ES | Outdoor Lantern- Post Base |  | OUTDOOR | Outdoor Post Base | Outdoor Lighting | Espresso | ES | Aluminum | [6 empty] | 0 | No | [14 empty] | 0 | [12 empty] | 117.48 | 234.96 | 352.44 | D:10'' H:19 1/2'' | 2.6 | 10 |  |  | 19.5 | [40 empty] | 0 | 0 | 0 | 0 | 0 | 0 | 0 | 0 | 0 | 0 | 0 | 014817224672 | 20.5 | 10.5 | 10.5 | 7 | 1.308 | 175 | Yes | [10 empty] | OUTDOOR LANTERN - POST BASE | POSTBASE |  | POSTBASEES.jpg
POSTBASE GBZ | Outdoor Post Base |  | OUTDOOR | Outdoor Post Base | Outdoor Lighting | Grecian Bronze | GBZ | Aluminum | [6 empty] | 0 | No | [14 empty] | 0 | [12 empty] | 117.48 | 234.96 | 352.44 | D:10'' H:19 1/2'' | 2.6 | 10 |  |  | 19.5 | [40 empty] | 0 | 0 | 0 | 0 | 0 | 0 | 0 | 0 | 0 | 0 | 0 | 014817253603 | 21 | 10 | 11 | 7.25 | 1.337 | 175 | Yes | [10 empty] | OUTDOOR LANTERN - POST BASE | POSTBASE |  | POSTBASEGBZ.jpg
POSTBASE HTBZ | Outdoor Post Base |  | OUTDOOR | Outdoor Post Base | Outdoor Lighting | Heritage Bronze | HTBZ | Aluminum | [6 empty] | 0 | No | [14 empty] | 0 | [12 empty] | 117.48 | 234.96 | 352.44 | D:10'' H:19 1/2'' | 2.6 | 10 |  |  | 19.5 | [40 empty] | 0 | 0 | 0 | 0 | 0 | 0 | 0 | 0 | 0 | 0 | 0 | 014817363975 | 10 | 10 | 10 | 7.25 | 0.579 | 85 | Yes | [10 empty] | OUTDOOR LANTERN - POST BASE | POSTBASE |  | POSTBASEHTBZ.jpg
POSTBASE ORB | Outdoor Post Base |  | OUTDOOR | Outdoor Post Base | Outdoor Lighting | Oil Rubbed Bronze | ORB | Aluminum | [6 empty] | 0 | No | [14 empty] | 0 | [12 empty] | 117.48 | 234.96 | 352.44 | D:10'' H:19 1/2'' | 2.6 | 10 |  |  | 19.5 | [40 empty] | 0 | 0 | 0 | 0 | 0 | 0 | 0 | 0 | 0 | 0 | 0 | 014817402766 | 7 | 7 | 21 | 6.9 | 0.595 | 93 | Yes | [10 empty] | OUTDOOR LANTERN - POST BASE | POSTBASE |  | POSTBASEORB.jpg | POSTBASEORB.jpg
POSTBASE-ANBZ | Post Mount Base - Antique Bronze |  | OUTDOOR | Outdoor Post Base |  | Antique Bronze | ANBZ | [7 empty] | 0 | No | [27 empty] | 73.48 | 146.96 | 220.44 | D:10'' H:19 1/2'' | 2.99 | 10 |  |  | 19.5 | [40 empty] | 0 | 0 | 0 | 0 | 0 | 0 | 0 | 0 | 0 | 0 | 0 | 014817572629 | 26 | 13.75 | 12 | 6.1 | 2.483 | 250 | Yes | [10 empty] | POST BASE ANTIQUE BRONZE |  |  | POSTBASEANBZ.jpg | POSTBASEANBZ.jpg
POSTBASE-CO | POST BASE COPPER OXIDE |  | OUTDOOR | Outdoor Post Base |  | Copper Oxide | CO | [7 empty] | 0 | No | [27 empty] | 120.98 | 241.96 | 362.94 | D:10'' H:19 1/2'' | 2.99 | 10 |  |  | 19.5 | [40 empty] | 0 | 0 | 0 | 0 | 0 | 0 | 0 | 0 | 0 | 0 | 0 | 014817582000 | 26.25 | 13.5 | 12.25 | 6.3 | 2.512 | 250 | Yes | 1 | 10014817582007 | [8 empty] | POST BASE COPPER OXIDE |  |  | POSTBASECO.jpg | POSTBASECO.jpg
POSTBASE-DWZ | Post Mount Base - Dark Weathered Zinc |  | OUTDOOR | Outdoor Post Base |  | Dark Weathered Zinc | DWZ | [7 empty] | 0 | No | [27 empty] | 73.48 | 146.96 | 220.44 | D:10'' H:19 1/2'' | 2.99 | 10 |  |  | 19.5 | [40 empty] | 0 | 0 | 0 | 0 | 0 | 0 | 0 | 0 | 0 | 0 | 0 | 014817572650 | 26 | 13.75 | 12 | 6.1 | 2.483 | 250 | Yes | [10 empty] | POST BASE DARK WTHRD ZINC |  |  | POSTBASEDWZ.jpg | POSTBASEDWZ.jpg
POSTBASE-PBS | Post Mount Base - Painted Brushed Steel |  | OUTDOOR | Outdoor Post Base |  | Painted Brushed Steel | PBS | [7 empty] | 0 | No | [27 empty] | 73.48 | 146.96 | 220.44 | D:10'' H:19 1/2'' | 2.99 | 10 |  |  | 19.5 | [40 empty] | 0 | 0 | 0 | 0 | 0 | 0 | 0 | 0 | 0 | 0 | 0 | 014817572674 | 26 | 13.75 | 12 | 6.1 | 2.483 | 250 | Yes | [10 empty] | POST BASE PAINTD BRSHD STL |  |  | POSTBASEPBS.jpg | POSTBASEPBS.jpg
POSTBASE-PCR | Post Mount Base - Patina Copper |  | OUTDOOR | Outdoor Post Base |  | Patina Copper | PCR | [7 empty] | 0 | No | [27 empty] | 73.48 | 146.96 | 220.44 | D:10'' H:19 1/2'' | 2.99 | 10 |  |  | 19.5 | [40 empty] | 0 | 0 | 0 | 0 | 0 | 0 | 0 | 0 | 0 | 0 | 0 | 014817572698 | 26 | 13.75 | 12 | 6.1 | 2.483 | 250 | Yes | [10 empty] | POST BASE PATINA COPPER |  |  | POSTBASEPCR.jpg | POSTBASEPCR.jpg
POSTBASE-PDB | Post Base PDB |  | OUTDOOR | Outdoor Post Base |  | Painted Distressed Brass | PDB | [7 empty] | 0 | No | [27 empty] | 113.45 | 226.9 | 340.35 | D:10'' H:19 1/2'' | 2.99 | 10 |  |  | 19.5 | [40 empty] | 0 | 0 | 0 | 0 | 0 | 0 | 0 | 0 | 0 | 0 | 0 | 014817598094 | 26 | 13.75 | 12 | 6.1 | 2.483 | 250 | Yes | [10 empty] | POST BASE PAINTD DSTRSD BRASS | Post Base PDB |  | POSTBASEPDB.jpg | POSTBASEPDB.jpg
POSTBASE-PTBZ | Post Mount Base - Patina Bronze |  | OUTDOOR | Outdoor Post Base |  | Patina Bronze | PTBZ | [7 empty] | 0 | No | [27 empty] | 73.48 | 146.96 | 220.44 | D:10'' H:19 1/2'' | 2.6 | 10 |  |  | 19.5 | [40 empty] | 0 | 0 | 0 | 0 | 0 | 0 | 0 | 0 | 0 | 0 | 0 | 014817572681 | 25 | 12.5 | 11.25 | 5.2 | 2.035 | 250 | Yes | 4 | 10014817572688 | 26 | 25.5 | 23.5 | 24.3 | 9.016 | Yes |  |  | POST BASE PATINA BRONZE |  |  | POSTBASEPTBZ.jpg | POSTBASEPTBZ.jpg
POSTBASE-SBL | POST BASE SABLE |  | OUTDOOR | Outdoor Post Base |  | Sable | SBL | [7 empty] | 0 | No | [27 empty] | 120.98 | 241.96 | 362.94 | D:10'' H:19 1/2'' | 2.99 | 10 |  |  | 19.5 | [40 empty] | 0 | 0 | 0 | 0 | 0 | 0 | 0 | 0 | 0 | 0 | 0 | 014817581966 | 23.25 | 11.25 | 10.5 | 5.4 | 1.589 | 250 | Yes | [10 empty] | POST BASE SABLE | POST BASE SABLE |  | POSTBASESBL.jpg | POSTBASESBL.jpg
POST-CO | 7 FOOT POST COPPER OXIDE |  | OUTDOOR | Outdoor Posts |  | Copper Oxide | CO | [7 empty] | 0 | No | [27 empty] | 112.48 | 224.96 | 337.44 | W:3'' H:84 1/4'' | 6.6 |  |  | 3 | 84.25 | [40 empty] | 0 | 0 | 0 | 0 | 0 | 0 | 0 | 0 | 0 | 0 | 0 | 014817581997 | 86.75 | 4.25 | 4.25 | 8 | 0.907 | 100 | Yes | 4 | 10014817581994 | 87.5 | 8.5 | 8.5 | 35.1 | 3.658 | Yes |  |  | 7 FOOT POST COPPER OXIDE | 7 FOOT POST COPPER OXIDE |  | POSTCO.jpg | POSTCO.jpg
POST-DAC | 7 Foot Outdoor Post - Dark Aged Copper |  | OUTDOOR | Outdoor Posts |  | Dark Aged Copper | DAC | [7 empty] | 0 | No | [27 empty] | 108.98 | 217.96 | 326.94 | W:3'' H:84 1/4'' | 6.6 |  |  | 3 | 84.25 | [40 empty] | 0 | 0 | 0 | 0 | 0 | 0 | 0 | 0 | 0 | 0 | 0 | 014817572544 | 86.75 | 3.5 | 3.75 | 7.9 | 0.659 | 85 | Yes | 4 | 10014817572541 | 87.25 | 8.25 | 8.25 | 34.5 | 3.437 | Yes |  |  | 7 FOOT POST DARK AGED COPPER |  |  | POSTDAC.jpg | POSTDAC.jpg
POST-DWZ | 7 Foot Outdoor Post - Dark Weathered Zinc |  | OUTDOOR | Outdoor Posts |  | Dark Weathered Zinc | DWZ | [7 empty] | 0 | No | [27 empty] | 108.98 | 217.96 | 326.94 | W:3'' H:84 1/4'' | 6.6 |  |  | 3 | 84.25 | [40 empty] | 0 | 0 | 0 | 0 | 0 | 0 | 0 | 0 | 0 | 0 | 0 | 014817572551 | 86.75 | 3.5 | 3.75 | 7.9 | 0.659 | 85 | Yes | 4 | 10014817572558 | 87.25 | 8.25 | 8.25 | 34.5 | 3.437 | Yes |  |  | 7 FOOT POST DRK WTHRD ZINC |  |  | POSTDWZ.jpg | POSTDWZ.jpg
POST-HTCP | 7 Foot Outdoor Post - Heritage Copper |  | OUTDOOR | Outdoor Posts |  | Heritage Copper | HTCP | [7 empty] | 0 | No | [27 empty] | 108.98 | 217.96 | 326.94 | W:3'' H:84 1/4'' | 6.6 |  |  | 3 | 84.25 | [40 empty] | 0 | 0 | 0 | 0 | 0 | 0 | 0 | 0 | 0 | 0 | 0 | 014817572568 | 86.75 | 3.5 | 3.75 | 7.9 | 0.659 | 85 | Yes | 4 | 10014817572565 | 87.25 | 8.25 | 8.25 | 34.5 | 3.437 | Yes |  |  | 7 FOOT POST HERITAGE COPPER |  |  | POSTHTCP.jpg | POSTHTCP.jpg
POST-PBS | 7 Foot Outdoor Post - Painted Brushed Steel |  | OUTDOOR | Outdoor Posts |  | Painted Brushed Steel | PBS | [7 empty] | 0 | No | [27 empty] | 108.98 | 217.96 | 326.94 | W:3'' H:84 1/4'' | 6.6 |  |  | 3 | 84.25 | [40 empty] | 0 | 0 | 0 | 0 | 0 | 0 | 0 | 0 | 0 | 0 | 0 | 014817572575 | 86.75 | 3.5 | 3.75 | 7.9 | 0.659 | 85 | Yes | 4 | 10014817572572 | 87.25 | 8.25 | 8.25 | 34.5 | 3.437 | Yes |  |  | 7 FOOT POST PAINTD BRSHD STL |  |  | POSTPBS.jpg | POSTPBS.jpg
POST-PCR | 7 Foot Outdoor Post - Patina Copper |  | OUTDOOR | Outdoor Posts |  | Patina Copper | PCR | [7 empty] | 0 | No | [27 empty] | 108.98 | 217.96 | 326.94 | W:3'' H:84 1/4'' | 6.6 |  |  | 3 | 84.25 | [40 empty] | 0 | 0 | 0 | 0 | 0 | 0 | 0 | 0 | 0 | 0 | 0 | 014817572599 | 86.75 | 3.5 | 3.75 | 7.9 | 0.659 | 85 | Yes | 4 | 10014817572596 | 87.25 | 8.25 | 8.25 | 34.5 | 3.437 | Yes |  |  | 7 FOOT POST PATINA COPPER |  |  | POSTPCR.jpg | POSTPCR.jpg
POST-PDB | 7 FOOT POST PDB |  | OUTDOOR | Outdoor Posts |  | Painted Distressed Brass | PDB | [7 empty] | 0 | No | [27 empty] | 106.45 | 212.9 | 319.35 | W:3'' H:84 1/4'' | 6.6 |  |  | 3 | 84.25 | [40 empty] | 0 | 0 | 0 | 0 | 0 | 0 | 0 | 0 | 0 | 0 | 0 | 014817598087 | 86.75 | 3.5 | 3.75 | 7.9 | 0.659 | 85 | Yes | 4 | 10014817598084 | 87.25 | 8.25 | 8.25 | 34.5 | 3.437 | Yes |  |  | 7 FOOT POST PAINTD DISTRESSED BRASS | 7 FOOT POST PDB |  | POSTPDB.jpg | POSTPDB.jpg
POST-PTBZ | 7 Foot Outdoor Post - Patina Bronze |  | OUTDOOR | Outdoor Posts |  | Patina Bronze | PTBZ | [7 empty] | 0 | No | [27 empty] | 108.98 | 217.96 | 326.94 | W:3'' H:84 1/4'' | 9.8 |  |  | 3 | 84.25 | [40 empty] | 0 | 0 | 0 | 0 | 0 | 0 | 0 | 0 | 0 | 0 | 0 | 014817572582 | 87 | 5.25 | 5.25 | 11.3 | 1.388 | 100 | Yes | [10 empty] | 7 FOOT POST PATINA BRONZE |  |  | POSTPTBZ.jpg | POSTPTBZ.jpg
POST-SBL | 7 FOOT POST SABLE |  | OUTDOOR | Outdoor Posts |  | Sable | SBL | [7 empty] | 0 | No | [27 empty] | 112.48 | 224.96 | 337.44 | W:3'' H:84 1/4'' | 6.6 |  |  | 3 | 84.25 | [40 empty] | 0 | 0 | 0 | 0 | 0 | 0 | 0 | 0 | 0 | 0 | 0 | 014817581959 | 85 | 3.6 | 3.5 | 7.5 | 0.62 | 85 | Yes | 2 | 10014817581956 | 85.5 | 8 | 4 | 16.8 | 1.583 | Yes |  |  | 7 FOOT POST SABLE | 7 FOOT POST SABLE |  | POSTSBL.jpg | POSTSBL.jpg
POST-TXB | 7 Foot Outdoor Post - Textured Black |  | OUTDOOR | Outdoor Posts |  | Textured Black | TXB | [7 empty] | 0 | No | [27 empty] | 108.98 | 217.96 | 326.94 | W:3'' H:84 1/4'' | 6.6 |  |  | 3 | 84.25 | [40 empty] | 0 | 0 | 0 | 0 | 0 | 0 | 0 | 0 | 0 | 0 | 0 | 014817572605 | 86.75 | 3.5 | 3.75 | 7.9 | 0.659 | 85 | Yes | 4 | 10014817572602 | 87.25 | 8.25 | 8.25 | 34.5 | 3.437 | Yes |  |  | 7 FOOT POST TEXTURED BLK |  |  | POSTTXB.jpg | POSTTXB.jpg
POST-WCT | 7 Foot Outdoor Post - Weathered Chestnut |  | OUTDOOR | Outdoor Posts |  | Weathered Chestnut | WCT | [7 empty] | 0 | No | [27 empty] | 108.98 | 217.96 | 326.94 | W:3'' H:84 1/4'' | 6.6 |  |  | 3 | 84.25 | [40 empty] | 0 | 0 | 0 | 0 | 0 | 0 | 0 | 0 | 0 | 0 | 0 | 014817572612 | 86.75 | 3.5 | 3.75 | 7.9 | 0.659 | 85 | Yes | 4 | 10014817572619 | 87.25 | 8.25 | 8.25 | 34.5 | 3.437 | Yes |  |  | 7 FOOT POST WEATHERED CHESTNUT |  |  | POSTWCT.jpg | POSTWCT.jpg
S9188 | 7W PAR20 LED AMBER TURTLE BULB | Until now, the easiest way to convert lighting fixtures to an energy efficient solution has been to swap out old incandescent lamps for compact fluorescents (CFLs). With the rapid innovation of technology, LED lamps have surpassed CFLs in efficiency and performance features. Unlike most CFLs, LEDs provide light that looks, feels and dims like incandescent while still reducing energy costs by up to 85%. Couple that with a lamp life span of up to 15,000 hours and it’s easy to see why LEDs are invading homes. Sea Gull Lighting’s line of LED lamps match to 85% of our lighting fixtures, including recessed and enclosed luminaires, giving customers an easy and highly efficient way to “go green” with LED. | LIGHT BULB | LED Lamp | Light Bulbs | Undefined | [8 empty] | 0 | No | 340 |  |  | 7 | 120 | 19 - Medium | 1 - PAR20 | 40 |  |  | LED | 7 | 7 | 25000 | 0 | [12 empty] | 34.98 | 69.96 | 104.94 | D:2 1/2'' L:3 1/4'' |  | 2.5 | 3.25 | [9 empty] | No |  | No | [30 empty] | 0 | 0 | 0 | 0 | 0 | 0 | 0 | 0 | 0 | 0 | 0 | 045923091889 | 2.58 | 2.58 | 3.58 | 0.3 | 0.014 | 70 | Yes | 24 | 10045923091886 | 12 | 9 | 8.75 | 7.9 | 0.547 | Yes | C-UL-US Damp |  | 7W PAR20 LED AMBER TURTLE BULB | 7W PAR20 LED AMBER TURTLE BULB |  | S9188.jpg | S9188.jpg
SF190MBZ | 2 - Light Indoor Semi-Flush Mount | Inspired by the grand Châteaus of Southern France, the Chateau lighting collection by Feiss is both delicate and detailed. Its square tube curls lyrically play into one another as the hand polished glass crystals punctuate each curl. | CEILING | Chateau | Ceiling Lights | Mocha Bronze | MBZ | Steel |  |  |  |  | 2 Medium A19 100w |  | 2 | No | [27 empty] | 152.95 | 305.9 | 458.85 | D:15 1/2'' H:13'' | 5.9 | 15.5 |  |  | 13 | [30 empty] | D:5'' Round |  |  |  |  | 8 | Black/White |  |  | Hardwired | 0 | 0 | 0 | 0 | 0 | 0 | 0 | 0 | 0 | 0 | 0 | 014817267662 | 18 | 10 | 17.5 | 11.59 | 1.823 | 125 | Yes | [8 empty] | UL Dry | cUL Dry | SEMI-FLUSH | 2-Light Chateau |  | SF190MBZ.jpg
SF220WAL | Three Light Semi-Flush Mount | The casual iron Drawing Room lighting collection has traditional Edwardian style. The overlapping arch and fluted detailing is found both in the pressed glass bowls and the die cast aluminum fitters. The fretwork elements draw on traditional British architectural themes. | CEILING | Drawing Room | Ceiling Lights | Walnut | WAL | Steel | Amber Snow Scavo Glass | D:12.25" H:5.5" |  |  | 3 Medium A19 100w |  | 3 | No | [14 empty] | 0 | [12 empty] | 167.95 | 335.9 | 503.85 | D:15 1/2'' H:14 1/2'' | 10.7 | 15.5 |  |  | 14.5 | Cap Nuts | [6 empty] | No |  | No | [20 empty] | D:5'' H:1 7/8'' Round |  |  |  |  | 8 | Black/White |  |  | Hardwired | 0 | 0 | 0 | 0 | 1 | 0 | 0 | 1 | 0 | 0 | 0 | 014817299496 | 16 | 9 | 15.65 | 11 | 1.304 | 100 | Yes | [8 empty] | UL Dry | cUL Dry | DRAWING ROOM 3L SEMI-FLUSH-WAL | Three Light Semi-Flush Mount |  | SF220WAL.jpg
SF238WAL | Two Light Small Semi-Flush Mount | The casual iron Drawing Room lighting collection has traditional Edwardian style. The overlapping arch and fluted detailing is found both in the pressed glass bowls and the die cast aluminum fitters. The fretwork elements draw on traditional British architectural themes. | CEILING | Drawing Room | Ceiling Lights | Walnut | WAL | Resin / Steel | Amber Snow Scavo Glass | D:11.25" H:3.5" |  |  | 2 Medium A19 100w |  | 2 | No | [14 empty] | 0 | [12 empty] | 83.95 | 167.9 | 251.85 | D:14 1/2'' H:11 1/2'' | 5.9 | 14.5 |  |  | 11.5 | Cap Nuts | [6 empty] | No |  | No | [20 empty] | D:6'' H:1 3/8'' Round |  |  |  |  | 8 | Black/White |  |  | Hardwired | 0 | 0 | 0 | 0 | 1 | 0 | 0 | 1 | 0 | 0 | 0 | 014817319002 | 16.25 | 16.25 | 10.25 | 9.53 | 1.566 | 125 | Yes | [8 empty] | UL Dry | cUL Dry | DRAWING ROOM 2L SM SEMI-FLUSH-WAL | Two Light Small Semi-Flush Mount |  | SF238WAL.jpg
SF239WAL | Two Light Medium Semi-Flush Mount | The casual iron Drawing Room lighting collection has traditional Edwardian style. The overlapping arch and fluted detailing is found both in the pressed glass bowls and the die cast aluminum fitters. The fretwork elements draw on traditional British architectural themes. | CEILING | Drawing Room | Ceiling Lights | Walnut | WAL | Resin / Steel | Amber Snow Scavo Glass | D:13" H:4.5" |  |  | 2 Medium A19 100w |  | 2 | No | [14 empty] | 0 | [12 empty] | 117.45 | 234.9 | 352.35 | D:17 1/4'' H:13 1/2'' | 7 | 17.25 |  |  | 13.5 | Cap Nuts | [6 empty] | No |  | No | [20 empty] | D:6'' H:1 3/8'' Round |  |  |  |  | 8 | Black/White |  |  | Hardwired | 0 | 0 | 0 | 0 | 1 | 0 | 0 | 1 | 0 | 0 | 0 | 014817319019 | 18.5 | 18.5 | 10.25 | 10.6 | 2.03 | 175 | Yes | [8 empty] | UL Dry | cUL Dry | DRAWING ROOM 2L MD SEMI-FLUSH-WAL | Two Light Medium Semi-Flush Mount |  | SF239WAL.jpg
SF240BS | Two Light Semi-Flush Mount | Barrington conveys simple refinement with flair. The Opal Etched glass shades create a warm, soft glow, and the subtle details found in the body construction add visual interest without upstaging the surrounding décor. The Barrington wall sconces are ADA compliant. | CEILING | Barrington | Ceiling Lights | Brushed Steel | BS | Steel | White Opal Etched Glass | D:13" H:3.75" |  |  | 2 Medium A19 60w |  | 2 | No | [14 empty] | 0 | [12 empty] | 46.48 | 92.96 | 139.44 | D:13'' H:7 1/2'' | 5.8 | 13 |  |  | 7.5 | Cap Nuts | [6 empty] | No |  | No | [20 empty] | D:5 1/2'' H:1 1/4'' Round |  |  |  |  | 8 | Black/White |  |  | Hardwired | 0 | 0 | 0 | 0 | 1 | 0 | 0 | 1 | 0 | 0 | 0 | 014817330762 | 16 | 15.75 | 8.75 | 8.03 | 1.276 | 125 | Yes | [8 empty] | UL Dry | cUL Dry | BARRINGTON 2L SEMI-FLUSH-BS | Two Light Semi-Flush Mount |  | SF240-BS.jpg
SF240EN3/BS | Two Light Semi-Flush Mount | Barrington conveys simple refinement with flair. The Opal Etched glass shades create a warm, soft glow, and the subtle details found in the body construction add visual interest without upstaging the surrounding décor. The Barrington wall sconces are ADA compliant. | CEILING | Barrington | Ceiling Lights | Brushed Steel | BS | Steel | White Opal Etched Glass | D:13" H:3.75" |  |  | 2 Medium A19 9.3w |  | 2 | Yes | [14 empty] | 0 | [12 empty] | 54.45 | 108.9 | 163.35 | D:13'' H:7 1/2'' | 5.8 | 13 |  |  | 7.5 | Cap Nuts | [6 empty] | No |  | No | [20 empty] | D:5 1/2'' H:1 1/4'' Round |  |  |  |  | 8 | Black/White |  |  | Hardwired | 0 | 0 | 0 | 1 | 1 | 0 | 0 | 0 | 0 | 0 | 0 | 785652083938 | 16 | 15.75 | 8.75 | 8.03 | 1.276 | 125 | Yes | [8 empty] | UL Dry | cUL Dry | BARRINGTON 2L SEMI-FLUSH-BS | Two Light Semi-Flush Mount |  | SF240-BS.jpg | SF240EN3.jpg
SF240EN3/ORB | Two Light Semi-Flush Mount | Barrington conveys simple refinement with flair. The Opal Etched glass shades create a warm, soft glow, and the subtle details found in the body construction add visual interest without upstaging the surrounding décor. The Barrington wall sconces are ADA compliant. | CEILING | Barrington | Ceiling Lights | Oil Rubbed Bronze | ORB | Steel | White Opal Etched Glass | D:13" H:3.75" |  |  | 2 Medium A19 9.3w |  | 2 | Yes | [14 empty] | 0 | [12 empty] | 54.45 | 108.9 | 163.35 | D:13'' H:7 1/2'' | 5.8 | 13 |  |  | 7.5 | Cap Nuts | [6 empty] | No |  | No | [20 empty] | D:5 1/2'' H:1 1/4'' Round |  |  |  |  | 8 | Black/White |  |  | Hardwired | 0 | 0 | 0 | 1 | 1 | 0 | 0 | 0 | 0 | 0 | 0 | 785652083945 | 16 | 15.75 | 8.75 | 8.03 | 1.276 | 125 | Yes | [8 empty] | UL Dry | cUL Dry | BARRINGTON 2L SEMI-FLUSH-ORB | Two Light Semi-Flush Mount |  | SF240-ORB.jpg | SF240EN3.jpg
SF240ORB | Two Light Semi-Flush Mount | Barrington conveys simple refinement with flair. The Opal Etched glass shades create a warm, soft glow, and the subtle details found in the body construction add visual interest without upstaging the surrounding décor. The Barrington wall sconces are ADA compliant. | CEILING | Barrington | Ceiling Lights | Oil Rubbed Bronze | ORB | Steel | White Opal Etched Glass | D:13" H:3.75" |  |  | 2 Medium A19 60w |  | 2 | No | [14 empty] | 0 | [12 empty] | 46.48 | 92.96 | 139.44 | D:13'' H:7 1/2'' | 5.8 | 13 |  |  | 7.5 | Cap Nuts | [6 empty] | No |  | No | [20 empty] | D:5 1/2'' H:1 1/4'' Round |  |  |  |  | 8 | Black/White |  |  | Hardwired | 0 | 0 | 0 | 0 | 1 | 0 | 0 | 1 | 0 | 0 | 0 | 014817330779 | 16 | 15.75 | 8.75 | 6.8 | 1.276 | 175 | Yes | [8 empty] | UL Dry | cUL Dry | BARRINGTON 2L SEMI-FLUSH-ORB | Two Light Semi-Flush Mount |  | SF240-ORB.jpg
SF241BS | Two Light Semi-Flush Mount | Barrington conveys simple refinement with flair. The Opal Etched glass shades create a warm, soft glow, and the subtle details found in the body construction add visual interest without upstaging the surrounding décor. The Barrington wall sconces are ADA compliant. | CEILING | Barrington | Ceiling Lights | Brushed Steel | BS | Steel | White Opal Etched Glass | D:15" H:3.75" |  |  | 2 Medium A19 100w |  | 2 | No | [14 empty] | 0 | [12 empty] | 74.98 | 149.96 | 224.94 | D:15'' H:11 1/2'' | 8.9 | 15 |  |  | 11.5 | Cap Nuts | [6 empty] | No |  | No | [20 empty] | D:5 1/2'' H:1 1/4'' Round |  |  |  |  | 8 | Black/White |  |  | Hardwired | 0 | 0 | 0 | 0 | 1 | 0 | 0 | 1 | 0 | 0 | 0 | 014817330786 | 18 | 18 | 9 | 10.82 | 1.688 | 125 | Yes | [8 empty] | UL Dry | cUL Dry | BARRINGTON 2L SEMI-FLUSH-BS | Two Light Semi-Flush Mount |  | SF241-BS.jpg
SF241EN3/BS | Two Light Semi-Flush Mount | Barrington conveys simple refinement with flair. The Opal Etched glass shades create a warm, soft glow, and the subtle details found in the body construction add visual interest without upstaging the surrounding décor. The Barrington wall sconces are ADA compliant. | CEILING | Barrington | Ceiling Lights | Brushed Steel | BS | Steel | White Opal Etched Glass | D:15" H:3.75" |  |  | 2 Medium A19 9.3w |  | 2 | Yes | [14 empty] | 0 | [12 empty] | 82.45 | 164.9 | 247.35 | D:15'' H:11 1/2'' | 8.9 | 15 |  |  | 11.5 | Cap Nuts | [6 empty] | No |  | No | [20 empty] | D:5 1/2'' H:1 1/4'' Round |  |  |  |  | 8 | Black/White |  |  | Hardwired | 0 | 0 | 0 | 1 | 1 | 0 | 0 | 0 | 0 | 0 | 0 | 785652083952 | 18 | 18 | 9 | 10.82 | 1.688 | 125 | Yes | [8 empty] | UL Dry | cUL Dry | BARRINGTON 2L SEMI-FLUSH-BS | Two Light Semi-Flush Mount |  | SF241-BS.jpg | SF241EN3.jpg
SF241EN3/ORB | Two Light Semi-Flush Mount | Barrington conveys simple refinement with flair. The Opal Etched glass shades create a warm, soft glow, and the subtle details found in the body construction add visual interest without upstaging the surrounding décor. The Barrington wall sconces are ADA compliant. | CEILING | Barrington | Ceiling Lights | Oil Rubbed Bronze | ORB | Steel | White Opal Etched Glass | D:15" H:3.75" |  |  | 2 Medium A19 9.3w |  | 2 | Yes | [14 empty] | 0 | [12 empty] | 82.45 | 164.9 | 247.35 | D:15'' H:11 1/2'' | 8.9 | 15 |  |  | 11.5 | Cap Nuts | [6 empty] | No |  | No | [20 empty] | D:5 1/2'' H:1 1/4'' Round |  |  |  |  | 8 | Black/White |  |  | Hardwired | 0 | 0 | 0 | 1 | 1 | 0 | 0 | 0 | 0 | 0 | 0 | 785652083969 | 18 | 18 | 9 | 10.82 | 1.688 | 125 | Yes | [8 empty] | UL Dry | cUL Dry | BARRINGTON 2L SEMI-FLUSH-ORB | Two Light Semi-Flush Mount |  | SF241-ORB.jpg | SF241EN3.jpg
SF241ORB | Two Light Semi-Flush Mount | Barrington conveys simple refinement with flair. The Opal Etched glass shades create a warm, soft glow, and the subtle details found in the body construction add visual interest without upstaging the surrounding décor. The Barrington wall sconces are ADA compliant. | CEILING | Barrington | Ceiling Lights | Oil Rubbed Bronze | ORB | Steel | White Opal Etched Glass | D:15" H:3.75" |  |  | 2 Medium A19 100w |  | 2 | No | [14 empty] | 0 | [12 empty] | 74.98 | 149.96 | 224.94 | D:15'' H:11 1/2'' | 8.9 | 15 |  |  | 11.5 | Cap Nuts | [6 empty] | No |  | No | [20 empty] | D:5 1/2'' H:1 1/4'' Round |  |  |  |  | 8 | Black/White |  |  | Hardwired | 0 | 0 | 0 | 0 | 1 | 0 | 0 | 1 | 0 | 0 | 0 | 014817330793 | 17.5 | 17.25 | 6.25 | 6.8 | 1.092 | 125 | Yes | [8 empty] | UL Dry | cUL Dry | BARRINGTON 2L SEMI-FLUSH-ORB | Two Light Semi-Flush Mount |  | SF241-ORB.jpg
SF251BS | Two Light Semi-Flush Mount | Whether your decorating theme is traditional or contemporary, there is a place for this unique and stunning Casual Luxury chandelier and vanity lights. The organza shades and dark bronze or brushed steel plated finishes demand attention to the fine details of these fixtures. The wall brackets and sconces have a dual back plate for a dimensional design accent, and spun metal trim rings at the top and bottom of the shade lend a finishing touch. All of the shades on these wonderful fixtures are enclosed at the bottom for a lovely casting of light. | CEILING | Casual Luxury | Ceiling Lights | Brushed Steel | BS | Steel | Silver Organza Fabric | D:12.625" H:4.875" |  |  | 2 Medium A19 100w |  | 2 | No | [14 empty] | 0 | [12 empty] | 124.98 | 249.96 | 374.94 | D:13'' H:9 1/8'' | 3.96 | 13 |  |  | 9.125 | Double Cap Nuts | [6 empty] | No |  | No | [20 empty] | D:5 1/2'' H:1'' Round |  |  |  |  | 8 | Black/White |  |  | Hardwired | 0 | 0 | 0 | 0 | 1 | 0 | 0 | 1 | 0 | 0 | 0 | 014817393255 | 12.5 | 16.5 | 16.5 | 8 | 1.969 | 175 | Yes | [8 empty] | UL Damp | cUL Damp | CASUAL LUXURY 2L SEMI-FLUSH-BS | Two Light Semi-Flush Mount |  | SF251BS.jpg | SF251BS.jpg
SF251DBZ | 2 - Light Indoor Semi-Flush Mount | Whether your decorating theme is traditional or contemporary, there is a place for this unique and stunning Casual Luxury lighting collection by Feiss. The organza shades and plated dark bronze finish demand attention to the fine details of these fixtures. The wall brackets and sconces have a dual back plate for a dimensional design accent, and spun metal trim rings at the top and bottom of the shade lend a finishing touch. All of the shades on these wonderful fixtures are enclosed at the bottom for a lovely casting of light. | CEILING | Casual Luxury | Ceiling Lights | Dark Bronze | DBZ | Steel | Bronze Organza Fabric | D:13" W:0.03125" H:5" |  |  | 2 Medium A19 100w |  | 2 | No | [27 empty] | 116.95 | 233.9 | 350.85 | D:13'' H:9 1/8'' | 3.74 | 13 |  |  | 9.125 |  |  | 9.125 | [27 empty] | D:5 1/2'' Round |  |  |  |  | 8 | Black/White |  |  | Hardwired | 0 | 0 | 0 | 0 | 0 | 0 | 0 | 0 | 0 | 0 | 0 | 014817343397 | 16.5 | 16.25 | 12 | 8.4 | 1.862 | 175 | Yes | [8 empty] | UL Dry | cUL Dry | SEMI-FLUSH | 2 - Light Casual Luxury |  | SF251DBZ.jpg
SF251EN3/BS | Two Light Semi-Flush Mount | Whether your decorating theme is traditional or contemporary, there is a place for this unique and stunning Casual Luxury chandelier and vanity lights. The organza shades and dark bronze or brushed steel plated finishes demand attention to the fine details of these fixtures. The wall brackets and sconces have a dual back plate for a dimensional design accent, and spun metal trim rings at the top and bottom of the shade lend a finishing touch. All of the shades on these wonderful fixtures are enclosed at the bottom for a lovely casting of light. | CEILING | Casual Luxury | Ceiling Lights | Brushed Steel | BS | Steel | Silver Organza Fabric | D:12.625" H:4.875" |  |  | 2 Medium A19 9.3w |  | 2 | Yes | [14 empty] | 0 | [12 empty] | 133.45 | 266.9 | 400.35 | D:13'' H:9 1/8'' | 3.96 | 13 |  |  | 9.125 | Double Cap Nuts | [6 empty] | No |  | No | [20 empty] | D:5 1/2'' H:1'' Round |  |  |  |  | 8 | Black/White |  |  | Hardwired | 0 | 0 | 0 | 1 | 1 | 0 | 0 | 0 | 0 | 0 | 0 | 785652084201 | 12.5 | 16.5 | 16.5 | 8 | 1.969 | 175 | Yes | [8 empty] | UL Damp | cUL Damp | CASUAL LUXURY 2L SEMI-FLUSH-BS | Two Light Semi-Flush Mount |  | SF251EN3/BS.jpg | SF251EN3.jpg
SF254BS | Large Four Light Semi-Flush | Sunset Drive has textures and geometric shapes that harken back to the Hollywood Regency era while maintaining the heart of contemporary design. Cylindrical White Opal Etched glass shades with a hand-applied Striated Pearl finish combine with steel arms for a bold look. | CEILING | Sunset Drive | Ceiling Lights | Brushed Steel | BS | Steel | White Opal Etched Glass | D:22" H:5.625" |  |  | 4 Medium A19 100w |  | 4 | No | [14 empty] | 0 | [12 empty] | 285.98 | 571.96 | 857.94 | D:22'' H:13 1/4'' | 9 | 22 |  |  | 13.25 | Cap Nuts | [6 empty] | No |  | No | [20 empty] | D:5'' H:7/8'' Round |  |  |  |  | 8 | Black/White |  |  | Hardwired | 0 | 0 | 0 | 0 | 1 | 0 | 0 | 1 | 0 | 0 | 0 | 014817581010 | 26.5 | 26.25 | 15.5 | 17.8 | 6.24 | 250 | Yes | [9 empty] | cETL Damp | SUNSET DRIVE 4L SEMI-FLUSH-BS | Large Four Light Semi-Flush |  | SF254BS.jpg | SF254BS.jpg
SF254CH | Large Four Light Semi-Flush | Sunset Drive has textures and geometric shapes that harken back to the Hollywood Regency era while maintaining the heart of contemporary design. Cylindrical White Opal Etched glass shades with a hand-applied Striated Pearl finish combine with steel arms for a bold look. | CEILING | Sunset Drive | Ceiling Lights | Chrome | CH | Steel | White Opal Etched Glass | D:22" H:5.625" |  |  | 4 Medium A19 100w |  | 4 | No | [14 empty] | 0 | [12 empty] | 285.98 | 571.96 | 857.94 | D:22'' H:13 1/4'' | 9 | 22 |  |  | 13.25 | Cap Nuts | [6 empty] | No |  | No | [20 empty] | D:5'' H:7/8'' Round |  |  |  |  | 8 | Black/White |  |  | Hardwired | 0 | 0 | 0 | 0 | 1 | 0 | 0 | 1 | 0 | 0 | 0 | 014817581003 | 26.5 | 26.25 | 15.25 | 18.6 | 6.139 | 250 | Yes | [9 empty] | cETL Damp | SUNSET DRIVE 4L SEMI-FLUSH-CH | Large Four Light Semi-Flush |  | SF254CH.jpg | SF254CH.jpg
SF254EN3/BS | Large Four Light Semi-Flush | Sunset Drive has textures and geometric shapes that harken back to the Hollywood Regency era while maintaining the heart of contemporary design. Cylindrical White Opal Etched glass shades with a hand-applied Striated Pearl finish combine with steel arms for a bold look. | CEILING | Sunset Drive | Ceiling Lights | Brushed Steel | BS | Steel | White Opal Etched Glass | D:22" H:5.625" |  |  | 4 Medium A19 9.3w |  | 4 | Yes | [14 empty] | 0 | [12 empty] | 294.95 | 589.9 | 884.85 | D:22'' H:13 1/4'' | 9 | 22 |  |  | 13.25 | Cap Nuts | [6 empty] | No |  | No | [20 empty] | D:5'' H:7/8'' Round |  |  |  |  | 8 | Black/White |  |  | Hardwired | 0 | 0 | 0 | 1 | 1 | 0 | 0 | 0 | 0 | 0 | 0 | 785652084805 | 26.5 | 26.25 | 15.5 | 17.8 | 6.24 | 250 | Yes | [9 empty] | cETL Damp | SUNSET DRIVE 4L SEMI-FLUSH-BS | Large Four Light Semi-Flush |  | SF254EN3/BS.jpg | SF254EN3.jpg
SF254EN3/CH | Large Four Light Semi-Flush | Sunset Drive has textures and geometric shapes that harken back to the Hollywood Regency era while maintaining the heart of contemporary design. Cylindrical White Opal Etched glass shades with a hand-applied Striated Pearl finish combine with steel arms for a bold look. | CEILING | Sunset Drive | Ceiling Lights | Chrome | CH | Steel | White Opal Etched Glass | D:22" H:5.625" |  |  | 4 Medium A19 9.3w |  | 4 | Yes | [14 empty] | 0 | [12 empty] | 294.95 | 589.9 | 884.85 | D:22'' H:13 1/4'' | 9 | 22 |  |  | 13.25 | Cap Nuts | [6 empty] | No |  | No | [20 empty] | D:5'' H:7/8'' Round |  |  |  |  | 8 | Black/White |  |  | Hardwired | 0 | 0 | 0 | 1 | 1 | 0 | 0 | 0 | 0 | 0 | 0 | 785652084812 | 26.5 | 26.25 | 15.5 | 17.8 | 6.24 | 250 | Yes | [9 empty] | cETL Damp | SUNSET DRIVE 4L SEMI-FLUSH-CH | Large Four Light Semi-Flush |  | SF254EN3/CH.jpg | SF254EN3.jpg
SF254EN3/ORB | Large Four Light Semi-Flush | Sunset Drive has textures and geometric shapes that harken back to the Hollywood Regency era while maintaining the heart of contemporary design. Cylindrical White Opal Etched glass shades with a hand-applied Striated Pearl finish combine with steel arms for a bold look. | CEILING | Sunset Drive | Ceiling Lights | Oil Rubbed Bronze | ORB | Steel | White Opal Etched Glass | D:22" H:5.625" |  |  | 4 Medium A19 9.3w |  | 4 | Yes | [14 empty] | 0 | [12 empty] | 294.95 | 589.9 | 884.85 | D:22'' H:13 1/4'' | 9 | 22 |  |  | 13.25 | Cap Nuts | [6 empty] | No |  | No | [20 empty] | D:5'' H:7/8'' Round |  |  |  |  | 8 | Black/White |  |  | Hardwired | 0 | 0 | 0 | 1 | 1 | 0 | 0 | 0 | 0 | 0 | 0 | 785652084829 | 26.5 | 26.25 | 15.5 | 17.8 | 6.24 | 250 | Yes | [9 empty] | cETL Damp | SUNSET DRIVE 4L SEMI-FLUSH-ORB | Large Four Light Semi-Flush |  | SF254EN3/ORB.jpg | SF254EN3.jpg
SF254ORB | Large Four Light Semi-Flush | Sunset Drive has textures and geometric shapes that harken back to the Hollywood Regency era while maintaining the heart of contemporary design. Cylindrical White Opal Etched glass shades with a hand-applied Striated Pearl finish combine with steel arms for a bold look. | CEILING | Sunset Drive | Ceiling Lights | Oil Rubbed Bronze | ORB | Steel | White Opal Etched Glass | D:22" H:5.625" |  |  | 4 Medium A19 100w |  | 4 | No | [14 empty] | 0 | [12 empty] | 285.98 | 571.96 | 857.94 | D:22'' H:13 1/4'' | 9 | 22 |  |  | 13.25 | Cap Nuts | [6 empty] | No |  | No | [20 empty] | D:5'' H:7/8'' Round |  |  |  |  | 8 | Black/White |  |  | Hardwired | 0 | 0 | 0 | 0 | 1 | 0 | 0 | 1 | 0 | 0 | 0 | 014817581027 | 26.5 | 26.5 | 15.5 | 22.5 | 6.299 | 250 | Yes | [9 empty] | cETL Damp | SUNSET DRIVE 4L SEMI-FLUSH-ORB | Large Four Light Semi-Flush |  | SF254ORB.jpg | SF254ORB.jpg
SF258BS | Medium Three Light Semi-Flush | Sunset Drive has textures and geometric shapes that harken back to the Hollywood Regency era while maintaining the heart of contemporary design. Cylindrical White Opal Etched glass shades with a hand-applied Striated Pearl finish combine with steel arms for a bold look. | CEILING | Sunset Drive | Ceiling Lights | Brushed Steel | BS | Steel | White Opal Etched Glass | D:15.875" H:4" |  |  | 3 Medium A19 100w |  | 3 | No | [14 empty] | 0 | [12 empty] | 144.98 | 289.96 | 434.94 | D:16'' H:10 3/8'' | 8 | 16 |  |  | 10.375 | Cap Nuts | [6 empty] | No |  | No | [20 empty] | D:5'' H:7/8'' Round |  |  |  |  | 8 | Black/White |  |  | Hardwired | 0 | 0 | 0 | 0 | 1 | 0 | 0 | 1 | 0 | 0 | 0 | 014817580983 | 20 | 19.75 | 14 | 11.6 | 3.2 | 250 | Yes | [9 empty] | cETL Damp | SUNSET DRIVE 3L SEMI-FLUSH-BS | Medium Three Light Semi-Flush |  | SF258BS.jpg | SF258BS.jpg
SF258CH | Medium Three Light Semi-Flush | Sunset Drive has textures and geometric shapes that harken back to the Hollywood Regency era while maintaining the heart of contemporary design. Cylindrical White Opal Etched glass shades with a hand-applied Striated Pearl finish combine with steel arms for a bold look. | CEILING | Sunset Drive | Ceiling Lights | Chrome | CH | Steel | White Opal Etched Glass | D:15.875" H:4" |  |  | 3 Medium A19 100w |  | 3 | No | [14 empty] | 0 | [12 empty] | 144.98 | 289.96 | 434.94 | D:16'' H:10 3/8'' | 8 | 16 |  |  | 10.375 | Cap Nuts | [6 empty] | No |  | No | [20 empty] | D:5'' H:7/8'' Round |  |  |  |  | 8 | Black/White |  |  | Hardwired | 0 | 0 | 0 | 0 | 1 | 0 | 0 | 1 | 0 | 0 | 0 | 014817580976 | 20 | 19.5 | 13.25 | 11.7 | 2.99 | 250 | Yes | [9 empty] | cETL Damp | SUNSET DRIVE 3L SEMI-FLUSH-CH | Medium Three Light Semi-Flush |  | SF258CH.jpg | SF258CH.jpg
SF258EN3/BS | Medium Three Light Semi-Flush | Sunset Drive has textures and geometric shapes that harken back to the Hollywood Regency era while maintaining the heart of contemporary design. Cylindrical White Opal Etched glass shades with a hand-applied Striated Pearl finish combine with steel arms for a bold look. | CEILING | Sunset Drive | Ceiling Lights | Brushed Steel | BS | Steel | White Opal Etched Glass | D:15.875" H:4" |  |  | 3 Medium A19 9.3w |  | 3 | Yes | [14 empty] | 0 | [12 empty] | 154.95 | 309.9 | 464.85 | D:16'' H:10 3/8'' | 8 | 16 |  |  | 10.375 | Cap Nuts | [6 empty] | No |  | No | [20 empty] | D:5'' H:7/8'' Round |  |  |  |  | 8 | Black/White |  |  | Hardwired | 0 | 0 | 0 | 1 | 1 | 0 | 0 | 0 | 0 | 0 | 0 | 785652084836 | 20 | 19.75 | 14 | 11.6 | 3.2 | 250 | Yes | [9 empty] | cETL Damp | SUNSET DRIVE 3L SEMI-FLUSH-BS | Medium Three Light Semi-Flush |  | SF258EN3/BS.jpg | SF258EN3.jpg
SF258EN3/CH | Medium Three Light Semi-Flush | Sunset Drive has textures and geometric shapes that harken back to the Hollywood Regency era while maintaining the heart of contemporary design. Cylindrical White Opal Etched glass shades with a hand-applied Striated Pearl finish combine with steel arms for a bold look. | CEILING | Sunset Drive | Ceiling Lights | Chrome | CH | Steel | White Opal Etched Glass | D:15.875" H:4" |  |  | 3 Medium A19 9.3w |  | 3 | Yes | [14 empty] | 0 | [12 empty] | 154.95 | 309.9 | 464.85 | D:16'' H:10 3/8'' | 8 | 16 |  |  | 10.375 | Cap Nuts | [6 empty] | No |  | No | [20 empty] | D:5'' H:7/8'' Round |  |  |  |  | 8 | Black/White |  |  | Hardwired | 0 | 0 | 0 | 1 | 1 | 0 | 0 | 0 | 0 | 0 | 0 | 785652084850 | 20 | 19.75 | 14 | 11.6 | 3.2 | 250 | Yes | [9 empty] | cETL Damp | SUNSET DRIVE 3L SEMI-FLUSH-CH | Medium Three Light Semi-Flush |  | SF258EN3/CH.jpg | SF258EN3.jpg
SF258EN3/ORB | Medium Three Light Semi-Flush | Sunset Drive has textures and geometric shapes that harken back to the Hollywood Regency era while maintaining the heart of contemporary design. Cylindrical White Opal Etched glass shades with a hand-applied Striated Pearl finish combine with steel arms for a bold look. | CEILING | Sunset Drive | Ceiling Lights | Oil Rubbed Bronze | ORB | Steel | White Opal Etched Glass | D:15.875" H:4" |  |  | 3 Medium A19 9.3w |  | 3 | Yes | [14 empty] | 0 | [12 empty] | 154.95 | 309.9 | 464.85 | D:16'' H:10 3/8'' | 8 | 16 |  |  | 10.375 | Cap Nuts | [6 empty] | No |  | No | [20 empty] | D:5'' H:7/8'' Round |  |  |  |  | 8 | Black/White |  |  | Hardwired | 0 | 0 | 0 | 1 | 1 | 0 | 0 | 0 | 0 | 0 | 0 | 785652084867 | 20 | 19.75 | 14 | 11.6 | 3.2 | 250 | Yes | [9 empty] | cETL Damp | SUNSET DRIVE 3L SEMI-FLUSH-ORB | Medium Three Light Semi-Flush |  | SF258EN3/ORB.jpg | SF258EN3.jpg
SF258ORB | Medium Three Light Semi-Flush | Sunset Drive has textures and geometric shapes that harken back to the Hollywood Regency era while maintaining the heart of contemporary design. Cylindrical White Opal Etched glass shades with a hand-applied Striated Pearl finish combine with steel arms for a bold look. | CEILING | Sunset Drive | Ceiling Lights | Oil Rubbed Bronze | ORB | Steel | White Opal Etched Glass | D:15.875" H:4" |  |  | 3 Medium A19 100w |  | 3 | No | [14 empty] | 0 | [12 empty] | 144.98 | 289.96 | 434.94 | D:16'' H:10 3/8'' | 8 | 16 |  |  | 10.375 | Cap Nuts | [6 empty] | No |  | No | [20 empty] | D:5'' H:7/8'' Round |  |  |  |  | 8 | Black/White |  |  | Hardwired | 0 | 0 | 0 | 0 | 1 | 0 | 0 | 1 | 0 | 0 | 0 | 014817580990 | 20 | 19.5 | 12.75 | 11.8 | 2.878 | 175 | Yes | [9 empty] | cETL Damp | SUNSET DRIVE 3L SEMI-FLUSH-ORB | Medium Three Light Semi-Flush |  | SF258ORB.jpg | SF258ORB.jpg
SF259BS | Small Two Light Semi-Flush | Sunset Drive has textures and geometric shapes that harken back to the Hollywood Regency era while maintaining the heart of contemporary design. Cylindrical White Opal Etched glass shades with a hand-applied Striated Pearl finish combine with steel arms for a bold look. | CEILING | Sunset Drive | Ceiling Lights | Brushed Steel | BS | Steel | White Opal Etched Glass | D:12.75" H:3.5" |  |  | 2 Medium A19 100w |  | 2 | No | [14 empty] | 0 | [12 empty] | 116.48 | 232.96 | 349.44 | D:12 7/8'' H:7 1/2'' | 7 | 12.875 |  |  | 7.5 | Cap Nuts | [6 empty] | No |  | No | [20 empty] | D:5'' H:7/8'' Round |  |  |  |  | 8 | Black/White |  |  | Hardwired | 0 | 0 | 0 | 0 | 1 | 0 | 0 | 1 | 0 | 0 | 0 | 014817392685 | 15.5 | 15.5 | 10.25 | 10 | 1.425 | 125 | Yes | [8 empty] | UL Damp | cUL Damp | SUNSET DRIVE 2L SEMI-FLUSH-BS | Small Two Light Semi-Flush |  | SF259BS.jpg | SF259BS.jpg
SF259CB | Small Two Light Semi-Flush | Sunset Drive has textures and geometric shapes that harken back to the Hollywood Regency era while maintaining the heart of contemporary design. Cylindrical White Opal Etched glass shades with a hand-applied Striated Pearl finish combine with steel arms for a bold look. | CEILING | Sunset Drive | Ceiling Lights | Corinthian Bronze | CB | Steel | Striated Pearl Glass | D:12.75" H:3.5" |  |  | 2 Medium A19 100w |  | 2 | No | [14 empty] | 0 | [12 empty] | 116.48 | 232.96 | 349.44 | D:12 7/8'' H:7 1/2'' | 7 | 12.875 |  |  | 7.5 | Cap Nuts | [6 empty] | No |  | No | [20 empty] | D:5'' H:7/8'' Round |  |  |  |  | 8 | Black/White |  |  | Hardwired | 0 | 0 | 0 | 0 | 1 | 0 | 0 | 1 | 0 | 0 | 0 | 014817358070 | 16 | 16 | 7.5 | 7.81 | 1.111 | 125 | Yes | [8 empty] | UL Damp | cUL Damp | SUNSET DRIVE 2L SEMI-FLUSH-CB | Small Two Light Semi-Flush |  | SF259CB.jpg
SF259CH | Small Two Light Semi-Flush | Sunset Drive has textures and geometric shapes that harken back to the Hollywood Regency era while maintaining the heart of contemporary design. Cylindrical White Opal Etched glass shades with a hand-applied Striated Pearl finish combine with steel arms for a bold look. | CEILING | Sunset Drive | Ceiling Lights | Chrome | CH | Steel | White Opal Etched Glass | D:12.75" H:3.5" |  |  | 2 Medium A19 100w |  | 2 | No | [14 empty] | 0 | [12 empty] | 116.48 | 232.96 | 349.44 | D:12 7/8'' H:7 1/2'' | 7 | 12.875 |  |  | 7.5 | Cap Nuts | [6 empty] | No |  | No | [20 empty] | D:5'' H:7/8'' Round |  |  |  |  | 8 | Black/White |  |  | Hardwired | 0 | 0 | 0 | 0 | 1 | 0 | 0 | 1 | 0 | 0 | 0 | 014817580952 | 15.75 | 15.75 | 11 | 8.3 | 1.579 | 175 | Yes | [9 empty] | cETL Damp | SUNSET DRIVE 2L SEMI-FLUSH-CH | Small Two Light Semi-Flush |  | SF259CH.jpg | SF259CH.jpg
SF259EN3/BS | Small Two Light Semi-Flush | Sunset Drive has textures and geometric shapes that harken back to the Hollywood Regency era while maintaining the heart of contemporary design. Cylindrical White Opal Etched glass shades with a hand-applied Striated Pearl finish combine with steel arms for a bold look. | CEILING | Sunset Drive | Ceiling Lights | Brushed Steel | BS | Steel | White Opal Etched Glass | D:12.75" H:3.5" |  |  | 2 Medium A19 9.3w |  | 2 | Yes | [14 empty] | 0 | [12 empty] | 121.95 | 243.9 | 365.85 | D:12 7/8'' H:7 1/2'' | 7 | 12.875 |  |  | 7.5 | Cap Nuts | [6 empty] | No |  | No | [20 empty] | D:5'' H:7/8'' Round |  |  |  |  | 8 | Black/White |  |  | Hardwired | 0 | 0 | 0 | 1 | 1 | 0 | 0 | 0 | 0 | 0 | 0 | 785652084874 | 15.5 | 15.5 | 10.25 | 10 | 1.425 | 125 | Yes | [8 empty] | UL Damp | cUL Damp | SUNSET DRIVE 2L SEMI-FLUSH-BS | Small Two Light Semi-Flush |  | SF259EN3/BS.jpg | SF259EN3.jpg
SF259EN3/CB | Small Two Light Semi-Flush | Sunset Drive has textures and geometric shapes that harken back to the Hollywood Regency era while maintaining the heart of contemporary design. Cylindrical White Opal Etched glass shades with a hand-applied Striated Pearl finish combine with steel arms for a bold look. | CEILING | Sunset Drive | Ceiling Lights | Corinthian Bronze | CB | Steel | Striated Pearl Glass | D:12.75" H:3.5" |  |  | 2 Medium A19 9.3w |  | 2 | Yes | [14 empty] | 0 | [12 empty] | 121.95 | 243.9 | 365.85 | D:12 7/8'' H:7 1/2'' | 7 | 12.875 |  |  | 7.5 | Cap Nuts | [6 empty] | No |  | No | [20 empty] | D:5'' H:7/8'' Round |  |  |  |  | 8 | Black/White |  |  | Hardwired | 0 | 0 | 0 | 1 | 1 | 0 | 0 | 0 | 0 | 0 | 0 | 785652084881 | 15.5 | 15.5 | 10.25 | 10 | 1.425 | 125 | Yes | [8 empty] | UL Damp | cUL Damp | SUNSET DRIVE 2L SEMI-FLUSH-CB | Small Two Light Semi-Flush |  | SF259EN3/CB.jpg | SF259EN3.jpg
SF259EN3/CH | Small Two Light Semi-Flush | Sunset Drive has textures and geometric shapes that harken back to the Hollywood Regency era while maintaining the heart of contemporary design. Cylindrical White Opal Etched glass shades with a hand-applied Striated Pearl finish combine with steel arms for a bold look. | CEILING | Sunset Drive | Ceiling Lights | Chrome | CH | Steel | White Opal Etched Glass | D:12.75" H:3.5" |  |  | 2 Medium A19 9.3w |  | 2 | Yes | [14 empty] | 0 | [12 empty] | 121.95 | 243.9 | 365.85 | D:12 7/8'' H:7 1/2'' | 7 | 12.875 |  |  | 7.5 | Cap Nuts | [6 empty] | No |  | No | [20 empty] | D:5'' H:7/8'' Round |  |  |  |  | 8 | Black/White |  |  | Hardwired | 0 | 0 | 0 | 1 | 1 | 0 | 0 | 0 | 0 | 0 | 0 | 785652084898 | 15.5 | 15.5 | 10.25 | 10 | 1.425 | 125 | Yes | [8 empty] | UL Damp | cUL Damp | SUNSET DRIVE 2L SEMI-FLUSH-CH | Small Two Light Semi-Flush |  | SF259EN3/CH.jpg | SF259EN3.jpg
SF259EN3/ORB | Small Two Light Semi-Flush | Sunset Drive has textures and geometric shapes that harken back to the Hollywood Regency era while maintaining the heart of contemporary design. Cylindrical White Opal Etched glass shades with a hand-applied Striated Pearl finish combine with steel arms for a bold look. | CEILING | Sunset Drive | Ceiling Lights | Oil Rubbed Bronze | ORB | Steel | White Opal Etched Glass | D:12.75" H:3.5" |  |  | 2 Medium A19 9.3w |  | 2 | Yes | [14 empty] | 0 | [12 empty] | 121.95 | 243.9 | 365.85 | D:12 7/8'' H:7 1/2'' | 7 | 12.875 |  |  | 7.5 | Cap Nuts | [6 empty] | No |  | No | [20 empty] | D:5'' H:7/8'' Round |  |  |  |  | 8 | Black/White |  |  | Hardwired | 0 | 0 | 0 | 1 | 1 | 0 | 0 | 0 | 0 | 0 | 0 | 785652084904 | 15.5 | 15.5 | 10.25 | 10 | 1.425 | 125 | Yes | [8 empty] | UL Damp | cUL Damp | SUNSET DRIVE 2L SEMI-FLUSH-ORB | Small Two Light Semi-Flush |  | SF259EN3/ORB.jpg | SF259EN3.jpg
SF259ORB | Small Two Light Semi-Flush | Sunset Drive has textures and geometric shapes that harken back to the Hollywood Regency era while maintaining the heart of contemporary design. Cylindrical White Opal Etched glass shades with a hand-applied Striated Pearl finish combine with steel arms for a bold look. | CEILING | Sunset Drive | Ceiling Lights | Oil Rubbed Bronze | ORB | Steel | White Opal Etched Glass | D:12.75" H:3.5" |  |  | 2 Medium A19 100w |  | 2 | No | [14 empty] | 0 | [12 empty] | 116.48 | 232.96 | 349.44 | D:12 7/8'' H:7 1/2'' | 7 | 12.875 |  |  | 7.5 | Cap Nuts | [6 empty] | No |  | No | [20 empty] | D:5'' H:7/8'' Round |  |  |  |  | 8 | Black/White |  |  | Hardwired | 0 | 0 | 0 | 0 | 1 | 0 | 0 | 1 | 0 | 0 | 0 | 014817580969 | 15.75 | 15.75 | 10.75 | 8.3 | 1.543 | 175 | Yes | [9 empty] | cETL Damp | SUNSET DRIVE 2L SEMI-FLUSH-ORB | Small Two Light Semi-Flush |  | SF259ORB.jpg | SF259ORB.jpg
SF275BK | 2 - Light Indoor Semi-Flush Mount | The Peyton lighting collection by Feiss is an unexpected contrast between the dramatic Black finish and the soft, romantic curves. The design flourishes and decorative details lend to the overall aesthetic of the dramatic light fixtures in the collection. | CEILING | Peyton | Ceiling Lights | Black | BK | Steel | White Opal Etched Glass | D:13" H:3.75" |  |  | 2 Medium A19 100w |  | 2 | No | [27 empty] | 73.45 | 146.9 | 220.35 | D:13'' H:8 5/8'' | 6.3 | 13 |  |  | 8.625 | Double Cap Nuts | [29 empty] | D:5 1/2'' |  |  |  |  | 8 | Black/White |  |  | Hardwired | 0 | 0 | 0 | 0 | 0 | 0 | 0 | 0 | 0 | 0 | 0 | 014817393231 | 17 | 9.5 | 12.5 | 9.2 | 1.168 | 125 | Yes | [8 empty] | UL Damp | cUL Damp | SEMI-FLUSH | 2 - Light Peyton |  | SF275BK.jpg | SF275BK.jpg
SF289BUS | 3 - Light Indoor Semi-Flush Mount | The Lucia lighting collection by Feiss is a completely fresh, contemporary take on crystal light fixtures. The unique, disk-shaped Sunflower Shape Bauhinia crystals are suspended within the intricate metal work presented in a Burnished Silver finish, which combine to create these sleek profiles surrounding inner Linen drum shade. The Leila lighting collection is a sister style, utilizing the same crystals and metal work in orb and sunburst silhouettes. | CEILING | Lucia | Ceiling Lights | Burnished Silver | BUS | Steel | Beige Fabric | D:13.75" H:12.5" |  |  | 3 Medium A19 60w |  | 3 | No | [27 empty] | 311.45 | 622.9 | 934.35 | D:16'' H:12 1/2'' | 12.72 | 16 |  |  | 12.5 | Cross Bar | [29 empty] | H:8'' Round |  |  |  |  | 8 | Black/White |  |  | Hardwired | 0 | 0 | 0 | 0 | 0 | 0 | 0 | 0 | 0 | 0 | 0 | 014817412345 | 19.75 | 19.5 | 16 | 20.3 | 3.566 | 175 | Yes | [8 empty] | UL Dry | cUL Dry | SEMI-FLUSH | 3 - Light Lucia |  | SF289BUS.jpg | SF289BUS.jpg
SF292AF/BS | 4 - Light Indoor Semi-Flush Mount | The Ethan lighting collection by Feiss is a contemporary take on the strong verticals and horizontals of the elegantly simple, Asian influences of the Mission style. The dark Antique Forged Iron finish contrasts dramatically with the Brushed Steel candle tubes and sleek Clear glass surrounds, which ingenuously can all be removed and run through the dishwasher to keep them sparkling clear. | CEILING | Ethan | Ceiling Lights | Antique Forged Iron / Brushed Steel | AF/BS | Steel | Clear Glass | D:13.75" H:5.5" |  |  | 4 Candelabra B Torpedo 60w |  | 4 | No | [27 empty] | 166.98 | 333.96 | 500.94 | D:16 3/8'' H:10 1/2'' | 9.68 | 16.375 |  |  | 10.5 | [30 empty] | D:5 1/8'' DP:3/4'' Round |  |  |  |  | 8 | Black/White |  |  | Hardwired | 0 | 0 | 0 | 0 | 0 | 0 | 0 | 0 | 0 | 0 | 0 | 014817424089 | 19 | 17.18 | 19 | 13.4 | 3.589 | 250 | Yes | [8 empty] | UL Damp | cUL Damp | SEMI-FLUSH | 4 - Light Ethan |  | SF292AFBS.jpg | SF292AFBS.jpg
SF308PN | 3 - Light Indoor Semi-Flush Mount | With its clean and glistening design, the Malibu lighting collection by Feiss is suitable for interiors classic to modern. It features crisp Opal Etched glass drum shades supported by a steel frame. The frame's shiny Polished Nickel finish accentuates the stepped details on each shade holder and the central column. On the vanity fixtures, the stepped details are duplicated in the oval backplate. The Malibu collection consists of multiple chandeliers, pendants, and bath and ceiling fixtures. | CEILING | Malibu | Ceiling Lights | Polished Nickel | PN | Steel | Opal Etched Glass | D:14.96875" H:4.53125" |  |  | 3 Medium A19 100w |  | 3 | No | [27 empty] | 51.95 | 103.9 | 155.85 | D:14 31/32'' H:9 23/32'' | 4.03 | 14.9688 |  |  | 9.7188 | [30 empty] | D:5'' DP:31/32'' Round |  |  |  |  | 96 | Black/White |  |  | Hardwired | 0 | 0 | 0 | 0 | 0 | 0 | 0 | 0 | 0 | 0 | 0 | 014817483000 | 17.25 | 17 | 8.25 | 6.4 | 1.4 | 175 | Yes | [9 empty] | cUL Damp | SEMI-FLUSH | 3 - Light Malibu |  | SF308PN.jpg | SF308PN.jpg
SF312PN | 3 - Light Malia Semi Flush Mount | Making a declarative and sparkling statement in any room, the Malia lighting collection by Feiss is a cool, contemporary interpretation of classic crystal light fixtures, updated with clean lines and featuring fashionable smoke gray crystals accented by a Polished Nickel finish. | CEILING | Malia | Ceiling Lights | Polished Nickel | PN | Metal & Crystal |  |  |  |  | 3 Candelabra B10 Torpedo 60w |  | 3 | No | [14 empty] | 0 | [12 empty] | 367.95 | 735.9 | 1103.85 | D:15 7/8'' H:13 1/2'' | 6.03 | 15.875 |  |  | 13.5 | Mounting Strap | [29 empty] | D:5 1/2'' DP:1'' Round |  |  |  |  | 8 | Black/White |  |  | Hardwired | 0 | 0 | 0 | 0 | 0 | 0 | 0 | 0 | 0 | 0 | 0 | 014817522129 | 19.18 | 9.5 | 19.5 | 9.3 | 2.056 | 175 | Yes | [8 empty] | C-UL-US Damp |  | SEMI FLUSH | 3 - Light Malia Semi Flush Mount |  | SF312PN.jpg | SF312PN.jpg
SF316SN | 3 - Light Semi Flush | Inspired by the Ombré trend in today’s fashion, the modern Tori lighting collection by Feiss features a hand-dipped, dyed color gradient technique on beautiful linen fabric, through which the rich colors softly diminish into white. The Bali Brass finish is coupled with a Gold Ombré fabric; while the Satin Nickel finish is coupled with a Grey Ombré fabric. The assortment includes a 3-Light Pendant, 1-Light Mini-Pendant, 1-Light Wall Sconce and 3-Light Semi-Flushmount ceiling fixture. There are two included finials from which to choose, a metal tassel for a more traditionally tailored look or sleek metal cap for a clean, contemporary look. | CEILING | Tori | Ceiling Lights | Satin Nickel | SN | Steel | Fabric |  |  | Glass | 3 Medium A19 75w |  | 3 | No | [14 empty] | 0 | [12 empty] | 129.95 | 259.9 | 389.85 | D:14'' H:9 3/8'' | 5.4 | 14 |  |  | 9.375 | [35 empty] | 8 |  |  |  | Hardwired | 0 | 0 | 0 | 0 | 0 | 0 | 0 | 0 | 0 | 0 | 0 | 014817527940 | 17.25 | 17.25 | 12.5 | 6.8 | 2.153 | 250 | Yes | [9 empty] | cETL Damp | 3L Tori Semi-Flush Satin Nickel | 3 - Light Semi Flush |  | SF316SN.jpg | SF316SN.jpg
SF317HTBZ | Three Light Semi-Flush Mount | Wine glass-shaped, Opal Etched glass shades inspired the name of the transitional Vintner lighting collection and are finished with a beautiful ripple accent at the base. The sweeping body design is achieved by using smaller arms at the top and slightly larger arms below. At the transition point, a decorative sphere detail acts as a perch for each glass shade for an overall elegantly simple silhouette. Offered in Heritage Bronze or Satin Nickel finishes, the large assortment includes 5-Light, 9-Light and 18-Light Chandeliers, 3-Light Semi-Flushmount, 3-Light Uplight Chandelier, 3-Light Downlight Chandelier, 3-Light Island, 1-Light Mini-Pendant, 3-Light Uplight Pendant, 1-Light Wall Sconce, 11” and 13” 2-Light Flushmounts, 3-Light Flushmount, 2-Light Vanity, 3-Light Vanity and a 4-Light Vanity. | CEILING | Vintner | Ceiling Lights | Heritage Bronze | HTBZ | Steel | White Opal Etched Glass | D:14.5" H:5.125" |  |  | 3 Medium A19 60w |  | 3 | No | [14 empty] | 0 | [12 empty] | 111.98 | 223.96 | 335.94 | D:14 1/2'' H:11 5/8'' | 8 | 14.5 |  |  | 11.625 | Cap Nuts | [6 empty] | No |  | No | [20 empty] | D:5 1/2'' H:1 1/4'' Round |  |  |  |  | 8 | Black/White |  |  | Hardwired | 0 | 0 | 0 | 0 | 1 | 0 | 0 | 1 | 0 | 0 | 0 | 014817535976 | 18.25 | 18 | 12.58 | 10.2 | 2.392 | 175 | Yes | [9 empty] | cETL Damp | VINTNER 3L SEMI-FLUSH-HTBZ | Three Light Semi-Flush Mount |  | SF317HTBZ.jpg | SF317HTBZ.jpg
SF317SN | Three Light Semi-Flush Mount | Wine glass-shaped, Opal Etched glass shades inspired the name of the transitional Vintner lighting collection and are finished with a beautiful ripple accent at the base. The sweeping body design is achieved by using smaller arms at the top and slightly larger arms below. At the transition point, a decorative sphere detail acts as a perch for each glass shade for an overall elegantly simple silhouette. Offered in Heritage Bronze or Satin Nickel finishes, the large assortment includes 5-Light, 9-Light and 18-Light Chandeliers, 3-Light Semi-Flushmount, 3-Light Uplight Chandelier, 3-Light Downlight Chandelier, 3-Light Island, 1-Light Mini-Pendant, 3-Light Uplight Pendant, 1-Light Wall Sconce, 11” and 13” 2-Light Flushmounts, 3-Light Flushmount, 2-Light Vanity, 3-Light Vanity and a 4-Light Vanity. | CEILING | Vintner | Ceiling Lights | Satin Nickel | SN | Steel | White Opal Etched Glass | D:14.5" H:5.125" |  |  | 3 Medium A19 60w |  | 3 | No | [14 empty] | 0 | [12 empty] | 111.98 | 223.96 | 335.94 | D:14 1/2'' H:11 5/8'' | 8 | 14.5 |  |  | 11.625 | Cap Nuts | [6 empty] | No |  | No | [20 empty] | D:5 1/2'' H:1 1/4'' Round |  |  |  |  | 8 | Black/White |  |  | Hardwired | 0 | 0 | 0 | 0 | 1 | 0 | 0 | 1 | 0 | 0 | 0 | 014817541533 | 18.25 | 18.25 | 13 | 9.8 | 2.506 | 250 | Yes | [9 empty] | cETL Damp | VINTNER 3L SEMI-FLUSH-SN | Three Light Semi-Flush Mount |  | SF317SN.jpg | SF317SN.jpg
SF326PN | 3 - Light Indoor Semi-Flush Mount | Inspired by the craftsmanship of fine jewelry, a Crystal inlay is coupled with the Polished Nickel finish and White Shantung Silk shades in each fixture of the Pavé lighting collection by Feiss to add sparkle in an unexpected and cleanly tailored way. This transitional design delivers vibrant elegance to any room’s design without overpowering the rest of the beautiful décor. The lighting collection includes a 5-Light Chandelier, 3-Light Chandelier, 3-Light Drum, 1-Light Mini-Pendant, 2-Light Flushmount, 1-Light Wall Sconce, as well as 2-Light, 3-Light and 4-Light Vanity fixtures which all have Opal Etched glass shades. | CEILING | Pave | Ceiling Lights | Polished Nickel | PN | Steel | White Shantung Shantung | D:19.5" H:7" |  |  | 3 Medium A19 75w |  | 3 | No | [14 empty] | 0 | [12 empty] | 237.95 | 475.9 | 713.85 | D:20'' H:9 5/8'' | 11.5 | 20 |  |  | 9.625 | Cap Nuts | [29 empty] | D:14'' H:3/4'' Round |  |  |  |  | 8 | Clear |  |  | Hardwired | 0 | 0 | 0 | 0 | 0 | 0 | 0 | 0 | 0 | 0 | 0 | 014817561630 | 24 | 23.5 | 15.75 | 18.3 | 5.141 | 250 | Yes | [9 empty] | cETL Damp | 3L 20IN SEM.FLSH PLSH NKL | 3 - Light Indoor Semi-Flush Mount |  | SF326PN.jpg | SF326PN.jpg
SF327PN | 5 - Light Indoor Semi-Flush Mount | Inspired by the craftsmanship of fine jewelry, a Crystal inlay is coupled with the Polished Nickel finish and White Shantung Silk shades in each fixture of the Pavé lighting collection by Feiss to add sparkle in an unexpected and cleanly tailored way. This transitional design delivers vibrant elegance to any room’s design without overpowering the rest of the beautiful décor. The lighting collection includes a 5-Light Chandelier, 3-Light Chandelier, 3-Light Drum, 1-Light Mini-Pendant, 2-Light Flushmount, 1-Light Wall Sconce, as well as 2-Light, 3-Light and 4-Light Vanity fixtures which all have Opal Etched glass shades. | CEILING | Pave | Ceiling Lights | Polished Nickel | PN | Steel | White Shantung Shantung | D:30" H:8.375" |  |  | 5 Medium A19 75w |  | 5 | No | [14 empty] | 0 | [12 empty] | 362.95 | 725.9 | 1088.85 | D:30 1/4'' H:11 1/2'' | 29 | 30.25 |  |  | 11.5 | Cap Nuts | [29 empty] | D:19'' H:7/8'' Round |  |  |  |  | 8 | Clear |  |  | Hardwired | 0 | 0 | 0 | 0 | 0 | 0 | 0 | 0 | 0 | 0 | 0 | 014817561647 | 33.5 | 33.5 | 17.25 | 39.8 | 11.203 | 250 | Yes | [9 empty] | cETL Damp | 5L 30IN SEM.FLSH PLSH NKL | 5 - Light Indoor Semi-Flush Mount |  | SF327PN.jpg | SF327PN.jpg
SF329BUS | 6 - Light Semi-Flush Mount | The Lucia lighting collection by Feiss is a completely fresh, contemporary take on crystal light fixtures. The unique, disk-shaped Sunflower Shape Bauhinia crystals are suspended within the intricate metal work presented in a Burnished Silver finish, which combine to create these sleek profiles surrounding inner Linen drum shade. The Leila lighting collection is a sister style, utilizing the same crystals and metal work in orb and sunburst silhouettes. | CEILING | Lucia | Ceiling Lights | Burnished Silver | BUS | Steel | Linen Fabric | D:27.625" H:7.125" |  |  | 6 Medium A19 60w |  | 6 | No | [14 empty] | 0 | [12 empty] | 849.95 | 1699.9 | 2549.85 | D:30'' H:10 3/4'' | 42 | 30 |  |  | 10.75 | Cap Nuts | [29 empty] | D:15'' H:3/4'' Round |  |  |  |  | 8 | Black/White |  |  | Hardwired | 0 | 0 | 0 | 0 | 0 | 0 | 0 | 0 | 0 | 0 | 0 | 014817561203 | 34.25 | 34 | 16.25 | 47.5 | 10.951 | 175 | Yes | [8 empty] | C-UL-US Damp |  | 6L 30IN LUCIA S.FLSH BRNSH SLV | 6 - Light Semi-Flush Mount |  | SF329BUS.jpg | SF329BUS.jpg
SF335SN/CH | 2 - Light Semi-Flush | The Prospect Park lighting collection by Feiss takes a traditional profile and modernizes it with updated design elements to create a period uptown vibe. It features a rich, two-tone finish of Satin Nickel with Chrome accents to highlight the details of the silhouette, and each cylindrical Opal Etched glass shade boasts metal bands at the top and bottom to add a bit of formality. Unexpected pressed crystal on each stem elevates the tailored look with a bit of glamour. The Prospect Park collection includes 5-and 9-light chandeliers, a 3-light island chandelier, a 4-light pendant, a 2-light semi-flush mount, a 1-light mini pendant, a 1-light wall sconce and 2- and 3-light bath vanities. | CEILING | Prospect Park | Ceiling Lights | Satin Nickel / Chrome | SN/CH | Steel | White Opal Etched Glass | D:12.75" H:6" |  |  | 2 Medium A19 75w |  | 2 | No | [14 empty] | 0 | [12 empty] | 152.95 | 305.9 | 458.85 | D:12 3/4'' H:10 1/4'' | 7.3 | 12.75 |  |  | 10.25 | Universal Mounting Plate | [29 empty] | D:5'' H:3/4'' Round |  |  |  |  | 8 |  |  |  | Hardwired | 0 | 0 | 0 | 0 | 0 | 0 | 0 | 0 | 0 | 0 | 0 | 014817565102 | 17.25 | 17.25 | 10 | 8.5 | 1.722 | 175 | Yes | [9 empty] | cETL Damp | PRSPCT PRK 2L S.FLSH S.NKL CHRM | 2 - Light Semi-Flush |  | SF335SNCH.jpg | SF335SNCH.jpg
SF337ORB | 3 - Light Indoor Semi-Flush Mount | The transitional Marteau Collection takes a flowing silhouette and transforms it with rustic, mountain luxe design elements. With an Oil Rubbed Bronze finish, a hammered metal inlay along the sloping arms and canopy adds rich texture and catches the light. The Clear Seeded glass shades expose candelabra bulbs and add to its relaxed charm. A Ivory Shantung linen shade with hammered metal band accents adorns the 2-light flush mount and the oversized 3- and 5-light semi-flush mounts designed especially for making a statement even where ceiling clearance is limited. Other lighting fixtures include 3- and 5-light chandeliers, a 1-light mini-pendant and a 1-light wall sconce. | CEILING | Marteau | Ceiling Lights | Oil Rubbed Bronze | ORB | Steel | Ivory Linen Shantung | D:19.5" H:7" |  | Sandblasted Outside / Silk Print Inside Glass | 3 Medium A19 75w |  | 3 | No | [14 empty] | 0 | [12 empty] | 249.98 | 499.96 | 749.94 | D:20'' H:9 5/8'' | 13 | 20 |  |  | 9.625 | Cap Nuts | [29 empty] | D:14'' H:3/4'' Round |  |  |  |  | 8 | Brown |  |  | Hardwired | 0 | 0 | 0 | 0 | 0 | 0 | 0 | 0 | 0 | 0 | 0 | 014817561616 | 24 | 24 | 15.75 | 18 | 5.25 | 250 | Yes | [9 empty] | cETL Damp | 3L MARTEAU 20IN SEM.FLSH O.RBBD BRZ | 3 - Light Indoor Semi-Flush Mount |  | SF337ORB.jpg | SF337ORB.jpg
SF338ORB | 5 - Light Indoor Semi-Flush Mount | The transitional Marteau Collection takes a flowing silhouette and transforms it with rustic, mountain luxe design elements. With an Oil Rubbed Bronze finish, a hammered metal inlay along the sloping arms and canopy adds rich texture and catches the light. The Clear Seeded glass shades expose candelabra bulbs and add to its relaxed charm. A Ivory Shantung linen shade with hammered metal band accents adorns the 2-light flush mount and the oversized 3- and 5-light semi-flush mounts designed especially for making a statement even where ceiling clearance is limited. Other lighting fixtures include 3- and 5-light chandeliers, a 1-light mini-pendant and a 1-light wall sconce. | CEILING | Marteau | Ceiling Lights | Oil Rubbed Bronze | ORB | Steel | Ivory Linen Shantung | D:30" H:8.375" |  | Sandblasted Outside / Silk Print Inside Glass | 5 Medium A19 75w |  | 5 | No | [14 empty] | 0 | [12 empty] | 362.95 | 725.9 | 1088.85 | D:30 1/4'' H:11 1/2'' | 30 | 30.25 |  |  | 11.5 | Cap Nuts | [29 empty] | D:19'' H:7/8'' Round |  |  |  |  | 8 | Brown |  |  | Hardwired | 0 | 0 | 0 | 0 | 0 | 0 | 0 | 0 | 0 | 0 | 0 | 014817561623 | 33.75 | 33.75 | 16.75 | 39.9 | 11.041 | 250 | Yes | [9 empty] | cETL Damp | 5L MARTEAU 30IN SEM.FLSH O.RBBD BRZ | 5 - Light Indoor Semi-Flush Mount |  | SF338ORB.jpg | SF338ORB.jpg
SF339ORB | 3 - Light Semi-Flush Mount | Elevate any space with the Lennon lighting collection of semi-flushmount fixtures from Feiss. Clean, transitional design, available in three finish/shade combinations, makes Lennon a versatile solution, especially where ceiling height is limited. The Lennon Collection features oversized 20” and 30” options in an Oil Rubbed Bronze finish with Ivory Linen shades, a Sunset Gold finish with cream linen shade, and a Satin Nickel finish with a White Shantung Linen Shade. All fixtures include a glass diffuser to soften the light and are damp-rated. | CEILING | Lennon | Ceiling Lights | Oil Rubbed Bronze | ORB | Steel | Ivory Linen Linen | D:19.75" H:7" |  |  | 3 Medium A19 75w |  | 3 | No | [14 empty] | 0 | [12 empty] | 169.45 | 338.9 | 508.35 | D:20'' H:9 5/8'' | 14.5 | 20 |  |  | 9.625 | Cap Nuts | [29 empty] | D:14'' H:3/4'' Round |  |  |  |  | 8 |  |  |  | Hardwired | 0 | 0 | 0 | 0 | 0 | 0 | 0 | 0 | 0 | 0 | 0 | 014817567410 | 23.75 | 23.75 | 16 | 18.1 | 5.223 | 250 | Yes | [9 empty] | cETL Damp | 3L 20IN SEM.FLSH O.RBBD BRZ | 3 - Light Semi-Flush Mount |  | SF339ORB.jpg | SF339ORB.jpg
SF339SG | 3 - Light Semi-Flush Mount | Elevate any space with the Lennon lighting collection of semi-flushmount fixtures from Feiss. Clean, transitional design, available in three finish/shade combinations, makes Lennon a versatile solution, especially where ceiling height is limited. The Lennon Collection features oversized 20” and 30” options in an Oil Rubbed Bronze finish with Ivory Linen shades, a Sunset Gold finish with cream linen shade, and a Satin Nickel finish with a White Shantung Linen Shade. All fixtures include a glass diffuser to soften the light and are damp-rated. | CEILING | Lennon | Ceiling Lights | Sunset Gold | SG | Steel | Cream Linen | D:19.75" H:7" |  |  | 3 Medium A19 75w |  | 3 | No | [14 empty] | 0 | [12 empty] | 169.45 | 338.9 | 508.35 | D:20'' H:9 1/2'' | 14.5 | 20 |  |  | 9.5 | Cap Nuts | [29 empty] | D:14'' H:3/4'' Round |  |  |  |  | 8 |  |  |  | Hardwired | 0 | 0 | 0 | 0 | 0 | 0 | 0 | 0 | 0 | 0 | 0 | 014817567458 | 23.75 | 23.75 | 16 | 18.1 | 5.223 | 250 | Yes | [9 empty] | cETL Damp | 3L 20IN SEM.FLSH SNST GLD | 3 - Light Semi-Flush Mount |  | SF339SG.jpg | SF339SG.jpg
SF339SN | 3 - Light Semi-Flush Mount | Elevate any space with the Lennon lighting collection of semi-flushmount fixtures from Feiss. Clean, transitional design, available in three finish/shade combinations, makes Lennon a versatile solution, especially where ceiling height is limited. The Lennon Collection features oversized 20” and 30” options in an Oil Rubbed Bronze finish with Ivory Linen shades, a Sunset Gold finish with cream linen shade, and a Satin Nickel finish with a White Shantung Linen Shade. All fixtures include a glass diffuser to soften the light and are damp-rated. | CEILING | Lennon | Ceiling Lights | Satin Nickel | SN | Steel | White Shantung Shantung | D:19.75" H:7" |  |  | 3 Medium A19 75w |  | 3 | No | [14 empty] | 0 | [12 empty] | 169.45 | 338.9 | 508.35 | D:20'' H:9 1/2'' | 14.5 | 20 |  |  | 9.5 | Cap Nuts | [29 empty] | D:14'' H:3/4'' Round |  |  |  |  | 8 |  |  |  | Hardwired | 0 | 0 | 0 | 0 | 0 | 0 | 0 | 0 | 0 | 0 | 0 | 014817567434 | 23.75 | 23.75 | 16 | 18.1 | 5.223 | 250 | Yes | [9 empty] | cETL Damp | 3L 20IN SEM.FLSH S.NKL | 3 - Light Semi-Flush Mount |  | SF339SN.jpg | SF339SN.jpg
SF340ORB | 5 - Light Semi-Flush Mount | Elevate any space with the Lennon lighting collection of semi-flushmount fixtures from Feiss. Clean, transitional design, available in three finish/shade combinations, makes Lennon a versatile solution, especially where ceiling height is limited. The Lennon Collection features oversized 20” and 30” options in an Oil Rubbed Bronze finish with Ivory Linen shades, a Sunset Gold finish with cream linen shade, and a Satin Nickel finish with a White Shantung Linen Shade. All fixtures include a glass diffuser to soften the light and are damp-rated. | CEILING | Lennon | Ceiling Lights | Oil Rubbed Bronze | ORB | Steel | Ivory Linen Linen | D:30" H:8" |  |  | 5 Medium A19 75w |  | 5 | No | [14 empty] | 0 | [12 empty] | 282.95 | 565.9 | 848.85 | D:30 1/4'' H:11 1/2'' | 23.5 | 30.25 |  |  | 11.5 | Cap Nuts | [29 empty] | D:19'' H:1'' Round |  |  |  |  | 8 |  |  |  | Hardwired | 0 | 0 | 0 | 0 | 0 | 0 | 0 | 0 | 0 | 0 | 0 | 014817567427 | 34.25 | 34.25 | 17 | 38.8 | 11.541 | 250 | Yes | [9 empty] | cETL Damp | 5L 30IN SEM.FLSH O.RBBD BRZ | 5 - Light Semi-Flush Mount |  | SF340ORB.jpg | SF340ORB.jpg
SF340SG | 5 - Light Semi-Flush Mount | Elevate any space with the Lennon lighting collection of semi-flushmount fixtures from Feiss. Clean, transitional design, available in three finish/shade combinations, makes Lennon a versatile solution, especially where ceiling height is limited. The Lennon Collection features oversized 20” and 30” options in an Oil Rubbed Bronze finish with Ivory Linen shades, a Sunset Gold finish with cream linen shade, and a Satin Nickel finish with a White Shantung Linen Shade. All fixtures include a glass diffuser to soften the light and are damp-rated. | CEILING | Lennon | Ceiling Lights | Sunset Gold | SG | Steel | Cream Linen | D:30" H:8" |  |  | 5 Medium A19 75w |  | 5 | No | [14 empty] | 0 | [12 empty] | 282.95 | 565.9 | 848.85 | D:30 1/4'' H:11 1/2'' | 23.5 | 30.25 |  |  | 11.5 | Cap Nuts | [29 empty] | D:19'' H:1'' Round |  |  |  |  | 8 |  |  |  | Hardwired | 0 | 0 | 0 | 0 | 0 | 0 | 0 | 0 | 0 | 0 | 0 | 014817567465 | 34.25 | 34.25 | 17 | 38.8 | 11.541 | 250 | Yes | [9 empty] | cETL Damp | 5L 30IN SEM.FLSH SNST GLD | 5 - Light Semi-Flush Mount |  | SF340SG.jpg | SF340SG.jpg
SF340SN | 5 - Light Semi-Flush Mount | Elevate any space with the Lennon lighting collection of semi-flushmount fixtures from Feiss. Clean, transitional design, available in three finish/shade combinations, makes Lennon a versatile solution, especially where ceiling height is limited. The Lennon Collection features oversized 20” and 30” options in an Oil Rubbed Bronze finish with Ivory Linen shades, a Sunset Gold finish with cream linen shade, and a Satin Nickel finish with a White Shantung Linen Shade. All fixtures include a glass diffuser to soften the light and are damp-rated. | CEILING | Lennon | Ceiling Lights | Satin Nickel | SN | Steel | White Shantung Shantung | D:30" H:8" |  |  | 5 Medium A19 75w |  | 5 | No | [14 empty] | 0 | [12 empty] | 282.95 | 565.9 | 848.85 | D:30 1/4'' H:11 1/2'' | 23.5 | 30.25 |  |  | 11.5 | Cap Nuts | [29 empty] | D:19'' H:1'' Round |  |  |  |  | 8 |  |  |  | Hardwired | 0 | 0 | 0 | 0 | 0 | 0 | 0 | 0 | 0 | 0 | 0 | 014817567441 | 34.25 | 34.25 | 17 | 38.8 | 11.541 | 250 | Yes | [9 empty] | cETL Damp | 5L 30IN SEM.FLSH S.NKL | 5 - Light Semi-Flush Mount |  | SF340SN.jpg | SF340SN.jpg
SF341BBS | 2 - Light Semi Flush Mount | Combining the traditional profile of a tapered shade with on-trend Clear Seeded glass, the sleek frame and the square-linked chain give the Harrow pendant light collection by Feiss an elevated, contemporary transitional look. The wall sconce is delivered with two glass options, Clear Seeded and Opal Etched, for the customer’s choice to customize. Burnished Brass, Oil Rubbed Bronze and Polished Nickel finishes are available to create completely different looks. The assortment includes a 1-light mini-pendant, 1-light and 3-light pendants, a 2-light flushmount ceiling fixture, as well as a 1-light wall sconce. | CEILING | Harrow | Ceiling Lights | Burnished Brass | BBS | Steel | Clear Glass | L:10.625" H:6.375" |  |  | 2 Medium A19 60w |  | 2 | No | [14 empty] | 0 | [11 empty] | 0 | 169.45 | 338.9 | 508.35 | D:15'' H:10 1/8'' | 6.8 | 15 |  |  | 10.125 | Cap Nuts | [29 empty] | D:5'' H:3/4'' Round |  |  |  |  | 8 | Black/White |  |  | Hardwired | 0 | 0 | 0 | 0 | 0 | 0 | 0 | 0 | 0 | 0 | 0 | 014817597868 | 18 | 17.5 | 16.75 | 13.9 | 3.053 | 175 | Yes | [9 empty] | cETL Damp | 2L HARROW SEMI-FLUSH BBS | 2 - Light Semi Flush Mount |  | SF341BBS.jpg | SF341BBS.jpg
SF341ORB | 2 - Light Semi Flush Mount | Combining the traditional profile of a tapered shade with on-trend Clear Seeded glass, the sleek frame and the square-linked chain give the Harrow pendant light collection by Feiss an elevated, contemporary transitional look. The wall sconce is delivered with two glass options, Clear Seeded and Opal Etched, for the customer’s choice to customize. Burnished Brass, Oil Rubbed Bronze and Polished Nickel finishes are available to create completely different looks. The assortment includes a 1-light mini-pendant, 1-light and 3-light pendants, a 2-light flushmount ceiling fixture, as well as a 1-light wall sconce. | CEILING | Harrow | Ceiling Lights | Oil Rubbed Bronze | ORB | Steel | Clear Seeded Glass | L:10.625" H:6.375" |  |  | 2 Medium A19 60w |  | 2 | No | [14 empty] | 0 | [12 empty] | 169.45 | 338.9 | 508.35 | D:15'' H:10 1/8'' | 6.8 | 15 |  |  | 10.125 | Cap Nuts | [29 empty] | D:5'' H:3/4'' Round |  |  |  |  | 8 |  |  |  | Hardwired | 0 | 0 | 0 | 0 | 0 | 0 | 0 | 0 | 0 | 0 | 0 | 014817574371 | 18 | 18 | 16 | 14.6 | 3 | 175 | Yes | [9 empty] | cETL Damp | HARROW 2L S.FLSH O.RUB BZ | 2 - Light Semi Flush Mount |  | SF341ORB.jpg | SF341ORB.jpg
SF341PN | 2 - Light Semi Flush Mount | Combining the traditional profile of a tapered shade with on-trend Clear Seeded glass, the sleek frame and the square-linked chain give the Harrow pendant light collection by Feiss an elevated, contemporary transitional look. The wall sconce is delivered with two glass options, Clear Seeded and Opal Etched, for the customer’s choice to customize. Burnished Brass, Oil Rubbed Bronze and Polished Nickel finishes are available to create completely different looks. The assortment includes a 1-light mini-pendant, 1-light and 3-light pendants, a 2-light flushmount ceiling fixture, as well as a 1-light wall sconce. | CEILING | Harrow | Ceiling Lights | Polished Nickel | PN | Steel | Clear Seeded Glass | L:10.625" H:6.375" |  |  | 2 Medium A19 60w |  | 2 | No | [14 empty] | 0 | [12 empty] | 169.45 | 338.9 | 508.35 | D:15'' H:10 1/8'' | 6.8 | 15 |  |  | 10.125 | Cap Nuts | [29 empty] | D:5'' H:3/4'' Round |  |  |  |  | 8 |  |  |  | Hardwired | 0 | 0 | 0 | 0 | 0 | 0 | 0 | 0 | 0 | 0 | 0 | 014817574364 | 18 | 18 | 16 | 14.6 | 3 | 175 | Yes | [9 empty] | cETL Damp | HARROW 2L S.FLSH PLSH NKL | 2 - Light Semi Flush Mount |  | SF341PN.jpg | SF341PN.jpg
SF342ORB | 3 - Light Semi Flush Mount | Combining the traditional profile of a tapered shade with on-trend Clear Seeded glass, the sleek frame and the square-linked chain give the Harrow pendant light collection by Feiss an elevated, contemporary transitional look. The wall sconce is delivered with two glass options, Clear Seeded and Opal Etched, for the customer’s choice to customize. Burnished Brass, Oil Rubbed Bronze and Polished Nickel finishes are available to create completely different looks. The assortment includes a 1-light mini-pendant, 1-light and 3-light pendants, a 2-light flushmount ceiling fixture, as well as a 1-light wall sconce. | CEILING | Harrow | Ceiling Lights | Oil Rubbed Bronze | ORB | Steel | Clear Seeded Glass | L:14" H:6.375" |  |  | 3 Medium A19 60w |  | 3 | No | [14 empty] | 0 | [12 empty] | 226.45 | 452.9 | 679.35 | D:19 5/8'' H:10 1/8'' | 9.5 | 19.625 |  |  | 10.125 | Cap Nuts | [29 empty] | D:5'' H:3/4'' Round |  |  |  |  | 8 |  |  |  | Hardwired | 0 | 0 | 0 | 0 | 0 | 0 | 0 | 0 | 0 | 0 | 0 | 014817574418 | 23 | 23 | 14.25 | 20.6 | 4.362 | 175 | Yes | [9 empty] | cETL Damp | HARROW 3L S.FLSH O.RUB BZ | 3 - Light Semi Flush Mount |  | SF342ORB.jpg | SF342ORB.jpg
SF342PN | 3 - Light Semi Flush Mount | Combining the traditional profile of a tapered shade with on-trend Clear Seeded glass, the sleek frame and the square-linked chain give the Harrow pendant light collection by Feiss an elevated, contemporary transitional look. The wall sconce is delivered with two glass options, Clear Seeded and Opal Etched, for the customer’s choice to customize. Burnished Brass, Oil Rubbed Bronze and Polished Nickel finishes are available to create completely different looks. The assortment includes a 1-light mini-pendant, 1-light and 3-light pendants, a 2-light flushmount ceiling fixture, as well as a 1-light wall sconce. | CEILING | Harrow | Ceiling Lights | Polished Nickel | PN | Steel | Clear Seeded Glass | L:14" H:6.375" |  |  | 3 Medium A19 60w |  | 3 | No | [14 empty] | 0 | [12 empty] | 226.45 | 452.9 | 679.35 | D:19 5/8'' H:10 1/8'' | 9.5 | 19.625 |  |  | 10.125 | Cap Nuts | [29 empty] | D:5'' H:3/4'' Round |  |  |  |  | 8 |  |  |  | Hardwired | 0 | 0 | 0 | 0 | 0 | 0 | 0 | 0 | 0 | 0 | 0 | 014817574401 | 23 | 23 | 14.25 | 20.6 | 4.362 | 175 | Yes | [9 empty] | cETL Damp | HARROW 3L S.FLSH PLSH NKL | 3 - Light Semi Flush Mount |  | SF342PN.jpg | SF342PN.jpg
SF346DA | 3 - Light Semi Flush Mount | Patrice showcases Feiss' Collection's unwavering commitment to robust construction and craftsmanship. Using our NEW Deep Abyss finish, Patrice is heavily textured and tactile, appearing as though it was pulled from a shipwreck. This humble design with its oval motifs is fitting for a wide range of decor. Patrice also features three outdoor fixtures with a rustic Dark Weathered Zinc finish. The outdoor chandeliers include glass candle covers to protect the lamping. All Patrice chandeliers are damp-rated for use in indoor and covered outdoor spaces. | CEILING | Patrice | Ceiling Lights | Deep Abyss | DA | Steel | Undefined Glass | L:10.625" H:6.375" |  |  | 3 Candelabra Torpedo 60w |  | 3 | No | [14 empty] | 0 | [12 empty] | 149.98 | 299.96 | 449.94 | D:14'' H:13 5/8'' | 5 | 14 |  |  | 13.625 | Cap Nuts | [29 empty] | D:5'' H:3/4'' Round |  |  |  |  | 8 | Black/White |  |  | Hardwired | 0 | 0 | 0 | 0 | 0 | 0 | 0 | 0 | 0 | 0 | 0 | 014817579284 | 17 | 16.75 | 16.5 | 9 | 2.719 | 250 | Yes | [9 empty] | cETL Damp | PATRICE 3L SEMI-FLUSH MOUNT DEEP ABYSS | 3 - Light Semi Flush Mount |  | SF346DA.jpg | SF346DA.jpg
SF347TXB/CH | 4 - Light Semi Flush Mount | The Art-Deco-inspired Broderick features bold, angular lines in a rich, two-toned finish of shiny Chrome with Textured Black. Each of Broderick's clear glass shades rest atop a cylindrical bobeche, adding dimension to a smooth, structured silhouette. | CEILING | Broderick | Ceiling Lights | Textured Black / Chrome | TXB / CH | Steel | Clear Glass | L:9.625" H:5.75" |  |  | 4 Candelabra Torpedo 60w |  | 4 | No | [14 empty] | 0 | [12 empty] | 146.95 | 293.9 | 440.85 | D:14 31/32'' H:10 7/8'' | 8 | 14.9688 |  |  | 10.875 | Cap Nuts | [29 empty] | D:5'' H:25/32'' Round |  |  |  |  | 8 | Black/White |  |  | Hardwired | 0 | 0 | 0 | 0 | 0 | 0 | 0 | 0 | 0 | 0 | 0 | 014817579376 | 17.75 | 17.75 | 17.5 | 13.4 | 3.191 | 175 | Yes | [9 empty] | cETL Damp | BRODERICK 4L SEMI-FLUSH MOUNT TXB/CH | 4 - Light Semi Flush Mount |  | SF347TXBCH.jpg | SF347TXBCH.jpg
SF349EN/PN | Four Light Semi Flush Mount | The sleek, cast arms of the Hewitt collection have a distinctly slim vertical profile, covered with a delicate, lined White Parchment shade that softly diffuses the light for a warm, elegant glow. Hewitt is available in a Polished Nickel or Satin Nickel finish, while the sconce is available in Polished Nickel or Antique Bronze. | CEILING | Hewitt | Ceiling Lights | Polished Nickel | PN | Steel | White Parchment Parchment | D:15" H:5.875" |  |  | 4 Candelabra Torpedo 3.5w |  | 4 | Yes | [14 empty] | 0 | [12 empty] | 124.45 | 248.9 | 373.35 | D:15'' H:12 3/4'' | 4.7 | 15 |  |  | 12.75 | Cap Nuts | [6 empty] | No |  | No | [20 empty] | D:5 1/2'' H:3/4'' Round |  |  |  |  | 8 | Black/White |  |  | Hardwired | 0 | 0 | 0 | 1 | 1 | 0 | 0 | 0 | 0 | 0 | 0 | 785652084362 | 18 | 17.75 | 9 | 6 | 1.664 | 250 | Yes | [9 empty] | cETL Damp | HEWITT 4L SEMI-FLUSH-PN | Four Light Semi Flush Mount |  | SF349EN/PN.jpg | SF349EN.jpg
SF349EN/SN | Four Light Semi Flush Mount | The sleek, cast arms of the Hewitt collection have a distinctly slim vertical profile, covered with a delicate, lined White Parchment shade that softly diffuses the light for a warm, elegant glow. Hewitt is available in a Polished Nickel or Satin Nickel finish, while the sconce is available in Polished Nickel or Antique Bronze. | CEILING | Hewitt | Ceiling Lights | Satin Nickel | SN | Steel | White Parchment Parchment | D:15" H:5.875" |  |  | 4 Candelabra Torpedo 3.5w |  | 4 | Yes | [14 empty] | 0 | [12 empty] | 124.45 | 248.9 | 373.35 | D:15'' H:12 3/4'' | 4.7 | 15 |  |  | 12.75 | Cap Nuts | [6 empty] | No |  | No | [20 empty] | D:5 1/2'' H:3/4'' Round |  |  |  |  | 8 | Black/White |  |  | Hardwired | 0 | 0 | 0 | 1 | 1 | 0 | 0 | 0 | 0 | 0 | 0 | 785652084379 | 18 | 17.75 | 9 | 6 | 1.664 | 250 | Yes | [9 empty] | cETL Damp | HEWITT 4L SEMI-FLUSH-SN | Four Light Semi Flush Mount |  | SF349EN/SN.jpg | SF349EN.jpg
SF349PN | Four Light Semi Flush Mount | The sleek, cast arms of the Hewitt collection have a distinctly slim vertical profile, covered with a delicate, lined White Parchment shade that softly diffuses the light for a warm, elegant glow. Hewitt is available in a Polished Nickel or Satin Nickel finish, while the sconce is available in Polished Nickel or Antique Bronze. | CEILING | Hewitt | Ceiling Lights | Polished Nickel | PN | Steel | White Parchment Parchment | D:15" H:5.875" |  |  | 4 Candelabra Torpedo 60w |  | 4 | No | [14 empty] | 0 | [12 empty] | 105.48 | 210.96 | 316.44 | D:15'' H:12 3/4'' | 4.7 | 15 |  |  | 12.75 | Cap Nuts | [6 empty] | No |  | No | [20 empty] | D:5 1/2'' H:3/4'' Round |  |  |  |  | 8 | Black/White |  |  | Hardwired | 0 | 0 | 0 | 0 | 1 | 0 | 0 | 1 | 0 | 0 | 0 | 014817579482 | 18 | 17.75 | 9 | 6 | 1.664 | 250 | Yes | [9 empty] | cETL Damp | HEWITT 4L SEMI-FLUSH-PN | Four Light Semi Flush Mount |  | SF349PN.jpg | SF349PN.jpg
SF349SN | Four Light Semi Flush Mount | The sleek, cast arms of the Hewitt collection have a distinctly slim vertical profile, covered with a delicate, lined White Parchment shade that softly diffuses the light for a warm, elegant glow. Hewitt is available in a Polished Nickel or Satin Nickel finish, while the sconce is available in Polished Nickel or Antique Bronze. | CEILING | Hewitt | Ceiling Lights | Satin Nickel | SN | Steel | White Parchment Parchment | D:15" H:5.875" |  |  | 4 Candelabra Torpedo 60w |  | 4 | No | [14 empty] | 0 | [12 empty] | 105.48 | 210.96 | 316.44 | D:15'' H:12 3/4'' | 4.7 | 15 |  |  | 12.75 | Cap Nuts | [6 empty] | No |  | No | [20 empty] | D:5 1/2'' H:3/4'' Round |  |  |  |  | 8 | Black/White |  |  | Hardwired | 0 | 0 | 0 | 0 | 1 | 0 | 0 | 1 | 0 | 0 | 0 | 014817579536 | 18 | 9 | 9 | 6 | 0.844 | 125 | Yes | [9 empty] | cETL Damp | HEWITT 4L SEMI-FLUSH-SN | Four Light Semi Flush Mount |  | SF349SN.jpg | SF349SN.jpg
SF350ADB | 4 - Light Semi-Flush Mount | Sophisticated and sleek, the Thayer Collection is a refreshing interpretation of a traditional four-sided lantern softened with graceful curved lines. Thayer is available in three stunning finishes: our New Antique Guild finish, industrial-inspired Smith Steel or Polished Nickel . | CEILING | Thayer | Ceiling Lights | Antique Gild | ADB | Steel |  |  |  |  | 4 Candelabra Torpedo 60w |  | 4 | No | [14 empty] | 0 | [12 empty] | 149.45 | 298.9 | 448.35 | L:14 3/8'' W:14 3/8'' H:13 7/8'' | 6 |  | 14.375 | 14.375 | 13.875 | Double Cap Nuts | [29 empty] | DP:5'' W:5'' H:1 1/8'' Square |  |  |  |  | 8 | Black/White |  |  | Hardwired | 0 | 0 | 0 | 0 | 0 | 0 | 0 | 0 | 0 | 0 | 0 | 014817592542 | 17 | 15.75 | 15.75 | 9.1 | 2.44 | 250 | Yes | [8 empty] | ETL Damp | cETL Damp | 4L THAYER SEMI FLUSH ADB | 4 - Light Semi-Flush Mount |  | SF350ADB.jpg | SF350ADB.jpg
SF350PN | 4 - Light Semi-Flush Mount | Sophisticated and sleek, the Thayer Collection is a refreshing interpretation of a traditional four-sided lantern softened with graceful curved lines. Thayer is available in three stunning finishes: our New Antique Guild finish, industrial-inspired Smith Steel or Polished Nickel . | CEILING | Thayer | Ceiling Lights | Polished Nickel | PN | Steel |  |  |  |  | 4 Candelabra Torpedo 60w |  | 4 | No | [14 empty] | 0 | [12 empty] | 159.95 | 319.9 | 479.85 | L:14 3/8'' W:14 3/8'' H:13 7/8'' | 6 |  | 14.375 | 14.375 | 13.875 | Double Cap Nuts | [29 empty] | DP:5'' W:5'' H:1 1/8'' Square |  |  |  |  | 8 | Black/White |  |  | Hardwired | 0 | 0 | 0 | 0 | 0 | 0 | 0 | 0 | 0 | 0 | 0 | 014817592566 | 16.78 | 15.75 | 15.5 | 8.8 | 2.371 | 250 | Yes | [8 empty] | ETL Damp | cETL Damp | 4L THAYER SEMI FLUSH PN | 4 - Light Semi-Flush Mount |  | SF350PN.jpg | SF350PN.jpg
SF350SMS | 4 - Light Semi-Flush Mount | Sophisticated and sleek, the Thayer Collection is a refreshing interpretation of a traditional four-sided lantern softened with graceful curved lines. Thayer is available in three stunning finishes: our New Antique Guild finish, industrial-inspired Smith Steel or Polished Nickel . | CEILING | Thayer | Ceiling Lights | Smith Steel | SMS | Steel |  |  |  |  | 4 Candelabra Torpedo 60w |  | 4 | No | [14 empty] | 0 | [12 empty] | 149.45 | 298.9 | 448.35 | L:14 3/8'' W:14 3/8'' H:13 7/8'' | 6 |  | 14.375 | 14.375 | 13.875 | Double Cap Nuts | [29 empty] | DP:5'' W:5'' H:1 1/8'' Square |  |  |  |  | 8 | Black/White |  |  | Hardwired | 0 | 0 | 0 | 0 | 0 | 0 | 0 | 0 | 0 | 0 | 0 | 014817592559 | 15.5 | 15.5 | 17 | 8.9 | 2.364 | 250 | Yes | [8 empty] | ETL Damp | cETL Damp | 4L THAYER SEMI FLUSH SMS | 4 - Light Semi-Flush Mount |  | SF350SMS.jpg | SF350SMS.jpg
SF465NWB | 1 - Light Semi Flush Mount | Inspired by classic lanterns, the clean, geometric silhouette of the transitional Finnegan chandelier collection by Feiss features exquisite metal work and marries two new, contrasting finishes. The square tubing of the open frame in a New World Bronze finish is in dramatic contrast to the new Burnished Brass finish of the socket cups, which brighten and bring life to this mixed-material collection. This design will perfectly complement a wide range of décor from urban, eclectic loft spaces to clean, contemporary interpretations of Colonial or nautical décor to rich, European inspired space. This updated take on a classic lantern lighting collection includes a four-light, square chandelier, four-light tall foyer chandelier, seven-light linear chandelier, five-light linear chandelier, one-light mini-pendant light and a one-light wall sconce. The one-light wall sconce is Damp Rated. | CEILING | Finnegan | Ceiling Lights | New World Bronze | NWB | Steel |  |  |  |  | 1 Medium A19 75w |  | 1 | No | [14 empty] | 0 | [12 empty] | 119.5 | 239 | 358.5 | D:15'' L:11'' W:11'' H:14 3/8'' | 8 | 15 | 11 | 11 | 14.375 | Cap Nuts | [29 empty] | DP:5 1/2'' W:5 1/2'' H:1 1/8'' Round |  |  |  |  | 8 |  |  |  | Hardwired | 0 | 0 | 0 | 0 | 0 | 0 | 0 | 0 | 0 | 0 | 0 | 014817605631 | [16 empty] | cETL Damp | FINNEGAN 1L SEMIFLUSH NWB | 1 - Light Semi Flush Mount |  | SF465NWB.jpg | SF465NWB.jpg
STEMKIT-100-AGB | Stem Kit Accessory - 1" Diameter - (3) 12", (1) 6" - Aged Brass | The stem kit accessory collection comprises kits of additional stems that can be used to increase the height of your stem hung pendants and chandeliers. Each kit comes with three 12 inch stems, and one 6 inch stem. Stem kits come in 3 diameters: 1/2", 5/8", and 1" diameter. | ACCESSORY | Stem Kit Accessory |  | Aged Brass | AGB | [7 empty] | 0 | No | [27 empty] | 38.48 | 76.96 | 115.44 | D:1'' H:42'' | 17.82 | 1 |  |  | 42 | [40 empty] | 0 | 0 | 0 | 0 | 0 | 0 | 0 | 0 | 0 | 0 | 0 | 014817572728 | 13 | 2.75 | 3 | 1.9 | 0.062 | 60 | Yes | 10 | 10014817572725 | 14 | 6 | 15 | 20.14 | 0.729 | Yes |  |  | STEM KIT 1IN. DIA. 3-12 1-6 |  |  | STEMKIT100AGB.jpg | STEMKIT100AGB.jpg
STEMKIT-12-AF | Stem Kit Accessory - 1/2" Diameter - (3) 12", (1) 6" - Antique Forged Iron | The stem kit accessory collection comprises kits of additional stems that can be used to increase the height of your stem hung pendants and chandeliers. Each kit comes with three 12 inch stems, and one 6 inch stem. Stem kits come in 3 diameters: 1/2", 5/8", and 1" diameter. | ACCESSORY | Stem Kit Accessory |  | Antique Forged Iron | AF | [7 empty] | 0 | No | [27 empty] | 9.98 | 19.96 | 29.94 | D:1/2'' H:42'' | 0.66 | 0.5 |  |  | 42 | [40 empty] | 0 | 0 | 0 | 0 | 0 | 0 | 0 | 0 | 0 | 0 | 0 | 014817572773 | 13.25 | 3.25 | 2.25 | 0.9 | 0.056 | 70 | Yes | 5 | 10014817572770 | 13.5 | 12 | 3.5 | 5 | 0.328 | Yes |  |  | STEM KIT 1/2 DIA. 3-12 1-6 |  |  | STEMKIT12AF.jpg | STEMKIT12AF.jpg
STEMKIT-12-BBS | Stem Kit Accessory - 1/2" Diameter - (3) 12", (1) 6" - Burnished Brass | The stem kit accessory collection comprises kits of additional stems that can be used to increase the height of your stem hung pendants and chandeliers. Each kit comes with three 12 inch stems, and one 6 inch stem. Stem kits come in 3 diameters: 1/2", 5/8", and 1" diameter. | ACCESSORY | Stem Kit Accessory |  | Burnished Brass | BBS | [7 empty] | 0 | No | [27 empty] | 21.48 | 42.96 | 64.44 | D:1/2'' H:42'' | 0.55 | 0.5 |  |  | 42 | [40 empty] | 0 | 0 | 0 | 0 | 0 | 0 | 0 | 0 | 0 | 0 | 0 | 014817572810 | 14 | 2.5 | 2.5 | 0.7 | 0.051 | 70 | Yes | 16 | 10014817572817 | 14.5 | 10.25 | 9.75 | 12.7 | 0.839 | Yes |  |  | STEM KIT 1/2 DIA. 3-12 1-6 |  |  | STEMKIT12BBS.jpg | STEMKIT12BBS.jpg
STEMKIT-12-BS | Stem Kit Accessory - 1/2" Diameter - (3) 12", (1) 6" - Brushed Steel | The stem kit accessory collection comprises kits of additional stems that can be used to increase the height of your stem hung pendants and chandeliers. Each kit comes with three 12 inch stems, and one 6 inch stem. Stem kits come in 3 diameters: 1/2", 5/8", and 1" diameter. | ACCESSORY | Stem Kit Accessory |  | Brushed Steel | BS | [7 empty] | 0 | No | [27 empty] | 14.48 | 28.96 | 43.44 | D:1/2'' H:42'' | 0.66 | 0.5 |  |  | 42 | [40 empty] | 0 | 0 | 0 | 0 | 0 | 0 | 0 | 0 | 0 | 0 | 0 | 014817572797 | 13.25 | 3.25 | 2.25 | 0.9 | 0.056 | 70 | Yes | 5 | 10014817572794 | 13.5 | 12 | 3.5 | 5 | 0.328 | Yes |  |  | STEM KIT 1/2 DIA. 3-12 1-6 |  |  | STEMKIT12BS.jpg | STEMKIT12BS.jpg
STEMKIT-12-CH | Stem Kit Accessory - 1/2" Diameter - (3) 12", (1) 6" - Chrome | The stem kit accessory collection comprises kits of additional stems that can be used to increase the height of your stem hung pendants and chandeliers. Each kit comes with three 12 inch stems, and one 6 inch stem. Stem kits come in 3 diameters: 1/2", 5/8", and 1" diameter. | ACCESSORY | Stem Kit Accessory |  | Chrome | CH | [7 empty] | 0 | No | [27 empty] | 14.48 | 28.96 | 43.44 | D:1/2'' H:42'' | 0.66 | 0.5 |  |  | 42 | [40 empty] | 0 | 0 | 0 | 0 | 0 | 0 | 0 | 0 | 0 | 0 | 0 | 014817572858 | 13.25 | 3.25 | 2.25 | 0.9 | 0.056 | 70 | Yes | 5 | 10014817572855 | 13.5 | 12 | 3.5 | 5 | 0.328 | Yes |  |  | STEM KIT 1/2 DIA. 3-12 1-6 |  |  | STEMKIT12CH.jpg | STEMKIT12CH.jpg
STEMKIT-12-DA | STEM KIT 1/2 DIA. 3-12 1-6 DA |  | ACCESSORY |  |  | Deep Abyss | DA | [7 empty] | 0 | No | [27 empty] | 12.98 | 25.96 | 38.94 | D:1/2'' H:42'' | 0.66 | 0.5 |  |  | 42 | [40 empty] | 0 | 0 | 0 | 0 | 0 | 0 | 0 | 0 | 0 | 0 | 0 | 014817581928 | 13.25 | 3.25 | 2.25 | 1.2 | 0.056 | 70 | Yes | 5 | 10014817581925 | 14 | 11.75 | 4 | 6.4 | 0.381 | Yes |  |  | STEM KIT 1/2 DIA. 3-12 1-6 DA | STEM KIT 1/2 DIA. 3-12 1-6 DA |  | STEMKIT12DA.jpg | STEMKIT12DA.jpg
STEMKIT-12-DAC | Stem Kit Accessory - 1/2" Diameter - (3) 12", (1) 6" - Dark Antique Copper | The stem kit accessory collection comprises kits of additional stems that can be used to increase the height of your stem hung pendants and chandeliers. Each kit comes with three 12 inch stems, and one 6 inch stem. Stem kits come in 3 diameters: 1/2", 5/8", and 1" diameter. | ACCESSORY | Stem Kit Accessory |  | Dark Aged Copper | DAC | [7 empty] | 0 | No | [27 empty] | 13.48 | 26.96 | 40.44 | D:1/2'' H:42'' | 9.24 | 0.5 |  |  | 42 | [40 empty] | 0 | 0 | 0 | 0 | 0 | 0 | 0 | 0 | 0 | 0 | 0 | 014817572896 | 13.25 | 2.25 | 2.25 | 1 | 0.039 | 65 | Yes | 10 | 10014817572893 | 14 | 12.25 | 5 | 10.6 | 0.496 | Yes |  |  | STEM KIT 1/2 DIA. 3-12 1-6 |  |  | STEMKIT12DAC.jpg | STEMKIT12DAC.jpg
STEMKIT-12-DWI | STEM KIT 1/2 DIA. 3-12 1-6 |  | ACCESSORY |  |  | Dark Weathered Iron | DWI | [7 empty] | 0 | No | [27 empty] | 12.48 | 24.96 | 37.44 | D:1/2'' H:42'' | 0.7 | 0.5 |  |  | 42 | [40 empty] | 0 | 0 | 0 | 0 | 0 | 0 | 0 | 0 | 0 | 0 | 0 | 014817594652 | 13.25 | 3.125 | 25.25 | 1 | 0.605 | 85 | Yes | 5 | 10014817594659 | 13.75 | 12.125 | 3.75 | 5.4 | 0.362 | Yes |  |  | STEM KIT 1/2 DIA. 3-12 1-6 |  |  | STEMKIT12DWI.jpg | STEMKIT12DWI.jpg
STEMKIT-12-DWZ | Stem Kit Accessory - 1/2" Diameter - (3) 12", (1) 6" - Dark Weathered Zinc | The stem kit accessory collection comprises kits of additional stems that can be used to increase the height of your stem hung pendants and chandeliers. Each kit comes with three 12 inch stems, and one 6 inch stem. Stem kits come in 3 diameters: 1/2", 5/8", and 1" diameter. | ACCESSORY | Stem Kit Accessory |  | Dark Weathered Zinc | DWZ | [7 empty] | 0 | No | [27 empty] | 12.98 | 25.96 | 38.94 | D:1/2'' H:42'' | 0.51 | 0.5 |  |  | 42 | [40 empty] | 0 | 0 | 0 | 0 | 0 | 0 | 0 | 0 | 0 | 0 | 0 | 014817572919 | 13.875 | 3 | 2.125 | 1 | 0.051 | 70 | Yes | 5 | 10014817572916 | 13.375 | 11.75 | 3.875 | 5.2 | 0.352 | Yes |  |  | STEM KIT 1/2 DIA. 3-12 1-6 |  |  | STEMKIT12DWZ.jpg | STEMKIT12DWZ.jpg
STEMKIT-12-GBZ | STEM KIT 1/2 DIA. 3-12 1-6 | The stem kit accessory collection comprises kits of additional stems that can be used to increase the height of your stem hung pendants and chandeliers. Each kit comes with three 12 inch stems, and one 6 inch stem. Stem kits come in 3 diameters: 1/2", 5/8", and 1" diameter. | ACCESSORY | Stem Kit Accessory |  | Grecian Bronze | GBZ | [7 empty] | 0 | No | [27 empty] | 12.48 | 24.96 | 37.44 | D:1/2'' H:42'' | 0.66 | 0.5 |  |  | 42 | [40 empty] | 0 | 0 | 0 | 0 | 0 | 0 | 0 | 0 | 0 | 0 | 0 | 014817591347 | 13.18 | 3.25 | 2.25 | 1 | 0.056 | 70 | Yes | 5 | 10014817591344 | 13.75 | 11.75 | 3.75 | 5.4 | 0.351 | Yes |  |  | STEM KIT 1/2 DIA. 3-12 1-6 |  |  | STEMKIT12GBZ.jpg | STEMKIT12GBZ.jpg
STEMKIT-12-GSB | Stem Kit Accessory - 1/2" Diameter - (3) 12", (1) 6" - Gilded Satin Brass | The stem kit accessory collection comprises kits of additional stems that can be used to increase the height of your stem hung pendants and chandeliers. Each kit comes with three 12 inch stems, and one 6 inch stem. Stem kits come in 3 diameters: 1/2", 5/8", and 1" diameter. | ACCESSORY | Stem Kit Accessory |  | Gilded Satin Brass | GSB | [7 empty] | 0 | No | [27 empty] | 14.98 | 29.96 | 44.94 | D:1/2'' H:42'' | 9.24 | 0.5 |  |  | 42 | [40 empty] | 0 | 0 | 0 | 0 | 0 | 0 | 0 | 0 | 0 | 0 | 0 | 014817572940 | 13.25 | 2.25 | 2.25 | 1 | 0.039 | 65 | Yes | 10 | 10014817572947 | 14 | 12.25 | 5 | 10.6 | 0.496 | Yes |  |  | STEM KIT 1/2 DIA. 3-12 1-6 |  |  | STEMKIT12GSB.jpg | STEMKIT12GSB.jpg
STEMKIT-12-HTBZ | STEM KIT 1/2 DIA. 3-12 1-6 |  | ACCESSORY |  |  | Heritage Bronze | HTBZ | [7 empty] | 0 | No | [27 empty] | 12.48 | 24.96 | 37.44 | D:1/2'' H:42'' | 0.66 | 0.5 |  |  | 42 | [40 empty] | 0 | 0 | 0 | 0 | 0 | 0 | 0 | 0 | 0 | 0 | 0 | 014817591231 | 13.18 | 3.25 | 2.25 | 1 | 0.056 | 70 | Yes | 5 | 10014817591238 | 14 | 11.75 | 3.58 | 5.3 | 0.341 | Yes |  |  | STEM KIT 1/2 DIA. 3-12 1-6 |  |  | STEMKIT12HTBZ.jpg | STEMKIT12HTBZ.jpg
STEMKIT-12-NWB | Stem Kit Accessory - 1/2" Diameter - (3) 12", (1) 6" - New World Bronze | The stem kit accessory collection comprises kits of additional stems that can be used to increase the height of your stem hung pendants and chandeliers. Each kit comes with three 12 inch stems, and one 6 inch stem. Stem kits come in 3 diameters: 1/2", 5/8", and 1" diameter. | ACCESSORY | Stem Kit Accessory |  | New World Bronze | NWB | [7 empty] | 0 | No | [27 empty] | 13.48 | 26.96 | 40.44 | D:1/2'' H:42'' | 0.66 | 0.5 |  |  | 42 | [40 empty] | 0 | 0 | 0 | 0 | 0 | 0 | 0 | 0 | 0 | 0 | 0 | 014817572964 | 13.25 | 3.25 | 2.25 | 0.9 | 0.056 | 70 | Yes | 5 | 10014817572961 | 14 | 11.75 | 4 | 5 | 0.381 | Yes |  |  | STEM KIT 1/2 DIA. 3-12 1-6 |  |  | STEMKIT12NWB.jpg | STEMKIT12NWB.jpg
STEMKIT-12-OCG | STEM KIT 1/2 DIA. 3-12 1-6 OCG |  | ACCESSORY |  |  | Oil Can Grey | OCG | [7 empty] | 0 | No | [27 empty] | 16.48 | 32.96 | 49.44 | D:1/2'' H:42'' | 0.66 | 0.5 |  |  | 42 | [40 empty] | 0 | 0 | 0 | 0 | 0 | 0 | 0 | 0 | 0 | 0 | 0 | 014817581935 | 13.25 | 3 | 2.25 | 1.2 | 0.052 | 65 | Yes | 5 | 10014817581932 | 13.75 | 11.75 | 3.5 | 6.3 | 0.327 | Yes |  |  | STEM KIT 1/2 DIA. 3-12 1-6 OCG | STEM KIT 1/2 DIA. 3-12 1-6 OCG |  | STEMKIT12OCG.jpg | STEMKIT12OCG.jpg
STEMKIT-12-ORB | Stem Kit Accessory - 1/2" Diameter - (3) 12", (1) 6" - Oil Rubbed Bronze | The stem kit accessory collection comprises kits of additional stems that can be used to increase the height of your stem hung pendants and chandeliers. Each kit comes with three 12 inch stems, and one 6 inch stem. Stem kits come in 3 diameters: 1/2", 5/8", and 1" diameter. | ACCESSORY | Stem Kit Accessory |  | Oil Rubbed Bronze | ORB | [7 empty] | 0 | No | [27 empty] | 12.48 | 24.96 | 37.44 | D:1/2'' H:42'' | 0.66 | 0.5 |  |  | 42 | [40 empty] | 0 | 0 | 0 | 0 | 0 | 0 | 0 | 0 | 0 | 0 | 0 | 014817572995 | 13.25 | 3.25 | 2.25 | 0.9 | 0.056 | 70 | Yes | 5 | 10014817572992 | 14 | 11.75 | 4 | 5 | 0.381 | Yes |  |  | STEM KIT 1/2 DIA. 3-12 1-6 |  |  | STEMKIT12ORB.jpg | STEMKIT12ORB.jpg
STEMKIT-12-PAGB | STEM KIT 1/2 DIA. 3-12 1-6 |  | ACCESSORY |  |  | Painted Aged Brass | PAGB | [7 empty] | 0 | No | [27 empty] | 12.48 | 24.96 | 37.44 | D:1/2'' H:42'' | 0.66 | 0.5 |  |  | 42 | [40 empty] | 0 | 0 | 0 | 0 | 0 | 0 | 0 | 0 | 0 | 0 | 0 | 014817591286 | 13.25 | 3.25 | 2.25 | 10 | 0.056 | 60 | Yes | 5 | 10014817591283 | 13.75 | 11.875 | 3.875 | 5.2 | 0.366 | Yes |  |  | STEM KIT 1/2 DIA. 3-12 1-6 |  |  | STEMKIT12PAGB.jpg | STEMKIT12PAGB.jpg
STEMKIT-12-PN | Stem Kit Accessory - 1/2" Diameter - (3) 12", (1) 6" - Polished Nickel | The stem kit accessory collection comprises kits of additional stems that can be used to increase the height of your stem hung pendants and chandeliers. Each kit comes with three 12 inch stems, and one 6 inch stem. Stem kits come in 3 diameters: 1/2", 5/8", and 1" diameter. | ACCESSORY | Stem Kit Accessory |  | Polished Nickel | PN | [7 empty] | 0 | No | [27 empty] | 19.98 | 39.96 | 59.94 | D:1/2'' H:42'' | 0.66 | 0.5 |  |  | 42 | [40 empty] | 0 | 0 | 0 | 0 | 0 | 0 | 0 | 0 | 0 | 0 | 0 | 014817573015 | 13.25 | 3.25 | 2.25 | 0.9 | 0.056 | 70 | Yes | 5 | 10014817573012 | 13.5 | 12 | 3.5 | 5 | 0.328 | Yes |  |  | STEM KIT 1/2 DIA. 3-12 1-6 |  |  | STEMKIT12PN.jpg | STEMKIT12PN.jpg
STEMKIT-12-SG | STEM KIT 1/2 DIA. 3-12 1-6 | The stem kit accessory collection comprises kits of additional stems that can be used to increase the height of your stem hung pendants and chandeliers. Each kit comes with three 12 inch stems, and one 6 inch stem. Stem kits come in 3 diameters: 1/2", 5/8", and 1" diameter. | ACCESSORY | Stem Kit Accessory |  | Sunset Gold | SG | [7 empty] | 0 | No | [27 empty] | 12.48 | 24.96 | 37.44 | D:1/2'' H:42'' | 0.7 | 0.5 |  |  | 42 | [40 empty] | 0 | 0 | 0 | 0 | 0 | 0 | 0 | 0 | 0 | 0 | 0 | 014817591248 | 13.25 | 3.18 | 2.25 | 1 | 0.055 | 70 | Yes | 5 | 10014817591245 | 14 | 11.75 | 3.75 | 5.3 | 0.357 | Yes |  |  | STEM KIT 1/2 DIA. 3-12 1-6 |  |  | STEMKIT12SG.jpg | STEMKIT12SG.jpg
STEMKIT-12-SGM | Stem Kit Accessory - 1/2" Diameter - (3) 12", (1) 6" - Slate Grey Metal | The stem kit accessory collection comprises kits of additional stems that can be used to increase the height of your stem hung pendants and chandeliers. Each kit comes with three 12 inch stems, and one 6 inch stem. Stem kits come in 3 diameters: 1/2", 5/8", and 1" diameter. | ACCESSORY | Stem Kit Accessory |  | Slate Grey Metal | SGM | [7 empty] | 0 | No | [27 empty] | 13.48 | 26.96 | 40.44 | D:1/2'' H:42'' | 0.66 | 0.5 |  |  | 42 | [40 empty] | 0 | 0 | 0 | 0 | 0 | 0 | 0 | 0 | 0 | 0 | 0 | 014817573060 | 13.25 | 3.25 | 2.25 | 0.9 | 0.056 | 70 | Yes | 5 | 10014817573067 | 14 | 11.75 | 4 | 5 | 0.381 | Yes |  |  | STEM KIT 1/2 DIA. 3-12 1-6 |  |  | STEMKIT12SGM.jpg | STEMKIT12SGM.jpg
STEMKIT-12-SMS | STEM KIT 1/2 DIA. 3-12 1-6 | The stem kit accessory collection comprises kits of additional stems that can be used to increase the height of your stem hung pendants and chandeliers. Each kit comes with three 12 inch stems, and one 6 inch stem. Stem kits come in 3 diameters: 1/2", 5/8", and 1" diameter. | ACCESSORY | Stem Kit Accessory |  | Smith Steel | SMS | [7 empty] | 0 | No | [27 empty] | 12.48 | 24.96 | 37.44 | D:1/2'' H:42'' | 0.66 | 0.5 |  |  | 42 | [40 empty] | 0 | 0 | 0 | 0 | 0 | 0 | 0 | 0 | 0 | 0 | 0 | 014817591361 | 13.375 | 3.125 | 2.25 | 1 | 0.054 | 70 | Yes | 5 | 10014817591368 | 13.75 | 12.125 | 3.75 | 5.3 | 0.362 | Yes |  |  | STEM KIT 1/2 DIA. 3-12 1-6 | STEM KIT 1/2 DIA. 3-12 1-6 |  | STEMKIT12SMS.jpg | STEMKIT12SMS.jpg
STEMKIT-12-SN | Stem Kit Accessory - 1/2" Diameter - (3) 12", (1) 6" - Satin Nickel | The stem kit accessory collection comprises kits of additional stems that can be used to increase the height of your stem hung pendants and chandeliers. Each kit comes with three 12 inch stems, and one 6 inch stem. Stem kits come in 3 diameters: 1/2", 5/8", and 1" diameter. | ACCESSORY | Stem Kit Accessory |  | Satin Nickel | SN | [7 empty] | 0 | No | [27 empty] | 14.98 | 29.96 | 44.94 | D:1/2'' H:42'' | 0.66 | 0.5 |  |  | 42 | [40 empty] | 0 | 0 | 0 | 0 | 0 | 0 | 0 | 0 | 0 | 0 | 0 | 014817573046 | 13.25 | 3.25 | 2.25 | 0.9 | 0.056 | 70 | Yes | 5 | 10014817573043 | 13.5 | 12 | 3.5 | 5 | 0.328 | Yes |  |  | STEM KIT 1/2 DIA. 3-12 1-6 |  |  | STEMKIT12SN.jpg | STEMKIT12SN.jpg
STEMKIT-12-TXB | STEM KIT 1/2 DIA. 3-12 1-6 |  | ACCESSORY |  |  | Textured Black | TXB | [7 empty] | 0 | No | [27 empty] | 12.48 | 24.96 | 37.44 | D:1/2'' H:42'' | 0.66 | 0.5 |  |  | 42 | [40 empty] | 0 | 0 | 0 | 0 | 0 | 0 | 0 | 0 | 0 | 0 | 0 | 014817591255 | 13.18 | 3.18 | 2.25 | 1 | 0.055 | 70 | Yes | 5 | 10014817591252 | 13.75 | 12 | 3.75 | 5.4 | 0.358 | Yes |  |  | STEM KIT 1/2 DIA. 3-12 1-6 |  |  | STEMKIT12TXB.jpg | STEMKIT12TXB.jpg
STEMKIT-12-WI | STEM KIT 1/2 DIA. 3-12 1-6 |  | ACCESSORY |  |  | Weathered Iron | WI | [7 empty] | 0 | No | [27 empty] | 12.48 | 24.96 | 37.44 | D:1/2'' H:42'' | 0.66 | 0.5 |  |  | 42 | [40 empty] | 0 | 0 | 0 | 0 | 0 | 0 | 0 | 0 | 0 | 0 | 0 | 014817591309 | 13.125 | 3.125 | 2.25 | 1 | 0.053 | 70 | Yes | 5 | 10014817591306 | 13.5 | 11.75 | 3.75 | 5.5 | 0.344 | Yes |  |  | STEM KIT 1/2 DIA. 3-12 1-6 |  |  | STEMKIT12WI.jpg | STEMKIT12WI.jpg
STEMKIT-58-AF | Stem Kit Accessory - 5/8" Diameter - (3) 12", (1) 6" - Antique Forged Iron | The stem kit accessory collection comprises kits of additional stems that can be used to increase the height of your stem hung pendants and chandeliers. Each kit comes with three 12 inch stems, and one 6 inch stem. Stem kits come in 3 diameters: 1/2", 5/8", and 1" diameter. | ACCESSORY | Stem Kit Accessory |  | Antique Forged Iron | AF | [7 empty] | 0 | No | [27 empty] | 12.48 | 24.96 | 37.44 | D:5/8'' H:42'' | 0.88 | 0.625 |  |  | 42 | [40 empty] | 0 | 0 | 0 | 0 | 0 | 0 | 0 | 0 | 0 | 0 | 0 | 014817572780 | 13.25 | 3.25 | 2.25 | 1.2 | 0.056 | 70 | Yes | 5 | 10014817572787 | 14.25 | 12 | 4 | 6.1 | 0.396 | Yes |  |  | STEM KIT 5/8 DIA. 3-12 1-6 |  |  | STEMKIT58AF.jpg | STEMKIT58AF.jpg
STEMKIT-58-AGB | Stem Kit Accessory - 5/8" Diameter - (3) 12", (1) 6" - Aged Brass | The stem kit accessory collection comprises kits of additional stems that can be used to increase the height of your stem hung pendants and chandeliers. Each kit comes with three 12 inch stems, and one 6 inch stem. Stem kits come in 3 diameters: 1/2", 5/8", and 1" diameter. | ACCESSORY | Stem Kit Accessory |  | Aged Brass | AGB | [7 empty] | 0 | No | [27 empty] | 19.48 | 38.96 | 58.44 | D:1'' H:42'' | 13.2 | 1 |  |  | 42 | [40 empty] | 0 | 0 | 0 | 0 | 0 | 0 | 0 | 0 | 0 | 0 | 0 | 014817572742 | 13.25 | 2.25 | 2 | 1.6 | 0.035 | 60 | Yes | 10 | 10014817572749 | 14 | 5 | 12 | 16.5 | 0.486 | Yes |  |  | STEM KIT 5/8 DIA. 3-12 1-6 |  |  | STEMKIT58AGB.jpg | STEMKIT58AGB.jpg
STEMKIT-58-BBS | Stem Kit Accessory - 5/8" Diameter - (3) 12", (1) 6" - Burnished Brass | The stem kit accessory collection comprises kits of additional stems that can be used to increase the height of your stem hung pendants and chandeliers. Each kit comes with three 12 inch stems, and one 6 inch stem. Stem kits come in 3 diameters: 1/2", 5/8", and 1" diameter. | ACCESSORY | Stem Kit Accessory |  | Burnished Brass | BBS | [7 empty] | 0 | No | [27 empty] | 28.98 | 57.96 | 86.94 | D:1/2'' H:42'' | 0.86 | 0.5 |  |  | 42 | [40 empty] | 0 | 0 | 0 | 0 | 0 | 0 | 0 | 0 | 0 | 0 | 0 | 014817572827 | 13.125 | 3 | 2 | 1.1 | 0.046 | 65 | Yes | 5 | 10014817572824 | 13.625 | 11.625 | 3.75 | 6.1 | 0.344 | Yes |  |  | STEM KIT 5/8 DIA. 3-12 1-6 |  |  | STEMKIT58BBS.jpg | STEMKIT58BBS.jpg
STEMKIT-58-BS | Stem Kit Accessory - 5/8" Diameter - (3) 12", (1) 6" - Brushed Steel | The stem kit accessory collection comprises kits of additional stems that can be used to increase the height of your stem hung pendants and chandeliers. Each kit comes with three 12 inch stems, and one 6 inch stem. Stem kits come in 3 diameters: 1/2", 5/8", and 1" diameter. | ACCESSORY | Stem Kit Accessory |  | Brushed Steel | BS | [7 empty] | 0 | No | [27 empty] | 14.48 | 28.96 | 43.44 | D:5/8'' H:42'' | 0.88 | 0.625 |  |  | 42 | [40 empty] | 0 | 0 | 0 | 0 | 0 | 0 | 0 | 0 | 0 | 0 | 0 | 014817572803 | 13.25 | 3.5 | 2.25 | 1.2 | 0.06 | 70 | Yes | 5 | 10014817572800 | 14.25 | 12 | 3.75 | 6.3 | 0.371 | Yes |  |  | STEM KIT 5/8 DIA. 3-12 1-6 |  |  | STEMKIT58BS.jpg | STEMKIT58BS.jpg
STEMKIT-58-CH | Stem Kit Accessory - 5/8" Diameter - (3) 12", (1) 6" - Chrome | The stem kit accessory collection comprises kits of additional stems that can be used to increase the height of your stem hung pendants and chandeliers. Each kit comes with three 12 inch stems, and one 6 inch stem. Stem kits come in 3 diameters: 1/2", 5/8", and 1" diameter. | ACCESSORY | Stem Kit Accessory |  | Chrome | CH | [7 empty] | 0 | No | [27 empty] | 14.48 | 28.96 | 43.44 | D:5/8'' H:42'' | 0.88 | 0.625 |  |  | 42 | [40 empty] | 0 | 0 | 0 | 0 | 0 | 0 | 0 | 0 | 0 | 0 | 0 | 014817572865 | 13.25 | 3.5 | 2.25 | 1.2 | 0.06 | 70 | Yes | 5 | 10014817572862 | 14.25 | 12 | 3.75 | 6.3 | 0.371 | Yes |  |  | STEM KIT 5/8 DIA. 3-12 1-6 |  |  | STEMKIT58CH.jpg | STEMKIT58CH.jpg
STEMKIT-58-DA | STEM KIT 5/8 DIA. 3-12 1-6 |  | ACCESSORY |  |  | Deep Abyss | DA | [7 empty] | 0 | No | [27 empty] | 16.48 | 32.96 | 49.44 | D:5/8'' H:42'' | 0.88 | 0.625 |  |  | 42 | [40 empty] | 0 | 0 | 0 | 0 | 0 | 0 | 0 | 0 | 0 | 0 | 0 | 014817591514 | 13.125 | 3 | 2.25 | 1.2 | 0.051 | 65 | Yes | 5 | 10014817591511 | 13.75 | 12.25 | 3.625 | 6.5 | 0.353 | Yes |  |  | STEM KIT 5/8 DIA. 3-12 1-6 |  |  | STEMKIT58DA.jpg | STEMKIT58DA.jpg
STEMKIT-58-DAC | Stem Kit Accessory - 5/8" Diameter - (3) 12", (1) 6" - Dark Antique Copper | The stem kit accessory collection comprises kits of additional stems that can be used to increase the height of your stem hung pendants and chandeliers. Each kit comes with three 12 inch stems, and one 6 inch stem. Stem kits come in 3 diameters: 1/2", 5/8", and 1" diameter. | ACCESSORY | Stem Kit Accessory |  | Dark Antique Copper / Antique Copper | DAC/AC | [7 empty] | 0 | No | [27 empty] | 19.98 | 39.96 | 59.94 | D:5/8'' H:42'' | 13.2 | 0.625 |  |  | 42 | [40 empty] | 0 | 0 | 0 | 0 | 0 | 0 | 0 | 0 | 0 | 0 | 0 | 014817572902 | 13.25 | 2.25 | 2 | 1.6 | 0.035 | 60 | Yes | 10 | 10014817572909 | 14 | 15 | 12 | 16.5 | 1.458 | Yes |  |  | STEM KIT 5/8 DIA. 3-12 1-6 |  |  | STEMKIT58DAC.jpg | STEMKIT58DAC.jpg
STEMKIT-58-GBZ | STEM KIT 5/8 DIA. 3-12 1-6 |  | ACCESSORY |  |  | Grecian Bronze | GBZ | [7 empty] | 0 | No | [27 empty] | 16.48 | 32.96 | 49.44 | D:5/8'' H:42'' | 0.88 | 0.625 |  |  | 42 | [40 empty] | 0 | 0 | 0 | 0 | 0 | 0 | 0 | 0 | 0 | 0 | 0 | 014817591477 | 13.875 | 3.25 | 2.25 | 1.2 | 0.059 | 70 | Yes | 5 | 10014817591474 | 13.625 | 12 | 3.625 | 6.5 | 0.343 | Yes |  |  | STEM KIT 5/8 DIA. 3-12 1-6 |  |  | STEMKIT58GBZ.jpg | STEMKIT58GBZ.jpg
STEMKIT-58-GSB | Stem Kit Accessory - 5/8" Diameter - (3) 12", (1) 6" - Gilded Satin Brass | The stem kit accessory collection comprises kits of additional stems that can be used to increase the height of your stem hung pendants and chandeliers. Each kit comes with three 12 inch stems, and one 6 inch stem. Stem kits come in 3 diameters: 1/2", 5/8", and 1" diameter. | ACCESSORY | Stem Kit Accessory |  | Gilded Satin Brass | GSB | [7 empty] | 0 | No | [27 empty] | 19.98 | 39.96 | 59.94 | D:5/8'' H:42'' | 13.2 | 0.625 |  |  | 42 | [40 empty] | 0 | 0 | 0 | 0 | 0 | 0 | 0 | 0 | 0 | 0 | 0 | 014817572957 | 13 | 2.25 | 2 | 1.6 | 0.034 | 60 | Yes | 10 | 10014817572954 | 13.75 | 5 | 12 | 16.4 | 0.477 | Yes |  |  | STEM KIT 5/8 DIA. 3-12 1-6 |  |  | STEMKIT58GSB.jpg | STEMKIT58GSB.jpg
STEMKIT-58-HTBZ | STEM KIT 5/8 DIA. 3-12 1-6 |  | ACCESSORY |  |  | Heritage Bronze | HTBZ | [7 empty] | 0 | No | [27 empty] | 16.48 | 32.96 | 49.44 | D:5/8'' H:42'' | 0.88 | 0.625 |  |  | 42 | [40 empty] | 0 | 0 | 0 | 0 | 0 | 0 | 0 | 0 | 0 | 0 | 0 | 014817591378 | 13.375 | 3.875 | 2.25 | 1.2 | 0.067 | 70 | Yes | 5 | 10014817591375 | 13.625 | 12 | 3.875 | 6.5 | 0.367 | Yes |  |  | STEM KIT 5/8 DIA. 3-12 1-6 |  |  | STEMKIT58HTBZ.jpg | STEMKIT58HTBZ.jpg
STEMKIT-58-NWB | Stem Kit Accessory - 5/8" Diameter - (3) 12", (1) 6" - New World Bronze | The stem kit accessory collection comprises kits of additional stems that can be used to increase the height of your stem hung pendants and chandeliers. Each kit comes with three 12 inch stems, and one 6 inch stem. Stem kits come in 3 diameters: 1/2", 5/8", and 1" diameter. | ACCESSORY | Stem Kit Accessory |  | New World Bronze | NWB | [7 empty] | 0 | No | [27 empty] | 13.48 | 26.96 | 40.44 | D:5/8'' H:42'' | 0.88 | 0.625 |  |  | 42 | [40 empty] | 0 | 0 | 0 | 0 | 0 | 0 | 0 | 0 | 0 | 0 | 0 | 014817572971 | 13.25 | 3.25 | 2.25 | 1.2 | 0.056 | 70 | Yes | 5 | 10014817572978 | 14.25 | 11.75 | 4 | 6.5 | 0.388 | Yes |  |  | STEM KIT 5/8 DIA. 3-12 1-6 |  |  | STEMKIT58NWB.jpg | STEMKIT58NWB.jpg
STEMKIT-58-ORB | Stem Kit Accessory - 5/8" Diameter - (3) 12", (1) 6" - Oil Rubbed Bronze | The stem kit accessory collection comprises kits of additional stems that can be used to increase the height of your stem hung pendants and chandeliers. Each kit comes with three 12 inch stems, and one 6 inch stem. Stem kits come in 3 diameters: 1/2", 5/8", and 1" diameter. | ACCESSORY | Stem Kit Accessory |  | Oil Rubbed Bronze | ORB | [7 empty] | 0 | No | [27 empty] | 14.98 | 29.96 | 44.94 | D:5/8'' H:42'' | 0.88 | 0.625 |  |  | 42 | [40 empty] | 0 | 0 | 0 | 0 | 0 | 0 | 0 | 0 | 0 | 0 | 0 | 014817573008 | 13.25 | 3.5 | 2.25 | 1.2 | 0.06 | 70 | Yes | 5 | 10014817573005 | 14.25 | 12 | 3.75 | 6.3 | 0.371 | Yes |  |  | STEM KIT 5/8 DIA. 3-12 1-6 |  |  | STEMKIT58ORB.jpg | STEMKIT58ORB.jpg
STEMKIT-58-PN | Stem Kit Accessory - 5/8" Diameter - (3) 12", (1) 6" - Polished Nickel | The stem kit accessory collection comprises kits of additional stems that can be used to increase the height of your stem hung pendants and chandeliers. Each kit comes with three 12 inch stems, and one 6 inch stem. Stem kits come in 3 diameters: 1/2", 5/8", and 1" diameter. | ACCESSORY | Stem Kit Accessory |  | Polished Nickel | PN | [7 empty] | 0 | No | [27 empty] | 27.98 | 55.96 | 83.94 | D:5/8'' H:42'' | 0.88 | 0.625 |  |  | 42 | [40 empty] | 0 | 0 | 0 | 0 | 0 | 0 | 0 | 0 | 0 | 0 | 0 | 014817573022 | 13.25 | 3.5 | 2.25 | 1.2 | 0.06 | 70 | Yes | 5 | 10014817573029 | 14.25 | 12 | 3.75 | 6.3 | 0.371 | Yes |  |  | STEM KIT 5/8 DIA. 3-12 1-6 |  |  | STEMKIT58PN.jpg | STEMKIT58PN.jpg
STEMKIT-58-SGM | Stem Kit Accessory - 5/8" Diameter - (3) 12", (1) 6" - Slate Grey Metal | The stem kit accessory collection comprises kits of additional stems that can be used to increase the height of your stem hung pendants and chandeliers. Each kit comes with three 12 inch stems, and one 6 inch stem. Stem kits come in 3 diameters: 1/2", 5/8", and 1" diameter. | ACCESSORY | Stem Kit Accessory |  | Slate Grey Metal | SGM | [7 empty] | 0 | No | [27 empty] | 13.48 | 26.96 | 40.44 | D:5/8'' H:42'' | 0.88 | 0.625 |  |  | 42 | [40 empty] | 0 | 0 | 0 | 0 | 0 | 0 | 0 | 0 | 0 | 0 | 0 | 014817573077 | 13.25 | 3.25 | 2.25 | 1.2 | 0.056 | 70 | Yes | 5 | 10014817573074 | 14.25 | 12 | 4 | 6.1 | 0.396 | Yes |  |  | STEM KIT 5/8 DIA. 3-12 1-6 |  |  | STEMKIT58SGM.jpg | STEMKIT58SGM.jpg
STEMKIT-58-SN | STEM KIT 5/8 DIA. 3-12 1-6 | The stem kit accessory collection comprises kits of additional stems that can be used to increase the height of your stem hung pendants and chandeliers. Each kit comes with three 12 inch stems, and one 6 inch stem. Stem kits come in 3 diameters: 1/2", 5/8", and 1" diameter. | ACCESSORY | Stem Kit Accessory | [10 empty] | 0 | No | [27 empty] | 14.98 | 29.96 | 44.94 | D:5/8'' H:42'' | 0.88 | 0.625 |  |  | 42 | [40 empty] | 0 | 0 | 0 | 0 | 0 | 0 | 0 | 0 | 0 | 0 | 0 | 014817573053 | 13.25 | 3.5 | 2.25 | 1.2 | 0.06 | 70 | Yes | 5 | 10014817573050 | 14.25 | 12 | 3.75 | 6.3 | 0.371 | Yes |  |  | STEM KIT 5/8 DIA. 3-12 1-6 |  |  | STEMKIT58SN.jpg | STEMKIT58SN.jpg
STEMKIT-58-TXB | STEM KIT 5/8 DIA. 3-12 1-6 |  | ACCESSORY |  |  | Textured Black | TXB | [7 empty] | 0 | No | [27 empty] | 16.48 | 32.96 | 49.44 | D:5/8'' H:42'' | 0.88 | 0.625 |  |  | 42 | [40 empty] | 0 | 0 | 0 | 0 | 0 | 0 | 0 | 0 | 0 | 0 | 0 | 014817591392 | 13.25 | 3.25 | 2.25 | 1.2 | 0.056 | 70 | Yes | 5 | 10014817591399 | 13.75 | 12.25 | 4 | 6.4 | 0.39 | Yes |  |  | STEM KIT 5/8 DIA. 3-12 1-6 |  |  | STEMKIT58TXB.jpg | STEMKIT58TXB.jpg
STEMKITA-12-IO | Stem Kit Accessory - 1/2" Diameter - (3) 12", (1) 6" - Iron Oxide | The stem kit accessory collection comprises kits of additional stems that can be used to increase the height of your stem hung pendants and chandeliers. Each kit comes with three 12 inch stems, and one 6 inch stem. Stem kits come in 3 diameters: 1/2", 5/8", and 1" diameter. | ACCESSORY | Stem Kit Accessory |  | Iron Oxide | IO | [7 empty] | 0 | No | [27 empty] | 13.48 | 26.96 | 40.44 | D:1/2'' H:42'' | 9.24 | 0.5 |  |  | 42 | [40 empty] | 0 | 0 | 0 | 0 | 0 | 0 | 0 | 0 | 0 | 0 | 0 | 014817574999 | 13.25 | 3.128 | 2.125 | 1 | 0.051 | 70 | Yes | 15 | 10014817574996 | 16 | 15.75 | 8 | 15.5 | 1.167 | Yes |  |  | STEM KIT 1/2 DIA. 3-12 1-6 |  |  | STEMKITA12IO.jpg | STEMKITA12IO.jpg
STEMKITB-12-BBS | STEM KITB 1/2 DIA. 4-12 1-6 | The stem kit accessory collection comprises kits of additional stems that can be used to increase the height of your stem hung pendants and chandeliers. Each kit comes with three 12 inch stems, and one 6 inch stem. Stem kits come in 3 diameters: 1/2", 5/8", and 1" diameter. | ACCESSORY | Stem Kit Accessory |  | Burnished Brass | BBS | [7 empty] | 0 | No | [27 empty] | 26.48 | 52.96 | 79.44 | D:1/2'' H:54'' | 0.7 | 0.5 |  |  | 54 | [40 empty] | 0 | 0 | 0 | 0 | 0 | 0 | 0 | 0 | 0 | 0 | 0 | 014817590654 | 13.25 | 3.25 | 2.25 | 1.2 | 0.056 | 70 | Yes | 5 | 10014817590651 | 15.625 | 12 | 4 | 6.4 | 0.434 | Yes |  |  | STEM KITB 1/2 DIA. 4-12 1-6 |  |  | STEMKITB12BBS.jpg | STEMKITB12BBS.jpg
STEMKITB-12-IO | Accessory Stem Kit - 1/2" Diameter - (4)12", (1)6" Iron Oxide | The stem kit accessory collection comprises kits of additional stems that can be used to increase the height of your stem hung pendants and chandeliers. Each kit comes with three 12 inch stems, and one 6 inch stem. Stem kits come in 3 diameters: 1/2", 5/8", and 1" diameter. | ACCESSORY | Stem Kit Accessory |  | Iron Oxide | IO | [7 empty] | 0 | No | [27 empty] | 13.48 | 26.96 | 40.44 | D:1/2'' H:54'' | 9.24 | 0.5 |  |  | 54 | [40 empty] | 0 | 0 | 0 | 0 | 0 | 0 | 0 | 0 | 0 | 0 | 0 | 014817575002 | 13 | 2 | 1 | 1.1 | 0.015 | 60 | Yes | 10 | 10014817575009 | 13 | 7.5 | 10.5 | 11.9 | 0.592 | Yes |  |  | STEM KITB 1/2 DIA. 4-12 1-6 |  |  | STEMKITB12IO.jpg | STEMKITB12IO.jpg
STEMKITB-12-MBK | STEM KITB 1/2 DIA. 4-12 1-6 | The stem kit accessory collection comprises kits of additional stems that can be used to increase the height of your stem hung pendants and chandeliers. Each kit comes with three 12 inch stems, and one 6 inch stem. Stem kits come in 3 diameters: 1/2", 5/8", and 1" diameter. | ACCESSORY | Stem Kit Accessory |  | Midnight Black | MBK | [7 empty] | 0 | No | [27 empty] | 21.48 | 42.96 | 64.44 | D:1/2'' H:54'' | 0.7 | 0.5 |  |  | 54 | [40 empty] | 0 | 0 | 0 | 0 | 0 | 0 | 0 | 0 | 0 | 0 | 0 | 014817590630 | 13 | 3.125 | 2.25 | 1.2 | 0.053 | 65 | Yes | 5 | 10014817590637 | 13.75 | 12 | 3.75 | 6.4 | 0.358 | Yes |  |  | STEM KITB 1/2 DIA. 4-12 1-6 |  |  | STEMKITB12MBK.jpg | STEMKITB12MBK.jpg
STEMKITB-12-MWT | STEM KITB 1/2 DIA. 4-12 1-6 | The stem kit accessory collection comprises kits of additional stems that can be used to increase the height of your stem hung pendants and chandeliers. Each kit comes with three 12 inch stems, and one 6 inch stem. Stem kits come in 3 diameters: 1/2", 5/8", and 1" diameter. | ACCESSORY | Stem Kit Accessory |  | Matte White | MWT | [7 empty] | 0 | No | [27 empty] | 15.98 | 31.96 | 47.94 | D:1/2'' H:54'' | 0.7 | 0.5 |  |  | 54 | [40 empty] | 0 | 0 | 0 | 0 | 0 | 0 | 0 | 0 | 0 | 0 | 0 | 014817590647 | 13.18 | 3.18 | 2 | 1.2 | 0.049 | 65 | Yes | 5 | 10014817590644 | 13.5 | 11.5 | 3.5 | 6.6 | 0.314 | Yes |  |  | STEM KITB 1/2 DIA. 4-12 1-6 |  |  | STEMKITB12MWT.jpg | STEMKITB12MWT.jpg
STEMKITB-12-PN | STEM KITB 1/2 DIA. 4-12 1-6 | The stem kit accessory collection comprises kits of additional stems that can be used to increase the height of your stem hung pendants and chandeliers. Each kit comes with three 12 inch stems, and one 6 inch stem. Stem kits come in 3 diameters: 1/2", 5/8", and 1" diameter. | ACCESSORY | Stem Kit Accessory |  | Polished Nickel | PN | [7 empty] | 0 | No | [27 empty] | 14.98 | 29.96 | 44.94 | D:1/2'' H:54'' | 0.7 | 0.5 |  |  | 54 | [40 empty] | 0 | 0 | 0 | 0 | 0 | 0 | 0 | 0 | 0 | 0 | 0 | 014817590661 | 13.125 | 3.25 | 2.125 | 1.2 | 0.052 | 65 | Yes | 5 | 10014817590668 | 13.5 | 11.625 | 3.75 | 6.5 | 0.341 | Yes |  |  | STEM KITB 1/2 DIA. 4-12 1-6 |  |  | STEMKITB12PN.jpg | STEMKITB12PN.jpg
TC1004AI | 4 - Light Chandelier | Capri from TOB Thomas O'Brien for Generation Lighting reflects the trending uptown chic style with its upscale, unfussy sensibility. This large product family includes chandeliers with large scale arms welded into the hub, tapered, conical and globe pendants with milk glass shades, sconces and lamps. It is available in five finish options: Aged Iron finish for more of an industrial look, Polished Nickel for a contemporary one and Burnished Brass for more traditional, Antique Nickel or Antique White for a vintage vibe. The column and stem detail epitomizes Thomas' vintage elegance. | CHANDELIERS | Capri | Chandeliers | Aged Iron | AI | Steel | White Linen Fabric | D:5.5" H:6.125" | W:4" |  | 4 Medium A19 60w |  | 4 | No | [14 empty] | 0 | [12 empty] | 249.98 | 499.96 | 749.94 | D:26'' H:28 1/4'' | 5.9 | 26 |  |  | 28.25 | Screw Collar - Stem |  |  |  | 35.625 - 83.625 | [25 empty] | D:7'' H:7/8'' Round |  |  |  |  | 180 | Black |  |  | Hardwired | 0 | 0 | 0 | 0 | 0 | 0 | 0 | 0 | 0 | 0 | 0 | 014817592696 | 20.25 | 20.5 | 15.25 | 12.6 | 3.664 | 250 | Yes | [9 empty] | cETL Dry | CAPRI 4L CHANDELIER AI | 4 - Light Chandelier |  | TC1004AI.jpg | TC1004AI.jpg
TC1004PN | 4 - Light Chandelier | Capri from TOB Thomas O'Brien for Generation Lighting reflects the trending uptown chic style with its upscale, unfussy sensibility. This large product family includes chandeliers with large scale arms welded into the hub, tapered, conical and globe pendants with milk glass shades, sconces and lamps. It is available in five finish options: Aged Iron finish for more of an industrial look, Polished Nickel for a contemporary one and Burnished Brass for more traditional, Antique Nickel or Antique White for a vintage vibe. The column and stem detail epitomizes Thomas' vintage elegance. | CHANDELIERS | Capri | Chandeliers | Polished Nickel | PN | Steel | White Linen Fabric | D:5.5" H:6.125" | W:4" |  | 4 Medium A19 60w |  | 4 | No | [14 empty] | 0 | [12 empty] | 249.98 | 499.96 | 749.94 | D:26'' H:28 1/4'' | 5.9 | 26 |  |  | 28.25 | Screw Collar - Stem |  |  |  | 35.625 - 83.625 | [25 empty] | D:7'' H:7/8'' Round |  |  |  |  | 180 | Clear Silver |  |  | Hardwired | 0 | 0 | 0 | 0 | 0 | 0 | 0 | 0 | 0 | 0 | 0 | 014817592689 | 19.75 | 20 | 14.5 | 12.6 | 3.315 | 250 | Yes | [9 empty] | cETL Dry | CAPRI 4L CHANDELIER PN | 4 - Light Chandelier |  | TC1004PN.jpg | TC1004PN.jpg
TC1016AI | 6 - Light Chandelier | Capri from TOB Thomas O'Brien for Generation Lighting reflects the trending uptown chic style with its upscale, unfussy sensibility. This large product family includes chandeliers with large scale arms welded into the hub, tapered, conical and globe pendants with milk glass shades, sconces and lamps. It is available in five finish options: Aged Iron finish for more of an industrial look, Polished Nickel for a contemporary one and Burnished Brass for more traditional, Antique Nickel or Antique White for a vintage vibe. The column and stem detail epitomizes Thomas' vintage elegance. | CHANDELIERS | Capri | Chandeliers | Aged Iron | AI | Steel | White Linen Fabric | D:5.5" H:6.125" | W:4" |  | 6 Medium A19 60w |  | 6 | No | [14 empty] | 0 | [12 empty] | 449.98 | 899.96 | 1349.94 | D:34'' H:29 3/4'' | 7.9 | 34 |  |  | 29.75 | Screw Collar - Stem |  |  |  | 37.125 - 85.125 | [25 empty] | D:7'' H:7/8'' Round |  |  |  |  | 180 | Black |  |  | Hardwired | 0 | 0 | 0 | 0 | 0 | 0 | 0 | 0 | 0 | 0 | 0 | 014817592719 | 32.75 | 30.18 | 15.25 | 19 | 8.723 | 250 | Yes | [9 empty] | cETL Dry | CAPRI 6L CHANDELIER AI | 6 - Light Chandelier |  | TC1016AI.jpg | TC1016AI.jpg
TC1016PN | 6 - Light Chandelier | Capri from TOB Thomas O'Brien for Generation Lighting reflects the trending uptown chic style with its upscale, unfussy sensibility. This large product family includes chandeliers with large scale arms welded into the hub, tapered, conical and globe pendants with milk glass shades, sconces and lamps. It is available in five finish options: Aged Iron finish for more of an industrial look, Polished Nickel for a contemporary one and Burnished Brass for more traditional, Antique Nickel or Antique White for a vintage vibe. The column and stem detail epitomizes Thomas' vintage elegance. | CHANDELIERS | Capri | Chandeliers | Polished Nickel | PN | Steel | White Linen Fabric | D:5.5" H:6.125" | W:4" |  | 6 Medium A19 60w |  | 6 | No | [14 empty] | 0 | [12 empty] | 449.98 | 899.96 | 1349.94 | D:34'' H:29 3/4'' | 7.9 | 34 |  |  | 29.75 | Screw Collar - Stem |  |  |  | 37.125 - 85.125 | [25 empty] | D:7'' H:7/8'' Round |  |  |  |  | 180 | Clear Silver |  |  | Hardwired | 0 | 0 | 0 | 0 | 0 | 0 | 0 | 0 | 0 | 0 | 0 | 014817592702 | 32.75 | 30.5 | 15 | 19.4 | 8.671 | 250 | Yes | [9 empty] | cETL Dry | CAPRI 6L CHANDELIER PN | 6 - Light Chandelier |  | TC1016PN.jpg | TC1016PN.jpg
TC1028AI | 8 - Light Chandelier | Capri from TOB Thomas O'Brien for Generation Lighting reflects the trending uptown chic style with its upscale, unfussy sensibility. This large product family includes chandeliers with large scale arms welded into the hub, tapered, conical and globe pendants with milk glass shades, sconces and lamps. It is available in five finish options: Aged Iron finish for more of an industrial look, Polished Nickel for a contemporary one and Burnished Brass for more traditional, Antique Nickel or Antique White for a vintage vibe. The column and stem detail epitomizes Thomas' vintage elegance. | CHANDELIERS | Capri | Chandeliers | Aged Iron | AI | Steel | White Linen Fabric | D:5.5" H:6.125" | W:4" |  | 8 Medium A19 60w |  | 8 | No | [14 empty] | 0 | [12 empty] | 624.98 | 1249.96 | 1874.94 | D:48'' H:29 3/4'' | 10.9 | 48 |  |  | 29.75 | Screw Collar - Stem |  |  |  | 37.125 - 85.125 | [25 empty] | D:7'' H:7/8'' Round |  |  |  |  | 180 | Black |  |  | Hardwired | 0 | 0 | 0 | 0 | 0 | 0 | 0 | 0 | 0 | 0 | 0 | 014817592733 | 44.75 | 44.5 | 15.25 | 29.1 | 17.574 | 300 | Yes | [9 empty] | cETL Dry | CAPRI 8L CHANDELIER AI | 8 - Light Chandelier |  | TC1028AI.jpg | TC1028AI.jpg
TC1028PN | 8 - Light Chandelier | Capri from TOB Thomas O'Brien for Generation Lighting reflects the trending uptown chic style with its upscale, unfussy sensibility. This large product family includes chandeliers with large scale arms welded into the hub, tapered, conical and globe pendants with milk glass shades, sconces and lamps. It is available in five finish options: Aged Iron finish for more of an industrial look, Polished Nickel for a contemporary one and Burnished Brass for more traditional, Antique Nickel or Antique White for a vintage vibe. The column and stem detail epitomizes Thomas' vintage elegance. | CHANDELIERS | Capri | Chandeliers | Polished Nickel | PN | Steel | White Linen Fabric | D:5.5" H:6.125" | W:4" |  | 8 Medium A19 60w |  | 8 | No | [14 empty] | 0 | [12 empty] | 624.98 | 1249.96 | 1874.94 | D:48'' H:29 3/4'' | 10.9 | 48 |  |  | 29.75 | Screw Collar - Stem |  |  |  | 37.125 - 85.125 | [25 empty] | D:7'' H:7/8'' Round |  |  |  |  | 180 | Clear Silver |  |  | Hardwired | 0 | 0 | 0 | 0 | 0 | 0 | 0 | 0 | 0 | 0 | 0 | 014817592726 | 44.75 | 44.75 | 15.25 | 29.5 | 17.673 | 300 | Yes | [9 empty] | cETL Dry | CAPRI 8L CHANDELIER PN | 8 - Light Chandelier |  | TC1028PN.jpg | TC1028PN.jpg
TC1034BBS | 4 - Light Chandelier | Beckham Classic from TOB Thomas O'Brien for Generation Lighting has an understated elegance with a masculine, tailored look that fits well with a range of styles, from transitional to modern. The pieces within this family span ceiling, wall, portable and vanity, so Beckham Classic can complement most living, dining and bath areas. The floor lamp is adjustable in height with a centered, lock detail, while chandeliers feature arms welded to a vertical hub. This piece is sure to withstand the test of time. | CHANDELIERS | Beckham Classic | Chandeliers | Burnished Brass | BBS | Steel | White Linen Fabric | D:5" H:6.5" | W:3.5" |  | 4 Candelabra Torpedo 60w |  | 4 | No | [14 empty] | 0 | [12 empty] | 236.98 | 473.96 | 710.94 | D:26'' H:27 3/8'' | 8.6 | 26 |  |  | 27.375 | Screw Collar - Chain | [29 empty] | D:5'' H:3/4'' Round |  |  |  |  | 180 | Clear Silver | 60 |  | Hardwired | 0 | 0 | 0 | 0 | 0 | 0 | 0 | 0 | 0 | 0 | 0 | 014817592962 | 19.5 | 19.5 | 17 | 15 | 3.741 | 175 | Yes | [8 empty] | ETL Damp | cETL Damp | BECKHAM CLSC 4L CHAND BBS | 4 - Light Chandelier |  | TC1034BBS.jpg | TC1034BBS.jpg
TC1034PN | 4 - Light Chandelier | Beckham Classic from TOB Thomas O'Brien for Generation Lighting has an understated elegance with a masculine, tailored look that fits well with a range of styles, from transitional to modern. The pieces within this family span ceiling, wall, portable and vanity, so Beckham Classic can complement most living, dining and bath areas. The floor lamp is adjustable in height with a centered, lock detail, while chandeliers feature arms welded to a vertical hub. This piece is sure to withstand the test of time. | CHANDELIERS | Beckham Classic | Chandeliers | Polished Nickel | PN | Steel | White Linen Fabric | D:5" H:6.5" | W:3.5" |  | 4 Candelabra Torpedo 60w |  | 4 | No | [14 empty] | 0 | [12 empty] | 236.98 | 473.96 | 710.94 | D:26'' H:27 3/8'' | 8.6 | 26 |  |  | 27.375 | Screw Collar - Chain | [29 empty] | D:5'' H:3/4'' Round |  |  |  |  | 180 | Clear Silver | 60 |  | Hardwired | 0 | 0 | 0 | 0 | 0 | 0 | 0 | 0 | 0 | 0 | 0 | 014817592979 | 19.5 | 19.5 | 17 | 15.2 | 3.741 | 175 | Yes | [8 empty] | ETL Damp | cETL Damp | BECKHAM CLSC 4L CHAND PN | 4 - Light Chandelier |  | TC1034PN.jpg | TC1034PN.jpg
TC1044BBS | 4 - Light Chandelier | Beckham Classic from TOB Thomas O'Brien for Generation Lighting has an understated elegance with a masculine, tailored look that fits well with a range of styles, from transitional to modern. The pieces within this family span ceiling, wall, portable and vanity, so Beckham Classic can complement most living, dining and bath areas. The floor lamp is adjustable in height with a centered, lock detail, while chandeliers feature arms welded to a vertical hub. This piece is sure to withstand the test of time. | CHANDELIERS | Beckham Classic | Chandeliers | Burnished Brass | BBS | Steel | White Linen Fabric | D:5" H:6.5" | W:3.5" |  | 4 Candelabra Torpedo 60w |  | 4 | No | [14 empty] | 0 | [12 empty] | 324.98 | 649.96 | 974.94 | D:36'' H:27 3/8'' | 9.3 | 36 |  |  | 27.375 | Screw Collar - Chain | [29 empty] | D:5'' H:3/4'' Round |  |  |  |  | 180 | Clear Silver | 60 |  | Hardwired | 0 | 0 | 0 | 0 | 0 | 0 | 0 | 0 | 0 | 0 | 0 | 014817592986 | 19.5 | 19.5 | 17 | 15 | 3.741 | 175 | Yes | [8 empty] | ETL Damp | cETL Damp | BECKHAM CLSC 4L CHAND BBS | 4 - Light Chandelier |  | TC1044BBS.jpg | TC1044BBS.jpg
TC1044PN | 4 - Light Chandelier | Beckham Classic from TOB Thomas O'Brien for Generation Lighting has an understated elegance with a masculine, tailored look that fits well with a range of styles, from transitional to modern. The pieces within this family span ceiling, wall, portable and vanity, so Beckham Classic can complement most living, dining and bath areas. The floor lamp is adjustable in height with a centered, lock detail, while chandeliers feature arms welded to a vertical hub. This piece is sure to withstand the test of time. | CHANDELIERS | Beckham Classic | Chandeliers | Polished Nickel | PN | Steel | White Linen Fabric | D:5" H:6.5" | W:3.5" |  | 4 Candelabra Torpedo 60w |  | 4 | No | [14 empty] | 0 | [12 empty] | 324.98 | 649.96 | 974.94 | D:36'' H:27 3/8'' | 9.3 | 36 |  |  | 27.375 | Screw Collar - Chain | [29 empty] | D:5'' H:3/4'' Round |  |  |  |  | 180 | Clear Silver | 60 |  | Hardwired | 0 | 0 | 0 | 0 | 0 | 0 | 0 | 0 | 0 | 0 | 0 | 014817592993 | 26.5 | 26.5 | 17 | 17.9 | 6.909 | 250 | Yes | [8 empty] | ETL Damp | cETL Damp | BECKHAM CLSC 4L CHAND PN | 4 - Light Chandelier |  | TC1044PN.jpg | TC1044PN.jpg
TC10524BBS | 24 - Light Chandelier | As the name suggests, Beckham Modern from TOB by Thomas O'Brien for Generation Lighting pairs vertical lines and globes with sophisticated, modern glamour. Crafted of steel with Burnished Brass or Polished Nickel finish, these chandeliers and one or two-light wall sconces emanate soft, opulent light, lending a sculptural glow wherever they are placed. | CHANDELIERS | Beckham Modern | Chandeliers | Burnished Brass | BBS | Steel |  |  |  |  | 24 Candelabra Globe Shape 40w |  | 24 | No | [14 empty] | 0 | [12 empty] | 424.98 | 849.96 | 1274.94 | D:23'' H:30 1/4'' | 24.5 | 23 |  |  | 30.25 | Screw Collar - Stem |  |  |  | 39.875 - 87.875 | [25 empty] | D:5'' H:1'' Round |  |  |  |  | 180 | Clear Silver |  |  | Hardwired | 0 | 0 | 0 | 0 | 0 | 0 | 0 | 0 | 0 | 0 | 0 | 014817593167 | 25.5 | 24 | 24 | 33.8 | 8.5 | 175 | Yes | [8 empty] | ETL Damp | cETL Damp | BECKHAM MOD 24L CHND BBS | 24 - Light Chandelier |  | TC10524BBS.jpg | TC10524BBS.jpg
TC10524PN | 24 - Light Chandelier | As the name suggests, Beckham Modern from TOB by Thomas O'Brien for Generation Lighting pairs vertical lines and globes with sophisticated, modern glamour. Crafted of steel with Burnished Brass or Polished Nickel finish, these chandeliers and one or two-light wall sconces emanate soft, opulent light, lending a sculptural glow wherever they are placed. | CHANDELIERS | Beckham Modern | Chandeliers | Polished Nickel | PN | Steel |  |  |  |  | 24 Candelabra Globe Shape 40w |  | 24 | No | [14 empty] | 0 | [12 empty] | 424.98 | 849.96 | 1274.94 | D:23'' H:30 1/4'' | 24.5 | 23 |  |  | 30.25 | Screw Collar - Stem |  |  |  | 39.875 - 87.875 | [25 empty] | D:5'' H:1'' Round |  |  |  |  | 180 | Clear Silver |  |  | Hardwired | 0 | 0 | 0 | 0 | 0 | 0 | 0 | 0 | 0 | 0 | 0 | 014817593174 | 25.5 | 24 | 24 | 33.8 | 8.5 | 175 | Yes | [8 empty] | ETL Damp | cETL Damp | BECKHAM MOD 24L CHND PN | 24 - Light Chandelier |  | TC10524PN.jpg | TC10524PN.jpg
TC10624BBS | 24 - Light Chandelier | As the name suggests, Beckham Modern from TOB by Thomas O'Brien for Generation Lighting pairs vertical lines and globes with sophisticated, modern glamour. Crafted of steel with Burnished Brass or Polished Nickel finish, these chandeliers and one or two-light wall sconces emanate soft, opulent light, lending a sculptural glow wherever they are placed. | CHANDELIERS | Beckham Modern | Chandeliers | Burnished Brass | BBS | Steel |  |  |  |  | 24 Candelabra Globe Shape 40w |  | 24 | No | [14 empty] | 0 | [12 empty] | 524.98 | 1049.96 | 1574.94 | D:29'' H:30 1/4'' | 26.5 | 29 |  |  | 30.25 | Screw Collar - Stem |  |  |  | 39.875 - 87.875 | [25 empty] | D:5'' H:1'' Round |  |  |  |  | 180 | Clear Silver |  |  | Hardwired | 0 | 0 | 0 | 0 | 0 | 0 | 0 | 0 | 0 | 0 | 0 | 014817593181 | 32.5 | 29.25 | 23.75 | 38.1 | 13.066 | 250 | Yes | [8 empty] | ETL Damp | cETL Damp | BECKHAM MOD 24L CHND BBS | 24 - Light Chandelier |  | TC10624BBS.jpg | TC10624BBS.jpg
TC10624PN | 24 - Light Chandelier | As the name suggests, Beckham Modern from TOB by Thomas O'Brien for Generation Lighting pairs vertical lines and globes with sophisticated, modern glamour. Crafted of steel with Burnished Brass or Polished Nickel finish, these chandeliers and one or two-light wall sconces emanate soft, opulent light, lending a sculptural glow wherever they are placed. | CHANDELIERS | Beckham Modern | Chandeliers | Polished Nickel | PN | Steel |  |  |  |  | 24 Candelabra Globe Shape 40w |  | 24 | No | [14 empty] | 0 | [12 empty] | 524.98 | 1049.96 | 1574.94 | D:29'' H:30 1/4'' | 26.5 | 29 |  |  | 30.25 | Screw Collar - Stem |  |  |  | 39.875 - 87.875 | [25 empty] | D:5'' H:1'' Round |  |  |  |  | 180 | Clear Silver |  |  | Hardwired | 0 | 0 | 0 | 0 | 0 | 0 | 0 | 0 | 0 | 0 | 0 | 014817593198 | 32.5 | 29.25 | 23.75 | 38.1 | 13.066 | 250 | Yes | [8 empty] | ETL Damp | cETL Damp | BECKHAM MOD 24L CHND PN | 24 - Light Chandelier |  | TC10624PN.jpg | TC10624PN.jpg
TC1084AI | 4 - Light Chandelier | The Logan family of products from TOB Thomas O'Brien for Generation Lighting mirrors Thomas' masterful design aesthetic of bridging traditional and modern styles. The chandeliers, bath vanities and sconces feature crisp, tapered shades atop Aged Iron or Polished Nickel hardware, while pendants are offered in a trending Matte White finish. Elegant curves soften structured frames and clean lines, lending aesthetic balance and versatility to Logan lighting fixtures. Bath sconces also available as ADA-compliant. | CHANDELIERS | Logan | Chandeliers | Aged Iron | AI | Steel | White Linen Fabric | D:5" H:6" | D:3.5" |  | 4 Candelabra Torpedo 60w |  | 4 | No | [14 empty] | 0 | [12 empty] | 237.48 | 474.96 | 712.44 | D:26 1/4'' H:16 7/8'' | 7.1 | 26.25 |  |  | 16.875 | Screw Collar - Stem |  |  |  | 20.625 - 68.625 | [25 empty] | D:5 5/8'' H:1 1/8'' |  |  |  |  | 180 | Black |  |  | Hardwired | 0 | 0 | 0 | 0 | 0 | 0 | 0 | 0 | 0 | 0 | 0 | 014817593266 | 19 | 19.25 | 14.875 | 14.2 | 3.148 | 175 | Yes | [8 empty] | ETL Damp | cETL Damp | LOGAN 4L CHANDELIER AI | 4 - Light Chandelier |  | TC1084AI.jpg | TC1084AI.jpg
TC1084PN | 4 - Light Chandelier | The Logan family of products from TOB Thomas O'Brien for Generation Lighting mirrors Thomas' masterful design aesthetic of bridging traditional and modern styles. The chandeliers, bath vanities and sconces feature crisp, tapered shades atop Aged Iron or Polished Nickel hardware, while pendants are offered in a trending Matte White finish. Elegant curves soften structured frames and clean lines, lending aesthetic balance and versatility to Logan lighting fixtures. Bath sconces also available as ADA-compliant. | CHANDELIERS | Logan | Chandeliers | Polished Nickel | PN | Steel | White Linen Fabric | D:5" H:6" | D:3.5" |  | 4 Candelabra Torpedo 60w |  | 4 | No | [14 empty] | 0 | [12 empty] | 237.48 | 474.96 | 712.44 | D:26 1/4'' H:16 7/8'' | 7.1 | 26.25 |  |  | 16.875 | Screw Collar - Stem |  |  |  | 20.625 - 68.625 | [25 empty] | D:5 5/8'' H:1 1/8'' |  |  |  |  | 180 | Clear Silver |  |  | Hardwired | 0 | 0 | 0 | 0 | 0 | 0 | 0 | 0 | 0 | 0 | 0 | 014817593273 | 19.25 | 19.25 | 15 | 14.2 | 3.217 | 175 | Yes | [8 empty] | ETL Damp | cETL Damp | LOGAN 4L CHANDELIER PN | 4 - Light Chandelier |  | TC1084PN.jpg | TC1084PN.jpg
TC1088AI | 8 - Light Chandelier | The Logan family of products from TOB Thomas O'Brien for Generation Lighting mirrors Thomas' masterful design aesthetic of bridging traditional and modern styles. The chandeliers, bath vanities and sconces feature crisp, tapered shades atop Aged Iron or Polished Nickel hardware, while pendants are offered in a trending Matte White finish. Elegant curves soften structured frames and clean lines, lending aesthetic balance and versatility to Logan lighting fixtures. Bath sconces also available as ADA-compliant. | CHANDELIERS | Logan | Chandeliers | Aged Iron | AI | Steel | White Linen Fabric | D:5" H:6" | D:3.5" |  | 8 Candelabra Torpedo 60w |  | 8 | No | [14 empty] | 0 | [12 empty] | 449.98 | 899.96 | 1349.94 | D:36 5/8'' H:25 1/8'' | 13.2 | 36.625 |  |  | 25.125 | Screw Collar - Stem |  |  |  | 28.75 - 76.75 | [25 empty] | D:5 5/8'' H:1 1/8'' |  |  |  |  | 180 | Black |  |  | Hardwired | 0 | 0 | 0 | 0 | 0 | 0 | 0 | 0 | 0 | 0 | 0 | 014817593280 | 27.25 | 27.5 | 23 | 25.8 | 9.974 | 250 | Yes | [8 empty] | ETL Damp | cETL Damp | LOGAN 8L CHANDELIER AI | 8 - Light Chandelier |  | TC1088AI.jpg | TC1088AI.jpg
TC1088PN | 8 - Light Chandelier | The Logan family of products from TOB Thomas O'Brien for Generation Lighting mirrors Thomas' masterful design aesthetic of bridging traditional and modern styles. The chandeliers, bath vanities and sconces feature crisp, tapered shades atop Aged Iron or Polished Nickel hardware, while pendants are offered in a trending Matte White finish. Elegant curves soften structured frames and clean lines, lending aesthetic balance and versatility to Logan lighting fixtures. Bath sconces also available as ADA-compliant. | CHANDELIERS | Logan | Chandeliers | Polished Nickel | PN | Steel | White Linen Fabric | D:5" H:6" | D:3.5" |  | 8 Candelabra Torpedo 60w |  | 8 | No | [14 empty] | 0 | [12 empty] | 449.98 | 899.96 | 1349.94 | D:36 5/8'' H:25 1/8'' | 13.2 | 36.625 |  |  | 25.125 | Screw Collar - Stem |  |  |  | 28.75 - 76.75 | [25 empty] | D:5 5/8'' H:1 1/8'' |  |  |  |  | 180 | Clear Silver |  |  | Hardwired | 0 | 0 | 0 | 0 | 0 | 0 | 0 | 0 | 0 | 0 | 0 | 014817593297 | 27.5 | 27.75 | 23 | 26 | 10.157 | 250 | Yes | [8 empty] | ETL Damp | cETL Damp | LOGAN 8L CHANDELIER PN | 8 - Light Chandelier |  | TC1088PN.jpg | TC1088PN.jpg
TF1002AI | 2 - Light Flush Mount | The Logan family of products from TOB Thomas O'Brien for Generation Lighting mirrors Thomas' masterful design aesthetic of bridging traditional and modern styles. The chandeliers, bath vanities and sconces feature crisp, tapered shades atop Aged Iron or Polished Nickel hardware, while pendants are offered in a trending Matte White finish. Elegant curves soften structured frames and clean lines, lending aesthetic balance and versatility to Logan lighting fixtures. Bath sconces also available as ADA-compliant. | CEILING | Logan | Ceiling Lights | Aged Iron | AI | Steel |  |  |  |  | 2 Medium A19 60w |  | 2 | No | [14 empty] | 0 | [12 empty] | 174.98 | 349.96 | 524.94 | D:16 3/8'' H:8 5/8'' | 11 | 16.375 |  |  | 8.625 | U Channel Bar | [29 empty] | D:17 5/8'' H:1'' Round |  |  |  |  | 8 | Black/White |  |  | Hardwired | 0 | 0 | 0 | 0 | 0 | 0 | 0 | 0 | 0 | 0 | 0 | 014817593457 | 20.25 | 20.25 | 13.25 | 14.2 | 3.144 | 175 | Yes | [8 empty] | ETL Damp | cETL Damp | LOGAN 2L FLUSH MT AI | 2 - Light Flush Mount |  | TF1002AI.jpg | TF1002AI.jpg
TF1002PN | 2 - Light Flush Mount | The Logan family of products from TOB Thomas O'Brien for Generation Lighting mirrors Thomas' masterful design aesthetic of bridging traditional and modern styles. The chandeliers, bath vanities and sconces feature crisp, tapered shades atop Aged Iron or Polished Nickel hardware, while pendants are offered in a trending Matte White finish. Elegant curves soften structured frames and clean lines, lending aesthetic balance and versatility to Logan lighting fixtures. Bath sconces also available as ADA-compliant. | CEILING | Logan | Ceiling Lights | Polished Nickel | PN | Steel |  |  |  |  | 2 Medium A19 60w |  | 2 | No | [14 empty] | 0 | [12 empty] | 174.98 | 349.96 | 524.94 | D:16 3/8'' H:8 5/8'' | 11 | 16.375 |  |  | 8.625 | U Channel Bar | [29 empty] | D:17 5/8'' H:1'' Round |  |  |  |  | 8 | Black/White |  |  | Hardwired | 0 | 0 | 0 | 0 | 0 | 0 | 0 | 0 | 0 | 0 | 0 | 014817593464 | 20.5 | 20.25 | 13.25 | 15.3 | 3.183 | 175 | Yes | [8 empty] | ETL Damp | cETL Damp | LOGAN 2L FLUSH MT PN | 2 - Light Flush Mount |  | TF1002PN.jpg | TF1002PN.jpg
TF1012AI | 2 - Light Flush Mount | The Logan family of products from TOB Thomas O'Brien for Generation Lighting mirrors Thomas' masterful design aesthetic of bridging traditional and modern styles. The chandeliers, bath vanities and sconces feature crisp, tapered shades atop Aged Iron or Polished Nickel hardware, while pendants are offered in a trending Matte White finish. Elegant curves soften structured frames and clean lines, lending aesthetic balance and versatility to Logan lighting fixtures. Bath sconces also available as ADA-compliant. | CEILING | Logan | Ceiling Lights | Aged Iron | AI | Steel |  |  |  |  | 2 Medium A19 60w |  | 2 | No | [14 empty] | 0 | [12 empty] | 149.5 | 299 | 448.5 | L:17 3/8'' W:17 3/8'' H:8 5/8'' | 11 |  | 17.375 | 17.375 | 8.625 | U Channel Bar | [29 empty] | D:17 5/8'' H:1'' Round |  |  |  |  | 8 | Black/White |  |  | Hardwired | 0 | 0 | 0 | 0 | 0 | 0 | 0 | 0 | 0 | 0 | 0 | 014817605648 | [15 empty] | ETL Damp | cETL Damp | LOGAN 2L FLUSH MT WH GLASS AI | 2 - Light Flush Mount |  | TF1012AI.jpg | TF1012AI.jpg
TF1012PN | 2 - Light Flush Mount | The Logan family of products from TOB Thomas O'Brien for Generation Lighting mirrors Thomas' masterful design aesthetic of bridging traditional and modern styles. The chandeliers, bath vanities and sconces feature crisp, tapered shades atop Aged Iron or Polished Nickel hardware, while pendants are offered in a trending Matte White finish. Elegant curves soften structured frames and clean lines, lending aesthetic balance and versatility to Logan lighting fixtures. Bath sconces also available as ADA-compliant. | CEILING | Logan | Ceiling Lights | Polished Nickel | PN | Steel |  |  |  |  | 2 Medium A19 60w |  | 2 | No | [14 empty] | 0 | [12 empty] | 149.5 | 299 | 448.5 | L:17 3/8'' W:17 3/8'' H:8 5/8'' | 11 |  | 17.375 | 17.375 | 8.625 | U Channel Bar | [29 empty] | D:17 5/8'' H:1'' Round |  |  |  |  | 8 | Black/White |  |  | Hardwired | 0 | 0 | 0 | 0 | 0 | 0 | 0 | 0 | 0 | 0 | 0 | 014817605655 | [15 empty] | ETL Damp | cETL Damp | LOGAN 2L FLUSH MT WH GLASS PN | 2 - Light Flush Mount |  | TF1012PN.jpg | TF1012PN.jpg
TP1001AI | 1 - Light Pendant | Capri from TOB Thomas O'Brien for Generation Lighting reflects the trending uptown chic style with its upscale, unfussy sensibility. This large product family includes chandeliers with large scale arms welded into the hub, tapered, conical and globe pendants with milk glass shades, sconces and lamps. It is available in five finish options: Aged Iron finish for more of an industrial look, Polished Nickel for a contemporary one and Burnished Brass for more traditional, Antique Nickel or Antique White for a vintage vibe. The column and stem detail epitomizes Thomas' vintage elegance. | LINE VOLTAGE PENDANT | Capri | Pendants | Aged Iron | AI | Steel | Antique Aged Iron Steel | D:24" H:12.875" |  |  | 1 Medium A19 75w |  | 1 | No | [14 empty] | 0 | [12 empty] | 224.98 | 449.96 | 674.94 | D:24'' H:12 7/8'' | 7.3 | 24 |  |  | 12.875 | Screw Collar - Stem |  |  |  | 20.25 - 68.25 | [25 empty] | D:7'' H:7/8'' Round |  |  |  |  | 180 | Clear Silver |  |  | Hardwired | 0 | 0 | 0 | 0 | 0 | 0 | 0 | 0 | 0 | 0 | 0 | 014817592757 | 26.78 | 26.58 | 11.25 | 13.9 | 4.634 | 250 | Yes | [8 empty] | ETL Damp | cETL Damp | CAPRI 1L PENDANT AI | 1 - Light Pendant |  | TP1001AI.jpg | TP1001AI.jpg
TP1001ANL | 1 - Light Pendant | Capri from TOB Thomas O'Brien for Generation Lighting reflects the trending uptown chic style with its upscale, unfussy sensibility. This large product family includes chandeliers with large scale arms welded into the hub, tapered, conical and globe pendants with milk glass shades, sconces and lamps. It is available in five finish options: Aged Iron finish for more of an industrial look, Polished Nickel for a contemporary one and Burnished Brass for more traditional, Antique Nickel or Antique White for a vintage vibe. The column and stem detail epitomizes Thomas' vintage elegance. | LINE VOLTAGE PENDANT | Capri | Pendants | Antique Nickel | ANL | Steel | Antique Nickel Steel | D:24" H:12.875" |  |  | 1 Medium A19 75w |  | 1 | No | [14 empty] | 0 | [12 empty] | 224.98 | 449.96 | 674.94 | D:24'' H:12 7/8'' | 7.3 | 24 |  |  | 12.875 | Screw Collar - Stem |  |  |  | 20.25 - 68.25 | [25 empty] | D:7'' H:7/8'' Round |  |  |  |  | 180 | Clear Silver |  |  | Hardwired | 0 | 0 | 0 | 0 | 0 | 0 | 0 | 0 | 0 | 0 | 0 | 014817592771 | 27.18 | 26.5 | 11.25 | 13.9 | 4.689 | 250 | Yes | [8 empty] | ETL Damp | cETL Damp | CAPRI 1L PENDANT ANL | 1 - Light Pendant |  | TP1001ANL.jpg | TP1001ANL.jpg
TP1001BBS/AWT | 1 - Light Pendant | Capri from TOB Thomas O'Brien for Generation Lighting reflects the trending uptown chic style with its upscale, unfussy sensibility. This large product family includes chandeliers with large scale arms welded into the hub, tapered, conical and globe pendants with milk glass shades, sconces and lamps. It is available in five finish options: Aged Iron finish for more of an industrial look, Polished Nickel for a contemporary one and Burnished Brass for more traditional, Antique Nickel or Antique White for a vintage vibe. The column and stem detail epitomizes Thomas' vintage elegance. | LINE VOLTAGE PENDANT | Capri | Pendants | Burnished Brass / Antique White | BBS / AWT | Steel | Antique White Steel | D:24" H:12.875" |  |  | 1 Medium A19 75w |  | 1 | No | [14 empty] | 0 | [12 empty] | 224.98 | 449.96 | 674.94 | D:24'' H:12 7/8'' | 7.3 | 24 |  |  | 12.875 | Screw Collar - Stem |  |  |  | 20.25 - 68.25 | [25 empty] | D:7'' H:7/8'' Round |  |  |  |  | 180 | Clear Silver |  |  | Hardwired | 0 | 0 | 0 | 0 | 0 | 0 | 0 | 0 | 0 | 0 | 0 | 014817592764 | 26.78 | 26.5 | 11.18 | 14 | 4.591 | 250 | Yes | [8 empty] | ETL Damp | cETL Damp | CAPRI 1L PENDANT BBS/AWT | 1 - Light Pendant |  | TP1001BBSAWT.jpg | TP1001BBSAWT.jpg
TP1001PN | 1 - Light Pendant | Capri from TOB Thomas O'Brien for Generation Lighting reflects the trending uptown chic style with its upscale, unfussy sensibility. This large product family includes chandeliers with large scale arms welded into the hub, tapered, conical and globe pendants with milk glass shades, sconces and lamps. It is available in five finish options: Aged Iron finish for more of an industrial look, Polished Nickel for a contemporary one and Burnished Brass for more traditional, Antique Nickel or Antique White for a vintage vibe. The column and stem detail epitomizes Thomas' vintage elegance. | LINE VOLTAGE PENDANT | Capri | Pendants | Polished Nickel | PN | Steel | Polished Nickel Steel | D:24" H:12.875" |  |  | 1 Medium A19 75w |  | 1 | No | [14 empty] | 0 | [12 empty] | 224.98 | 449.96 | 674.94 | D:24'' H:12 7/8'' | 7.3 | 24 |  |  | 12.875 | Screw Collar - Stem |  |  |  | 20.25 - 68.25 | [25 empty] | D:7'' H:7/8'' Round |  |  |  |  | 180 | Clear Silver |  |  | Hardwired | 0 | 0 | 0 | 0 | 0 | 0 | 0 | 0 | 0 | 0 | 0 | 014817592740 | 27 | 27 | 11.5 | 13.9 | 4.852 | 250 | Yes | [8 empty] | ETL Damp | cETL Damp | CAPRI 1L PENDANT PN | 1 - Light Pendant |  | TP1001PN.jpg | TP1001PN.jpg
TP1012AI | 2 - Light Pendant | Capri from TOB Thomas O'Brien for Generation Lighting reflects the trending uptown chic style with its upscale, unfussy sensibility. This large product family includes chandeliers with large scale arms welded into the hub, tapered, conical and globe pendants with milk glass shades, sconces and lamps. It is available in five finish options: Aged Iron finish for more of an industrial look, Polished Nickel for a contemporary one and Burnished Brass for more traditional, Antique Nickel or Antique White for a vintage vibe. The column and stem detail epitomizes Thomas' vintage elegance. | LINE VOLTAGE PENDANT | Capri | Pendants | Aged Iron | AI | Steel | Aged Iron Steel | D:16.75" H:17.125" | D:8.875" |  | 2 Medium A19 60w |  | 2 | No | [14 empty] | 0 | [12 empty] | 249.98 | 499.96 | 749.94 | D:16 3/4'' H:23 1/2'' | 10 | 16.75 |  |  | 23.5 | Screw Collar - Chain | [29 empty] | D:7'' H:7/8'' Round |  |  |  |  | 180 | Black | 60 |  | Hardwired | 0 | 0 | 0 | 0 | 0 | 0 | 0 | 0 | 0 | 0 | 0 | 014817592795 | 19.5 | 19.5 | 19.5 | 15.9 | 4.291 | 250 | Yes | [8 empty] | ETL Damp | cETL Damp | CAPRI 2L PENDANT AI | 2 - Light Pendant |  | TP1012AI.jpg | TP1012AI.jpg
TP1012ANL | 2 - Light Pendant | Capri from TOB Thomas O'Brien for Generation Lighting reflects the trending uptown chic style with its upscale, unfussy sensibility. This large product family includes chandeliers with large scale arms welded into the hub, tapered, conical and globe pendants with milk glass shades, sconces and lamps. It is available in five finish options: Aged Iron finish for more of an industrial look, Polished Nickel for a contemporary one and Burnished Brass for more traditional, Antique Nickel or Antique White for a vintage vibe. The column and stem detail epitomizes Thomas' vintage elegance. | LINE VOLTAGE PENDANT | Capri | Pendants | Antique Nickel | ANL | Steel | Antique Nickel Steel | D:16.75" H:17.125" | D:8.875" |  | 2 Medium A19 60w |  | 2 | No | [14 empty] | 0 | [12 empty] | 249.98 | 499.96 | 749.94 | D:16 3/4'' H:23 1/2'' | 10 | 16.75 |  |  | 23.5 | Screw Collar - Chain | [29 empty] | D:7'' H:7/8'' Round |  |  |  |  | 180 | Clear Silver | 60 |  | Hardwired | 0 | 0 | 0 | 0 | 0 | 0 | 0 | 0 | 0 | 0 | 0 | 014817592818 | 19.75 | 19.75 | 19.75 | 16.1 | 4.458 | 250 | Yes | [8 empty] | ETL Damp | cETL Damp | CAPRI 2L PENDANT ANL | 2 - Light Pendant |  | TP1012ANL.jpg | TP1012ANL.jpg
TP1012BBS/AWT | 2 - Light Pendant | Capri from TOB Thomas O'Brien for Generation Lighting reflects the trending uptown chic style with its upscale, unfussy sensibility. This large product family includes chandeliers with large scale arms welded into the hub, tapered, conical and globe pendants with milk glass shades, sconces and lamps. It is available in five finish options: Aged Iron finish for more of an industrial look, Polished Nickel for a contemporary one and Burnished Brass for more traditional, Antique Nickel or Antique White for a vintage vibe. The column and stem detail epitomizes Thomas' vintage elegance. | LINE VOLTAGE PENDANT | Capri | Pendants | Burnished Brass / Antique White | BBS / AWT | Steel | Antique White Steel | D:16.75" H:17.125" | D:8.875" |  | 2 Medium A19 60w |  | 2 | No | [14 empty] | 0 | [12 empty] | 249.98 | 499.96 | 749.94 | D:16 3/4'' H:23 1/2'' | 10 | 16.75 |  |  | 23.5 | Screw Collar - Chain | [29 empty] | D:7'' H:7/8'' Round |  |  |  |  | 180 | Clear Silver | 60 |  | Hardwired | 0 | 0 | 0 | 0 | 0 | 0 | 0 | 0 | 0 | 0 | 0 | 014817592801 | 19.5 | 19.5 | 19.75 | 16.9 | 4.346 | 250 | Yes | [8 empty] | ETL Damp | cETL Damp | CAPRI 2L PENDANT BBS/AWT | 2 - Light Pendant |  | TP1012BBSAWT.jpg | TP1012BBSAWT.jpg
TP1012PN | 2 - Light Pendant | Capri from TOB Thomas O'Brien for Generation Lighting reflects the trending uptown chic style with its upscale, unfussy sensibility. This large product family includes chandeliers with large scale arms welded into the hub, tapered, conical and globe pendants with milk glass shades, sconces and lamps. It is available in five finish options: Aged Iron finish for more of an industrial look, Polished Nickel for a contemporary one and Burnished Brass for more traditional, Antique Nickel or Antique White for a vintage vibe. The column and stem detail epitomizes Thomas' vintage elegance. | LINE VOLTAGE PENDANT | Capri | Pendants | Polished Nickel | PN | Steel | Polished Nickel Steel | D:16.75" H:17.125" | D:8.875" |  | 2 Medium A19 60w |  | 2 | No | [14 empty] | 0 | [12 empty] | 249.98 | 499.96 | 749.94 | D:16 3/4'' H:23 1/2'' | 10 | 16.75 |  |  | 23.5 | Screw Collar - Chain | [29 empty] | D:7'' H:7/8'' Round |  |  |  |  | 180 | Clear Silver | 60 |  | Hardwired | 0 | 0 | 0 | 0 | 0 | 0 | 0 | 0 | 0 | 0 | 0 | 014817592788 | 19.5 | 19.5 | 19.25 | 16.3 | 4.236 | 250 | Yes | [8 empty] | ETL Damp | cETL Damp | CAPRI 2L PENDANT PN | 2 - Light Pendant |  | TP1012PN.jpg | TP1012PN.jpg
TP1031AI | 1 - Light Pendant | Capri from TOB Thomas O'Brien for Generation Lighting reflects the trending uptown chic style with its upscale, unfussy sensibility. This large product family includes chandeliers with large scale arms welded into the hub, tapered, conical and globe pendants with milk glass shades, sconces and lamps. It is available in five finish options: Aged Iron finish for more of an industrial look, Polished Nickel for a contemporary one and Burnished Brass for more traditional, Antique Nickel or Antique White for a vintage vibe. The column and stem detail epitomizes Thomas' vintage elegance. | LINE VOLTAGE PENDANT | Capri | Pendants | Aged Iron | AI | Steel | Milk White Glass | D:11" H:10.375" |  |  | 1 Medium A19 60w |  | 1 | No | [14 empty] | 0 | [12 empty] | 135.48 | 270.96 | 406.44 | D:11'' H:17 3/8'' | 7.3 | 11 |  |  | 17.375 | Screw Collar - Chain | [29 empty] | D:7'' H:7/8'' Round |  |  |  |  | 180 | Black | 60 |  | Hardwired | 0 | 0 | 0 | 0 | 0 | 0 | 0 | 0 | 0 | 0 | 0 | 014817592832 | 21.18 | 14.78 | 14.75 | 10.3 | 2.672 | 250 | Yes | [8 empty] | ETL Damp | cETL Damp | CAPRI 1L PENDANT AI | 1 - Light Pendant |  | TP1031AI.jpg | TP1031AI.jpg
TP1031PN | 1 - Light Pendant | Capri from TOB Thomas O'Brien for Generation Lighting reflects the trending uptown chic style with its upscale, unfussy sensibility. This large product family includes chandeliers with large scale arms welded into the hub, tapered, conical and globe pendants with milk glass shades, sconces and lamps. It is available in five finish options: Aged Iron finish for more of an industrial look, Polished Nickel for a contemporary one and Burnished Brass for more traditional, Antique Nickel or Antique White for a vintage vibe. The column and stem detail epitomizes Thomas' vintage elegance. | LINE VOLTAGE PENDANT | Capri | Pendants | Polished Nickel | PN | Steel | Milk White Glass | D:11" H:10.375" |  |  | 1 Medium A19 60w |  | 1 | No | [14 empty] | 0 | [12 empty] | 135.48 | 270.96 | 406.44 | D:11'' H:17 3/8'' | 7.3 | 11 |  |  | 17.375 | Screw Collar - Chain | [29 empty] | D:7'' H:7/8'' Round |  |  |  |  | 180 | Clear Silver | 60 |  | Hardwired | 0 | 0 | 0 | 0 | 0 | 0 | 0 | 0 | 0 | 0 | 0 | 014817592825 | 14.78 | 14.78 | 21 | 9.8 | 2.655 | 250 | Yes | [8 empty] | ETL Damp | cETL Damp | CAPRI 1L PENDANT PN | 1 - Light Pendant |  | TP1031PN.jpg | TP1031PN.jpg
TP1041AI | 1 - Light Pendant | Capri from TOB Thomas O'Brien for Generation Lighting reflects the trending uptown chic style with its upscale, unfussy sensibility. This large product family includes chandeliers with large scale arms welded into the hub, tapered, conical and globe pendants with milk glass shades, sconces and lamps. It is available in five finish options: Aged Iron finish for more of an industrial look, Polished Nickel for a contemporary one and Burnished Brass for more traditional, Antique Nickel or Antique White for a vintage vibe. The column and stem detail epitomizes Thomas' vintage elegance. | LINE VOLTAGE PENDANT | Capri | Pendants | Aged Iron | AI | Steel | Milk White Glass | D:13.75" H:20.125" |  |  | 1 Medium A19 60w |  | 1 | No | [14 empty] | 0 | [12 empty] | 174.98 | 349.96 | 524.94 | D:13 3/4'' H:20 1/8'' | 10.4 | 13.75 |  |  | 20.125 | Screw Collar - Chain | [29 empty] | D:7'' H:7/8'' Round |  |  |  |  | 180 | Black | 60 |  | Hardwired | 0 | 0 | 0 | 0 | 0 | 0 | 0 | 0 | 0 | 0 | 0 | 014817592856 | 24.38 | 18 | 18 | 12.1 | 4.571 | 250 | Yes | [8 empty] | ETL Damp | cETL Damp | CAPRI 1L PENDANT AI | 1 - Light Pendant |  | TP1041AI.jpg | TP1041AI.jpg
TP1041PN | 1 - Light Pendant | Capri from TOB Thomas O'Brien for Generation Lighting reflects the trending uptown chic style with its upscale, unfussy sensibility. This large product family includes chandeliers with large scale arms welded into the hub, tapered, conical and globe pendants with milk glass shades, sconces and lamps. It is available in five finish options: Aged Iron finish for more of an industrial look, Polished Nickel for a contemporary one and Burnished Brass for more traditional, Antique Nickel or Antique White for a vintage vibe. The column and stem detail epitomizes Thomas' vintage elegance. | LINE VOLTAGE PENDANT | Capri | Pendants | Polished Nickel | PN | Steel | Milk White Glass | D:13.75" H:20.125" |  |  | 1 Medium A19 60w |  | 1 | No | [14 empty] | 0 | [12 empty] | 174.98 | 349.96 | 524.94 | D:13 3/4'' H:20 1/8'' | 10.4 | 13.75 |  |  | 20.125 | Screw Collar - Chain | [29 empty] | D:7'' H:7/8'' Round |  |  |  |  | 180 | Black | 60 |  | Hardwired | 0 | 0 | 0 | 0 | 0 | 0 | 0 | 0 | 0 | 0 | 0 | 014817592849 | 24.5 | 17.78 | 17.58 | 12.3 | 4.432 | 250 | Yes | [8 empty] | ETL Damp | cETL Damp | CAPRI 1L PENDANT PN | 1 - Light Pendant |  | TP1041PN.jpg | TP1041PN.jpg
TP1051AI | 1 - Light Pendant | The Logan family of products from TOB Thomas O'Brien for Generation Lighting mirrors Thomas' masterful design aesthetic of bridging traditional and modern styles. The chandeliers, bath vanities and sconces feature crisp, tapered shades atop Aged Iron or Polished Nickel hardware, while pendants are offered in a trending Matte White finish. Elegant curves soften structured frames and clean lines, lending aesthetic balance and versatility to Logan lighting fixtures. Bath sconces also available as ADA-compliant. | LINE VOLTAGE PENDANT | Logan | Pendants | Aged Iron | AI | Steel | Aged Iron Steel | D:11.875" H:6.125" |  |  | 1 Medium A19 60w |  | 1 | No | [14 empty] | 0 | [12 empty] | 135.48 | 270.96 | 406.44 | D:11 7/8'' H:12 1/4'' | 5.7 | 11.875 |  |  | 12.25 | U Channel Bar | [29 empty] | D:5 5/8'' H:1 1/8'' Round |  |  |  |  | 180 | Black |  |  | Hardwired | 0 | 0 | 0 | 0 | 0 | 0 | 0 | 0 | 0 | 0 | 0 | 014817593303 | 15.38 | 14.5 | 14.25 | 8.1 | 1.839 | 175 | Yes | [8 empty] | ETL Damp | cETL Damp | LOGAN 1L PENDANT AI | 1 - Light Pendant |  | TP1051AI.jpg | TP1051AI.jpg
TP1051PN | 1 - Light Pendant | The Logan family of products from TOB Thomas O'Brien for Generation Lighting mirrors Thomas' masterful design aesthetic of bridging traditional and modern styles. The chandeliers, bath vanities and sconces feature crisp, tapered shades atop Aged Iron or Polished Nickel hardware, while pendants are offered in a trending Matte White finish. Elegant curves soften structured frames and clean lines, lending aesthetic balance and versatility to Logan lighting fixtures. Bath sconces also available as ADA-compliant. | LINE VOLTAGE PENDANT | Logan | Pendants | Polished Nickel | PN | Steel | Polished Nickel Steel | D:11.875" H:6.125" |  |  | 1 Medium A19 60w |  | 1 | No | [14 empty] | 0 | [12 empty] | 135.48 | 270.96 | 406.44 | D:11 7/8'' H:12 1/4'' | 5.7 | 11.875 |  |  | 12.25 | U Channel Bar | [29 empty] | D:5 5/8'' H:1 1/8'' Round |  |  |  |  | 180 | Black |  |  | Hardwired | 0 | 0 | 0 | 0 | 0 | 0 | 0 | 0 | 0 | 0 | 0 | 014817593310 | 15.75 | 14.5 | 14.5 | 8.2 | 1.916 | 175 | Yes | [8 empty] | ETL Damp | cETL Damp | LOGAN 1L PENDANT PN | 1 - Light Pendant |  | TP1051PN.jpg | TP1051PN.jpg
TP1051PN/MWT | 1 - Light Pendant | The Logan family of products from TOB Thomas O'Brien for Generation Lighting mirrors Thomas' masterful design aesthetic of bridging traditional and modern styles. The chandeliers, bath vanities and sconces feature crisp, tapered shades atop Aged Iron or Polished Nickel hardware, while pendants are offered in a trending Matte White finish. Elegant curves soften structured frames and clean lines, lending aesthetic balance and versatility to Logan lighting fixtures. Bath sconces also available as ADA-compliant. | LINE VOLTAGE PENDANT | Logan | Pendants | Polished Nickel / Matte White | PN / MWT | Steel | Matte White Steel | D:11.875" H:6.125" |  |  | 1 Medium A19 60w |  | 1 | No | [14 empty] | 0 | [12 empty] | 135.48 | 270.96 | 406.44 | D:11 7/8'' H:12 1/4'' | 5.7 | 11.875 |  |  | 12.25 | U Channel Bar | [29 empty] | D:5 5/8'' H:1 1/8'' Round |  |  |  |  | 180 | Black |  |  | Hardwired | 0 | 0 | 0 | 0 | 0 | 0 | 0 | 0 | 0 | 0 | 0 | 014817593334 | 14.38 | 14.5 | 15.58 | 8.1 | 1.88 | 175 | Yes | [8 empty] | ETL Damp | cETL Damp | LOGAN 1L PENDANT PN/MWT | 1 - Light Pendant |  | TP1051PNMWT.jpg | TP1051PNMWT.jpg
TP1061AI | 1 - Light Pendant | The Logan family of products from TOB Thomas O'Brien for Generation Lighting mirrors Thomas' masterful design aesthetic of bridging traditional and modern styles. The chandeliers, bath vanities and sconces feature crisp, tapered shades atop Aged Iron or Polished Nickel hardware, while pendants are offered in a trending Matte White finish. Elegant curves soften structured frames and clean lines, lending aesthetic balance and versatility to Logan lighting fixtures. Bath sconces also available as ADA-compliant. | LINE VOLTAGE PENDANT | Logan | Pendants | Aged Iron | AI | Steel | Aged Iron Steel | D:15.875" H:8.375" |  |  | 1 Medium A19 60w |  | 1 | No | [14 empty] | 0 | [12 empty] | 199.98 | 399.96 | 599.94 | D:15 7/8'' H:15 1/2'' | 7.2 | 15.875 |  |  | 15.5 | U Channel Bar | [29 empty] | D:5 5/8'' H:1 1/8'' Round |  |  |  |  | 180 | Black |  |  | Hardwired | 0 | 0 | 0 | 0 | 0 | 0 | 0 | 0 | 0 | 0 | 0 | 014817593358 | 10.6 | 18.38 | 18.38 | 10.6 | 2.072 | 175 | Yes | [8 empty] | ETL Damp | cETL Damp | LOGAN 1L PENDANT AI | 1 - Light Pendant |  | TP1061AI.jpg | TP1061AI.jpg
TP1061PN | 1 - Light Pendant | The Logan family of products from TOB Thomas O'Brien for Generation Lighting mirrors Thomas' masterful design aesthetic of bridging traditional and modern styles. The chandeliers, bath vanities and sconces feature crisp, tapered shades atop Aged Iron or Polished Nickel hardware, while pendants are offered in a trending Matte White finish. Elegant curves soften structured frames and clean lines, lending aesthetic balance and versatility to Logan lighting fixtures. Bath sconces also available as ADA-compliant. | LINE VOLTAGE PENDANT | Logan | Pendants | Polished Nickel | PN | Steel | Polished Nickel Steel | D:15.875" H:8.375" |  |  | 1 Medium A19 60w |  | 1 | No | [14 empty] | 0 | [12 empty] | 199.98 | 399.96 | 599.94 | D:15 7/8'' H:15 1/2'' | 7.2 | 15.875 |  |  | 15.5 | U Channel Bar | [29 empty] | D:5 5/8'' H:1 1/8'' Round |  |  |  |  | 180 | Black |  |  | Hardwired | 0 | 0 | 0 | 0 | 0 | 0 | 0 | 0 | 0 | 0 | 0 | 014817593365 | 19 | 18.38 | 18.18 | 10.9 | 3.674 | 250 | Yes | [8 empty] | ETL Damp | cETL Damp | LOGAN 1L PENDANT PN | 1 - Light Pendant |  | TP1061PN.jpg | TP1061PN.jpg
TP1061PN/MWT | 1 - Light Pendant | The Logan family of products from TOB Thomas O'Brien for Generation Lighting mirrors Thomas' masterful design aesthetic of bridging traditional and modern styles. The chandeliers, bath vanities and sconces feature crisp, tapered shades atop Aged Iron or Polished Nickel hardware, while pendants are offered in a trending Matte White finish. Elegant curves soften structured frames and clean lines, lending aesthetic balance and versatility to Logan lighting fixtures. Bath sconces also available as ADA-compliant. | LINE VOLTAGE PENDANT | Logan | Pendants | Polished Nickel / Matte White | PN / MWT | Steel | Antique White Steel | D:15.875" H:8.375" |  |  | 1 Medium A19 60w |  | 1 | No | [14 empty] | 0 | [12 empty] | 199.98 | 399.96 | 599.94 | D:15 7/8'' H:15 1/2'' | 7.2 | 15.875 |  |  | 15.5 | U Channel Bar | [29 empty] | D:5 5/8'' H:1 1/8'' Round |  |  |  |  | 180 | Black |  |  | Hardwired | 0 | 0 | 0 | 0 | 0 | 0 | 0 | 0 | 0 | 0 | 0 | 014817593389 | 19.25 | 18.5 | 18 | 11.1 | 3.71 | 250 | Yes | [8 empty] | ETL Damp | cETL Damp | LOGAN 1L PENDANT PN/MWT | 1 - Light Pendant |  | TP1061PNMWT.jpg | TP1061PNMWT.jpg
TP1071AI | 1 - Light Pendant | The Logan family of products from TOB Thomas O'Brien for Generation Lighting mirrors Thomas' masterful design aesthetic of bridging traditional and modern styles. The chandeliers, bath vanities and sconces feature crisp, tapered shades atop Aged Iron or Polished Nickel hardware, while pendants are offered in a trending Matte White finish. Elegant curves soften structured frames and clean lines, lending aesthetic balance and versatility to Logan lighting fixtures. Bath sconces also available as ADA-compliant. | LINE VOLTAGE PENDANT | Logan | Pendants | Aged Iron | AI | Steel | Aged Iron Steel | D:20.25" H:10.5" |  |  | 1 Medium A19 60w |  | 1 | No | [14 empty] | 0 | [12 empty] | 249.98 | 499.96 | 749.94 | D:20 1/4'' L:20 1/4'' W:20 1/4'' H:18'' | 9.6 | 20.25 | 20.25 | 20.25 | 18 | U Channel Bar | [29 empty] | D:5 5/8'' H:1 1/8'' Round |  |  |  |  | 180 | Black |  |  | Hardwired | 0 | 0 | 0 | 0 | 0 | 0 | 0 | 0 | 0 | 0 | 0 | 014817593402 | 23 | 22.75 | 21 | 15.2 | 6.359 | 250 | Yes | [8 empty] | ETL Damp | cETL Damp | LOGAN 1L PENDANT AI | 1 - Light Pendant |  | TP1071AI.jpg | TP1071AI.jpg
TP1071PN | 1 - Light Pendant | The Logan family of products from TOB Thomas O'Brien for Generation Lighting mirrors Thomas' masterful design aesthetic of bridging traditional and modern styles. The chandeliers, bath vanities and sconces feature crisp, tapered shades atop Aged Iron or Polished Nickel hardware, while pendants are offered in a trending Matte White finish. Elegant curves soften structured frames and clean lines, lending aesthetic balance and versatility to Logan lighting fixtures. Bath sconces also available as ADA-compliant. | LINE VOLTAGE PENDANT | Logan | Pendants | Polished Nickel | PN | Steel | Polished Nickel Steel | D:20.25" H:10.5" |  |  | 1 Medium A19 60w |  | 1 | No | [14 empty] | 0 | [12 empty] | 249.98 | 499.96 | 749.94 | D:20 1/4'' L:20 1/4'' W:20 1/4'' H:18'' | 9.6 | 20.25 | 20.25 | 20.25 | 18 | U Channel Bar | [29 empty] | D:5 5/8'' H:1 1/8'' Round |  |  |  |  | 180 | Black |  |  | Hardwired | 0 | 0 | 0 | 0 | 0 | 0 | 0 | 0 | 0 | 0 | 0 | 014817593419 | 23 | 22.75 | 21 | 15.6 | 6.359 | 250 | Yes | [8 empty] | ETL Damp | cETL Damp | LOGAN 1L PENDANT PN | 1 - Light Pendant |  | TP1071PN.jpg | TP1071PN.jpg
TP1071PN/MWT | 1 - Light Pendant | The Logan family of products from TOB Thomas O'Brien for Generation Lighting mirrors Thomas' masterful design aesthetic of bridging traditional and modern styles. The chandeliers, bath vanities and sconces feature crisp, tapered shades atop Aged Iron or Polished Nickel hardware, while pendants are offered in a trending Matte White finish. Elegant curves soften structured frames and clean lines, lending aesthetic balance and versatility to Logan lighting fixtures. Bath sconces also available as ADA-compliant. | LINE VOLTAGE PENDANT | Logan | Pendants | Polished Nickel / Matte White | PN / MWT | Steel | Matte White Steel | D:20.25" H:10.5" |  |  | 1 Medium A19 60w |  | 1 | No | [14 empty] | 0 | [12 empty] | 249.98 | 499.96 | 749.94 | D:20 1/4'' L:20 1/4'' W:20 1/4'' H:18'' | 9.6 | 20.25 | 20.25 | 20.25 | 18 | U Channel Bar | [29 empty] | D:5 5/8'' H:1 1/8'' Round |  |  |  |  | 180 | Black |  |  | Hardwired | 0 | 0 | 0 | 0 | 0 | 0 | 0 | 0 | 0 | 0 | 0 | 014817593433 | 23 | 22.75 | 21 | 15.7 | 6.359 | 250 | Yes | [8 empty] | ETL Damp | cETL Damp | LOGAN 1L PENDANT PN/MWT | 1 - Light Pendant |  | TP1071PNMWT.jpg | TP1071PNMWT.jpg
TP1082BBS | 2 - Light Pendant | Aubry from TOB Thomas O'Brien for Generation Lighting is a series of mid-century modern style globe-shaped pendants that have great scale, rivet details and a balanced metal-to-glass ratio to make a statement in any room. Unique, square chain made specific to this product family presents an edgy, customized look adding rich, visual interest without distracting from the clean lines of the overall silhouette. The globe is hand-blown, white glass. | LINE VOLTAGE PENDANT | Aubry | Pendants | Burnished Brass | BBS | Steel |  |  |  |  | 2 Medium A19 60w |  | 2 | No | [14 empty] | 0 | [12 empty] | 224.98 | 449.96 | 674.94 | D:13 1/4'' H:18 5/8'' O:86 1/4'' | 10 | 13.25 |  |  | 18.625 | Screw Collar - Chain |  |  | 86.25 | [26 empty] | D:4 3/4'' H:1 1/2'' Round |  |  |  |  | 180 | Clear Silver | 60 |  | Hardwired | 0 | 0 | 0 | 0 | 0 | 0 | 0 | 0 | 0 | 0 | 0 | 014817593594 | 28 | 16.75 | 16.25 | 14.2 | 4.41 | 250 | Yes | [8 empty] | ETL Damp | cETL Damp | AUBRY 2L PENDANT BBS | 2 - Light Pendant |  | TP1082BBS.jpg | TP1082BBS.jpg
TP1082MBK/BBS | 2 - Light Pendant | Aubry from TOB Thomas O'Brien for Generation Lighting is a series of mid-century modern style globe-shaped pendants that have great scale, rivet details and a balanced metal-to-glass ratio to make a statement in any room. Unique, square chain made specific to this product family presents an edgy, customized look adding rich, visual interest without distracting from the clean lines of the overall silhouette. The globe is hand-blown, white glass. | LINE VOLTAGE PENDANT | Aubry | Pendants | Midnight Black / Burnished Brass | MBK / BBS | Steel |  |  |  |  | 2 Medium A19 60w |  | 2 | No | [14 empty] | 0 | [12 empty] | 224.98 | 449.96 | 674.94 | D:13 1/4'' H:18 5/8'' O:86 1/4'' | 10 | 13.25 |  |  | 18.625 | Screw Collar - Chain |  |  | 86.25 | [26 empty] | D:4 3/4'' H:1 1/2'' Round |  |  |  |  | 180 | Clear Silver | 60 |  | Hardwired | 0 | 0 | 0 | 0 | 0 | 0 | 0 | 0 | 0 | 0 | 0 | 014817593600 | 28 | 16.5 | 16.25 | 15.8 | 4.345 | 250 | Yes | [8 empty] | ETL Damp | cETL Damp | AUBRY 2L PENDANT MBK/BBS | 2 - Light Pendant |  | TP1082MBKBBS.jpg | TP1082MBKBBS.jpg
TP1082PN | 2 - Light Pendant | Aubry from TOB Thomas O'Brien for Generation Lighting is a series of mid-century modern style globe-shaped pendants that have great scale, rivet details and a balanced metal-to-glass ratio to make a statement in any room. Unique, square chain made specific to this product family presents an edgy, customized look adding rich, visual interest without distracting from the clean lines of the overall silhouette. The globe is hand-blown, white glass. | LINE VOLTAGE PENDANT | Aubry | Pendants | Polished Nickel | PN | Steel |  |  |  |  | 2 Medium A19 60w |  | 2 | No | [14 empty] | 0 | [12 empty] | 224.98 | 449.96 | 674.94 | D:13 1/4'' H:18 5/8'' O:86 1/4'' | 10 | 13.25 |  |  | 18.625 | Screw Collar - Chain |  |  | 86.25 | [26 empty] | D:4 3/4'' H:1 1/2'' Round |  |  |  |  | 180 | Clear Silver | 60 |  | Hardwired | 0 | 0 | 0 | 0 | 0 | 0 | 0 | 0 | 0 | 0 | 0 | 014817593617 | 27.78 | 16.5 | 16.5 | 14.5 | 4.377 | 250 | Yes | [8 empty] | ETL Damp | cETL Damp | AUBRY 2L PENDANT PN | 2 - Light Pendant |  | TP1082PN.jpg | TP1082PN.jpg
TP1092BBS | 2 - Light Pendant | Arlett from TOB Thomas O'Brien for Generation Lighting is a series of mid-century modern style globe-shaped pendants that have great scale, rivet details and a balanced metal-to-glass ratio to make a statement in any room. Unique, square chain made specific to this product family presents an edgy, customized look adding rich, visual interest without distracting from the clean lines of the overall silhouette. The globe is hand-blown, white glass. | LINE VOLTAGE PENDANT | Arlett | Pendants | Burnished Brass | BBS | Steel |  |  |  |  | 2 Medium A19 60w |  | 2 | No | [14 empty] | 0 | [12 empty] | 224.98 | 449.96 | 674.94 | D:13 1/4'' H:18 5/8'' O:86 1/4'' | 10 | 13.25 |  |  | 18.625 | Screw Collar - Chain |  |  | 86.25 | [26 empty] | D:4 3/4'' H:1 1/2'' Round |  |  |  |  | 180 | Clear Silver | 60 |  | Hardwired | 0 | 0 | 0 | 0 | 0 | 0 | 0 | 0 | 0 | 0 | 0 | 014817593624 | 24.5 | 16 | 16.5 | 13.7 | 3.743 | 250 | Yes | [8 empty] | ETL Damp | cETL Damp | ARLETT 2L PENDANT BBS | 2 - Light Pendant |  | TP1092BBS.jpg | TP1092BBS.jpg
TP1092MBK/BBS | 2 - Light Pendant | Arlett from TOB Thomas O'Brien for Generation Lighting is a series of mid-century modern style globe-shaped pendants that have great scale, rivet details and a balanced metal-to-glass ratio to make a statement in any room. Unique, square chain made specific to this product family presents an edgy, customized look adding rich, visual interest without distracting from the clean lines of the overall silhouette. The globe is hand-blown, white glass. | LINE VOLTAGE PENDANT | Arlett | Pendants | Midnight Black / Burnished Brass | MBK / BBS | Steel |  |  |  |  | 2 Medium A19 60w |  | 2 | No | [14 empty] | 0 | [12 empty] | 224.98 | 449.96 | 674.94 | D:13 1/4'' H:18 5/8'' O:86 1/4'' | 10 | 13.25 |  |  | 18.625 | Screw Collar - Chain |  |  | 86.25 | [26 empty] | D:4 3/4'' H:1 1/2'' Round |  |  |  |  | 180 | Clear Silver | 60 |  | Hardwired | 0 | 0 | 0 | 0 | 0 | 0 | 0 | 0 | 0 | 0 | 0 | 014817593631 | 24 | 16.75 | 16.25 | 14.2 | 3.78 | 250 | Yes | [8 empty] | ETL Damp | cETL Damp | ARLETT 2L PENDANT MBK/BBS | 2 - Light Pendant |  | TP1092MBKBBS.jpg | TP1092MBKBBS.jpg
TP1092PN | 2 - Light Pendant | Arlett from TOB Thomas O'Brien for Generation Lighting is a series of mid-century modern style globe-shaped pendants that have great scale, rivet details and a balanced metal-to-glass ratio to make a statement in any room. Unique, square chain made specific to this product family presents an edgy, customized look adding rich, visual interest without distracting from the clean lines of the overall silhouette. The globe is hand-blown, white glass. | LINE VOLTAGE PENDANT | Arlett | Pendants | Polished Nickel | PN | Steel |  |  |  |  | 2 Medium A19 60w |  | 2 | No | [14 empty] | 0 | [12 empty] | 224.98 | 449.96 | 674.94 | D:13 1/4'' H:18 5/8'' O:86 1/4'' | 10 | 13.25 |  |  | 18.625 | Screw Collar - Chain |  |  | 86.25 | [26 empty] | D:4 3/4'' H:1 1/2'' Round |  |  |  |  | 180 | Clear Silver | 60 |  | Hardwired | 0 | 0 | 0 | 0 | 0 | 0 | 0 | 0 | 0 | 0 | 0 | 014817593648 | 24 | 16.75 | 16.25 | 12.9 | 3.78 | 250 | Yes | [8 empty] | ETL Damp | cETL Damp | ARLETT 2L PENDANT PN | 2 - Light Pendant |  | TP1092PN.jpg | TP1092PN.jpg
TT1001AI1 | 1 - Light Table Lamp | Capri from TOB Thomas O'Brien for Generation Lighting reflects the trending uptown chic style with its upscale, unfussy sensibility. This large product family includes chandeliers with large scale arms welded into the hub, tapered, conical and globe pendants with milk glass shades, sconces and lamps. It is available in five finish options: Aged Iron finish for more of an industrial look, Polished Nickel for a contemporary one and Burnished Brass for more traditional, Antique Nickel or Antique White for a vintage vibe. The column and stem detail epitomizes Thomas' vintage elegance. | PORTABLE | Capri | Portable Lamps | Aged Iron | AI | Steel | White Linen Fabric | D:8.5" H:9.5" | D:6.5" |  | 1 Medium A19 9.5w |  | 1 | Yes | [14 empty] | 0 | [12 empty] | 108.48 | 216.96 | 325.44 | D:8 1/2'' H:29'' | 4.5 | 8.5 |  |  | 29 | [34 empty] | D:5'' H:7/8'' Round | 72 | Black |  | On/Off Switch | Plug In | 0 | 0 | 0 | 0 | 0 | 0 | 0 | 0 | 0 | 0 | 0 | 014817592931 | 28 | 10.75 | 10.5 | 8 | 1.829 | 175 | Yes | [8 empty] | ETL Dry | cETL Dry | CAPRI 1L TABLE LAMP AI | 1 - Light Table Lamp |  | TT1001AI1.jpg | TT1001AI1.jpg
TT1001PN1 | 1 - Light Table Lamp | Capri from TOB Thomas O'Brien for Generation Lighting reflects the trending uptown chic style with its upscale, unfussy sensibility. This large product family includes chandeliers with large scale arms welded into the hub, tapered, conical and globe pendants with milk glass shades, sconces and lamps. It is available in five finish options: Aged Iron finish for more of an industrial look, Polished Nickel for a contemporary one and Burnished Brass for more traditional, Antique Nickel or Antique White for a vintage vibe. The column and stem detail epitomizes Thomas' vintage elegance. | PORTABLE | Capri | Portable Lamps | Polished Nickel | PN | Steel | White Linen Fabric | D:8.5" H:9.5" | D:6.5" |  | 1 Medium A19 9.5w |  | 1 | Yes | [14 empty] | 0 | [12 empty] | 108.48 | 216.96 | 325.44 | D:8 1/2'' H:29'' | 4.5 | 8.5 |  |  | 29 | [34 empty] | D:5'' H:7/8'' Round | 72 | Black |  | On/Off Switch | Plug In | 0 | 0 | 0 | 0 | 0 | 0 | 0 | 0 | 0 | 0 | 0 | 014817592924 | 28.5 | 10.25 | 10.25 | 8 | 1.733 | 175 | Yes | [8 empty] | ETL Dry | cETL Dry | CAPRI 1L TABLE LAMP PN | 1 - Light Table Lamp |  | TT1001PN1.jpg | TT1001PN1.jpg
TT1012AI1 | 2 - Light Floor Lamp | Capri from TOB Thomas O'Brien for Generation Lighting reflects the trending uptown chic style with its upscale, unfussy sensibility. This large product family includes chandeliers with large scale arms welded into the hub, tapered, conical and globe pendants with milk glass shades, sconces and lamps. It is available in five finish options: Aged Iron finish for more of an industrial look, Polished Nickel for a contemporary one and Burnished Brass for more traditional, Antique Nickel or Antique White for a vintage vibe. The column and stem detail epitomizes Thomas' vintage elegance. | PORTABLE | Capri | Portable Lamps | Aged Iron | AI | Steel | White Linen Fabric | D:16.5" H:15" | D:14.5" |  | 2 Medium A19 9.5w |  | 2 | Yes | [14 empty] | 0 | [12 empty] | 238.98 | 477.96 | 716.94 | D:16 1/2'' H:64 1/8'' O:67 3/4'' | 13.9 | 16.5 |  |  | 64.125 |  |  |  | 67.75 | 64.125 - 67.75 | [29 empty] | D:10 1/2'' H:1 1/2'' Round | 96 | Black |  | Pull Chain | Plug In | 0 | 0 | 0 | 0 | 0 | 0 | 0 | 0 | 0 | 0 | 0 | 014817592955 | 36 | 19.75 | 22.25 | 25.9 | 9.155 | 250 | Yes | [8 empty] | ETL Dry | cETL Dry | CAPRI 2L FLOOR LAMP AI | 2 - Light Floor Lamp |  | TT1012AI1.jpg | TT1012AI1.jpg
TT1012PN1 | 2 - Light Floor Lamp | Capri from TOB Thomas O'Brien for Generation Lighting reflects the trending uptown chic style with its upscale, unfussy sensibility. This large product family includes chandeliers with large scale arms welded into the hub, tapered, conical and globe pendants with milk glass shades, sconces and lamps. It is available in five finish options: Aged Iron finish for more of an industrial look, Polished Nickel for a contemporary one and Burnished Brass for more traditional, Antique Nickel or Antique White for a vintage vibe. The column and stem detail epitomizes Thomas' vintage elegance. | PORTABLE | Capri | Portable Lamps | Polished Nickel | PN | Steel | White Linen Fabric | D:16.5" H:15" | D:14.5" |  | 2 Medium A19 9.5w |  | 2 | Yes | [14 empty] | 0 | [12 empty] | 238.98 | 477.96 | 716.94 | D:16 1/2'' H:64 1/4'' O:68 3/4'' | 13.9 | 16.5 |  |  | 64.25 |  |  |  | 68.75 | 64.25 - 68.75 | [29 empty] | D:10 1/2'' H:1 1/2'' Round | 96 | Clear Silver |  | Pull Chain | Plug In | 0 | 0 | 0 | 0 | 0 | 0 | 0 | 0 | 0 | 0 | 0 | 014817592948 | 36.5 | 19 | 21.5 | 25.7 | 8.629 | 250 | Yes | [8 empty] | ETL Dry | cETL Dry | CAPRI 2L FLOOR LAMP PN | 2 - Light Floor Lamp |  | TT1012PN1.jpg | TT1012PN1.jpg
TT1021BBS1 | 1 - Light Table Lamp | Beckham Classic from TOB Thomas O'Brien for Generation Lighting has an understated elegance with a masculine, tailored look that fits well with a range of styles, from transitional to modern. The pieces within this family span ceiling, wall, portable and vanity, so Beckham Classic can complement most living, dining and bath areas. The floor lamp is adjustable in height with a centered, lock detail, while chandeliers feature arms welded to a vertical hub. This piece is sure to withstand the test of time. | PORTABLE | Beckham Classic | Portable Lamps | Burnished Brass | BBS | Steel | White Linen Fabric | D:6" H:8" | D:4.5" |  | 1 Medium A19 9.5w |  | 1 | Yes | [14 empty] | 0 | [12 empty] | 94.98 | 189.96 | 284.94 | D:6'' H:27 3/8'' O:32 5/8'' | 3.2 | 6 |  |  | 27.375 |  |  |  | 32.625 | 27.375 - 32.625 | [29 empty] | D:5 1/2'' H:1 1/4'' Round | 72 | Clear Silver |  | On/Off Switch | Plug In | 0 | 0 | 0 | 0 | 0 | 0 | 0 | 0 | 0 | 0 | 0 | 014817593129 | 34.25 | 8.5 | 8.5 | 6.8 | 1.432 | 175 | Yes | [8 empty] | ETL Dry | cETL Dry | BECKHAM CLSC 1L TABLE BBS | 1 - Light Table Lamp |  | TT1021BBS1.jpg | TT1021BBS1.jpg
TT1021PN1 | 1 - Light Table Lamp | Beckham Classic from TOB Thomas O'Brien for Generation Lighting has an understated elegance with a masculine, tailored look that fits well with a range of styles, from transitional to modern. The pieces within this family span ceiling, wall, portable and vanity, so Beckham Classic can complement most living, dining and bath areas. The floor lamp is adjustable in height with a centered, lock detail, while chandeliers feature arms welded to a vertical hub. This piece is sure to withstand the test of time. | PORTABLE | Beckham Classic | Portable Lamps | Polished Nickel | PN | Steel | White Linen Fabric | D:6" H:8" | D:4.5" |  | 1 Medium A19 9.5w |  | 1 | Yes | [14 empty] | 0 | [12 empty] | 94.98 | 189.96 | 284.94 | D:6'' H:27 3/8'' O:32 5/8'' | 3.2 | 6 |  |  | 27.375 |  |  |  | 32.625 | 27.375 - 32.625 | [29 empty] | D:5 1/2'' H:1 1/4'' Round | 72 | Clear Silver |  | On/Off Switch | Plug In | 0 | 0 | 0 | 0 | 0 | 0 | 0 | 0 | 0 | 0 | 0 | 014817593136 | 34.25 | 8.5 | 8.5 | 6.8 | 1.432 | 175 | Yes | [8 empty] | ETL Dry | cETL Dry | BECKHAM CLSC 1L TABLE PN | 1 - Light Table Lamp |  | TT1021PN1.jpg | TT1021PN1.jpg
TT1031BBS1 | 1 - Light Floor Lamp | Beckham Classic from TOB Thomas O'Brien for Generation Lighting has an understated elegance with a masculine, tailored look that fits well with a range of styles, from transitional to modern. The pieces within this family span ceiling, wall, portable and vanity, so Beckham Classic can complement most living, dining and bath areas. The floor lamp is adjustable in height with a centered, lock detail, while chandeliers feature arms welded to a vertical hub. This piece is sure to withstand the test of time. | PORTABLE | Beckham Classic | Portable Lamps | Burnished Brass | BBS | Steel | White Linen Fabric | D:12" H:14" | D:10" |  | 1 Medium A19 9.5w |  | 1 | Yes | [14 empty] | 0 | [12 empty] | 199.98 | 399.96 | 599.94 | D:12'' H:65 1/2'' | 10 | 12 |  |  | 65.5 |  |  |  |  | 49.5 - 65.5 | [29 empty] | D:10 1/2'' H:1 1/2'' Round | 96 | Clear Silver |  | On/Off Switch | Plug In | 0 | 0 | 0 | 0 | 0 | 0 | 0 | 0 | 0 | 0 | 0 | 014817593143 | 40.5 | 14.25 | 19.5 | 20.1 | 6.513 | 250 | Yes | [9 empty] | cETL Dry | BECKHAM CLSC 1L FLOOR BBS | 1 - Light Floor Lamp |  | TT1031BBS1.jpg | TT1031BBS1.jpg
TT1031PN1 | 1 - Light Floor Lamp | Beckham Classic from TOB Thomas O'Brien for Generation Lighting has an understated elegance with a masculine, tailored look that fits well with a range of styles, from transitional to modern. The pieces within this family span ceiling, wall, portable and vanity, so Beckham Classic can complement most living, dining and bath areas. The floor lamp is adjustable in height with a centered, lock detail, while chandeliers feature arms welded to a vertical hub. This piece is sure to withstand the test of time. | PORTABLE | Beckham Classic | Portable Lamps | Polished Nickel | PN | Steel | White Linen Fabric | D:12" H:14" | D:10" |  | 1 Medium A19 9.5w |  | 1 | Yes | [14 empty] | 0 | [12 empty] | 199.98 | 399.96 | 599.94 | D:12'' H:65 1/2'' | 10 | 12 |  |  | 65.5 |  |  |  |  | 49.5 - 65.5 | [29 empty] | D:10 1/2'' H:1 1/2'' Round | 96 | Clear Silver |  | On/Off Switch | Plug In | 0 | 0 | 0 | 0 | 0 | 0 | 0 | 0 | 0 | 0 | 0 | 014817593150 | 39.75 | 14.25 | 19.25 | 21.4 | 6.31 | 250 | Yes | [9 empty] | cETL Dry | BECKHAM CLSC 1L FLOOR PN | 1 - Light Floor Lamp |  | TT1031PN1.jpg | TT1031PN1.jpg
TT1042AI1 | 2 - Light Floor Lamp | The Logan family of products from TOB Thomas O'Brien for Generation Lighting mirrors Thomas' masterful design aesthetic of bridging traditional and modern styles. The chandeliers, bath vanities and sconces feature crisp, tapered shades atop Aged Iron or Polished Nickel hardware, while pendants are offered in a trending Matte White finish. Elegant curves soften structured frames and clean lines, lending aesthetic balance and versatility to Logan lighting fixtures. Bath sconces also available as ADA-compliant. | PORTABLE | Logan | Portable Lamps | Aged Iron | AI | Steel | White Linen Fabric | D:19" H:16.5" | D:15" |  | 2 Medium A19 9.5w |  | 2 | Yes | [14 empty] | 0 | [12 empty] | 349.98 | 699.96 | 1049.94 | D:19 1/8'' H:67 7/8'' O:71 1/2'' | 10.7 | 19.125 |  |  | 67.875 |  |  |  | 71.5 | 67.875 - 71.5 | [29 empty] | DP:19 1/8'' W:19 1/8'' Square | 96 | Black |  | On/Off Switch | Plug In | 0 | 0 | 0 | 0 | 0 | 0 | 0 | 0 | 0 | 0 | 0 | 014817593570 | 55.25 | 21.5 | 22 | 23.4 | 15.123 | 300 | Yes | [8 empty] | ETL Dry | cETL Dry | LOGAN 2L FLOOR LAMP AI | 2 - Light Floor Lamp |  | TT1042AI1.jpg | TT1042AI1.jpg
TT1042PN1 | 2 - Light Floor Lamp | The Logan family of products from TOB Thomas O'Brien for Generation Lighting mirrors Thomas' masterful design aesthetic of bridging traditional and modern styles. The chandeliers, bath vanities and sconces feature crisp, tapered shades atop Aged Iron or Polished Nickel hardware, while pendants are offered in a trending Matte White finish. Elegant curves soften structured frames and clean lines, lending aesthetic balance and versatility to Logan lighting fixtures. Bath sconces also available as ADA-compliant. | PORTABLE | Logan | Portable Lamps | Polished Nickel | PN | Steel | White Linen Fabric | D:19" H:16.5" | D:15" |  | 2 Medium A19 9.5w |  | 2 | Yes | [14 empty] | 0 | [12 empty] | 349.98 | 699.96 | 1049.94 | D:19 1/8'' H:67 7/8'' O:71 1/2'' | 10.7 | 19.125 |  |  | 67.875 |  |  |  | 71.5 | 67.875 - 71.5 | [29 empty] | DP:19 1/8'' W:19 1/8'' Square | 96 | Clear Silver |  | On/Off Switch | Plug In | 0 | 0 | 0 | 0 | 0 | 0 | 0 | 0 | 0 | 0 | 0 | 014817593587 | 55 | 21.5 | 21.75 | 24.6 | 14.884 | 300 | Yes | [8 empty] | ETL Dry | cETL Dry | LOGAN 2L FLOOR LAMP PN | 2 - Light Floor Lamp |  | TT1042PN1.jpg | TT1042PN1.jpg
TT1051AI1 | 1 - Light Table Lamp | The Logan family of products from TOB Thomas O'Brien for Generation Lighting mirrors Thomas' masterful design aesthetic of bridging traditional and modern styles. The chandeliers, bath vanities and sconces feature crisp, tapered shades atop Aged Iron or Polished Nickel hardware, while pendants are offered in a trending Matte White finish. Elegant curves soften structured frames and clean lines, lending aesthetic balance and versatility to Logan lighting fixtures. Bath sconces also available as ADA-compliant. | PORTABLE | Logan | Portable Lamps | Aged Iron | AI | Steel | White Linen Fabric | D:14.5" H:11.75" | D:10.625" |  | 1 Medium A19 9.5w |  | 1 | Yes | [14 empty] | 0 |  |  |  |  | Black | [7 empty] | 149.5 | 299 | 448.5 | L:14 1/2'' W:14 1/2'' H:29 7/8'' | 3.6 |  | 14.5 | 14.5 | 29.875 | [34 empty] | D:12 1/4'' H:16 3/8'' Round | 72 | Black |  | On/Off Switch | Plug In | 0 | 0 | 0 | 0 | 0 | 0 | 0 | 0 | 0 | 0 | 0 | 014817598117 | [16 empty] | cETL Dry | LOGAN 1L TABLE LAMP AI | 1 - Light Table Lamp |  | TT1051AI1.jpg | TT1051AI1.jpg
TT1051PN1 | 1 - Light Table Lamp | The Logan family of products from TOB Thomas O'Brien for Generation Lighting mirrors Thomas' masterful design aesthetic of bridging traditional and modern styles. The chandeliers, bath vanities and sconces feature crisp, tapered shades atop Aged Iron or Polished Nickel hardware, while pendants are offered in a trending Matte White finish. Elegant curves soften structured frames and clean lines, lending aesthetic balance and versatility to Logan lighting fixtures. Bath sconces also available as ADA-compliant. | PORTABLE | Logan | Portable Lamps | Polished Nickel | PN | Steel | White Linen Fabric | D:14.5" H:11.75" | D:10.625" |  | 1 Medium A19 9.5w |  | 1 | Yes | [14 empty] | 0 |  |  |  |  | Clear Silver | [7 empty] | 149.5 | 299 | 448.5 | L:14 1/2'' W:14 1/2'' H:29 7/8'' | 3.6 |  | 14.5 | 14.5 | 29.875 | [34 empty] | D:12 1/4'' H:16 3/8'' Round | 72 | Clear Silver |  | On/Off Switch | Plug In | 0 | 0 | 0 | 0 | 0 | 0 | 0 | 0 | 0 | 0 | 0 | 014817598124 | [16 empty] | cETL Dry | LOGAN 1L TABLE LAMP PN | 1 - Light Table Lamp |  | TT1051PN1.jpg | TT1051PN1.jpg
TV1001BBS | 1 - Light Wall Sconce | Beckham Classic from TOB Thomas O'Brien for Generation Lighting has an understated elegance with a masculine, tailored look that fits well with a range of styles, from transitional to modern. The pieces within this family span ceiling, wall, portable and vanity, so Beckham Classic can complement most living, dining and bath areas. The floor lamp is adjustable in height with a centered, lock detail, while chandeliers feature arms welded to a vertical hub. This piece is sure to withstand the test of time. | WALL SCONCE | Beckham Classic | Wall / Bath Lighting | Burnished Brass | BBS | Steel | Milk White Glass | D:5.5" H:6" | D:3.5" |  | 1 Candelabra Torpedo 60w |  | 1 | No | [14 empty] | 0 | [12 empty] | 74.98 | 149.96 | 224.94 | W:5 3/8'' H:14'' E:7 5/8'' | 4.2 |  |  | 5.375 | 14 | Wall / Bath |  |  |  |  | 7.625 | [25 empty] | DP:5/8'' W:4'' H:8 1/2'' OB UP:9 3/4'' OB DOWN:4 1/4'' Rectangular |  |  |  | 8 | Black/White |  |  | Hardwired | 0 | 0 | 0 | 0 | 0 | 0 | 0 | 0 | 0 | 0 | 0 | 014817593020 | 19.5 | 8.75 | 8.75 | 5.5 | 0.864 | 125 | Yes | [8 empty] | ETL Damp | cETL Damp | BECKHAM CLSC 1L VNTY BBS | 1 - Light Wall Sconce |  | TV1001BBS.jpg | TV1001BBS.jpg
TV1001PN | 1 - Light Wall Sconce | Beckham Classic from TOB Thomas O'Brien for Generation Lighting has an understated elegance with a masculine, tailored look that fits well with a range of styles, from transitional to modern. The pieces within this family span ceiling, wall, portable and vanity, so Beckham Classic can complement most living, dining and bath areas. The floor lamp is adjustable in height with a centered, lock detail, while chandeliers feature arms welded to a vertical hub. This piece is sure to withstand the test of time. | WALL SCONCE | Beckham Classic | Wall / Bath Lighting | Polished Nickel | PN | Steel | Milk White Glass | D:5.5" H:6" | D:3.5" |  | 1 Candelabra Torpedo 60w |  | 1 | No | [14 empty] | 0 | [12 empty] | 74.98 | 149.96 | 224.94 | W:5 3/8'' H:14'' E:7 5/8'' | 4.2 |  |  | 5.375 | 14 | Wall / Bath |  |  |  |  | 7.625 | [25 empty] | DP:5/8'' W:4'' H:8 1/2'' OB UP:9 3/4'' OB DOWN:4 1/4'' Rectangular |  |  |  | 8 | Black/White |  |  | Hardwired | 0 | 0 | 0 | 0 | 0 | 0 | 0 | 0 | 0 | 0 | 0 | 014817593037 | 19.5 | 8.75 | 8.75 | 5.5 | 0.864 | 125 | Yes | [8 empty] | ETL Damp | cETL Damp | BECKHAM CLSC 1L VNTY PN | 1 - Light Wall Sconce |  | TV1001PN.jpg | TV1001PN.jpg
TV1011BBS | 1 - Light Wall Sconce | Beckham Classic from TOB Thomas O'Brien for Generation Lighting has an understated elegance with a masculine, tailored look that fits well with a range of styles, from transitional to modern. The pieces within this family span ceiling, wall, portable and vanity, so Beckham Classic can complement most living, dining and bath areas. The floor lamp is adjustable in height with a centered, lock detail, while chandeliers feature arms welded to a vertical hub. This piece is sure to withstand the test of time. | WALL SCONCE | Beckham Classic | Wall / Bath Lighting | Burnished Brass | BBS | Steel | Milk White Glass | D:5.5" H:6" | D:3.5" |  | 1 Candelabra Torpedo 60w |  | 1 | No | [14 empty] | 0 | [12 empty] | 70.48 | 140.96 | 211.44 | W:5 1/2'' H:10 5/8'' E:7'' | 3.3 |  |  | 5.5 | 10.625 | Wall / Bath |  |  |  |  | 7 | [25 empty] | DP:5/8'' W:4 1/2'' H:4 1/2'' OB UP:8 3/8'' OB DOWN:2 1/4'' Rectangular |  |  |  | 8 | Black/White |  |  | Hardwired | 0 | 0 | 0 | 0 | 0 | 0 | 0 | 0 | 0 | 0 | 0 | 014817593044 | 16.25 | 8.75 | 9 | 4.1 | 0.741 | 175 | Yes | [8 empty] | ETL Damp | cETL Damp | BECKHAM CLSC 1L VNTY BBS | 1 - Light Wall Sconce |  | TV1011BBS.jpg | TV1011BBS.jpg
TV1011PN | 1 - Light Wall Sconce | Beckham Classic from TOB Thomas O'Brien for Generation Lighting has an understated elegance with a masculine, tailored look that fits well with a range of styles, from transitional to modern. The pieces within this family span ceiling, wall, portable and vanity, so Beckham Classic can complement most living, dining and bath areas. The floor lamp is adjustable in height with a centered, lock detail, while chandeliers feature arms welded to a vertical hub. This piece is sure to withstand the test of time. | WALL SCONCE | Beckham Classic | Wall / Bath Lighting | Polished Nickel | PN | Steel | Milk White Glass | D:5.5" H:6" | D:3.5" |  | 1 Candelabra Torpedo 60w |  | 1 | No | [14 empty] | 0 | [12 empty] | 70.48 | 140.96 | 211.44 | W:5 1/2'' H:10 5/8'' E:7'' | 3.3 |  |  | 5.5 | 10.625 | Wall / Bath |  |  |  |  | 7 | [25 empty] | DP:5/8'' W:4 1/2'' H:4 1/2'' OB UP:8 3/8'' OB DOWN:2 1/4'' Rectangular |  |  |  | 8 | Black/White |  |  | Hardwired | 0 | 0 | 0 | 0 | 0 | 0 | 0 | 0 | 0 | 0 | 0 | 014817593051 | 16.25 | 8.75 | 8.75 | 4.1 | 0.72 | 175 | Yes | [8 empty] | ETL Damp | cETL Damp | BECKHAM CLSC 1L VNTY PN | 1 - Light Wall Sconce |  | TV1011PN.jpg | TV1011PN.jpg
TV1022BBS | 2 - Light Vanity | Beckham Classic from TOB Thomas O'Brien for Generation Lighting has an understated elegance with a masculine, tailored look that fits well with a range of styles, from transitional to modern. The pieces within this family span ceiling, wall, portable and vanity, so Beckham Classic can complement most living, dining and bath areas. The floor lamp is adjustable in height with a centered, lock detail, while chandeliers feature arms welded to a vertical hub. This piece is sure to withstand the test of time. | BATH | Beckham Classic | Wall / Bath Lighting | Burnished Brass | BBS | Steel | Milk White Glass | D:5.5" H:6" | D:3.5" |  | 2 Candelabra Torpedo 60w |  | 2 | No | [14 empty] | 0 | [12 empty] | 106.48 | 212.96 | 319.44 | W:13 1/4'' H:10 3/8'' E:7'' | 7.1 |  |  | 13.25 | 10.375 | Wall / Bath |  |  |  |  | 7 | [25 empty] | DP:5/8'' W:12 3/8'' H:4'' OB UP:8 3/8'' OB DOWN:2'' Rectangular |  |  |  | 8 | Black/White |  |  | Hardwired | 0 | 0 | 0 | 0 | 0 | 0 | 0 | 0 | 0 | 0 | 0 | 014817593068 | 15.25 | 8.75 | 18 | 8.5 | 1.39 | 125 | Yes | [8 empty] | ETL Damp | cETL Damp | BECKHAM CLSC 2L VNTY BBS | 2 - Light Vanity |  | TV1022BBS.jpg | TV1022BBS.jpg
TV1022PN | 2 - Light Vanity | Beckham Classic from TOB Thomas O'Brien for Generation Lighting has an understated elegance with a masculine, tailored look that fits well with a range of styles, from transitional to modern. The pieces within this family span ceiling, wall, portable and vanity, so Beckham Classic can complement most living, dining and bath areas. The floor lamp is adjustable in height with a centered, lock detail, while chandeliers feature arms welded to a vertical hub. This piece is sure to withstand the test of time. | BATH | Beckham Classic | Wall / Bath Lighting | Polished Nickel | PN | Steel | Milk White Glass | D:5.5" H:6" | D:3.5" |  | 2 Candelabra Torpedo 60w |  | 2 | No | [14 empty] | 0 | [12 empty] | 106.48 | 212.96 | 319.44 | W:13 1/4'' H:10 3/8'' E:7'' | 7.1 |  |  | 13.25 | 10.375 | Wall / Bath |  |  |  |  | 7 | [25 empty] | DP:5/8'' W:12 3/8'' H:4'' OB UP:8 3/8'' OB DOWN:2'' Rectangular |  |  |  | 8 | Black/White |  |  | Hardwired | 0 | 0 | 0 | 0 | 0 | 0 | 0 | 0 | 0 | 0 | 0 | 014817593075 | 17.5 | 9 | 15.5 | 8.5 | 1.413 | 125 | Yes | [8 empty] | ETL Damp | cETL Damp | BECKHAM CLSC 2L VNTY PN | 2 - Light Vanity |  | TV1022PN.jpg | TV1022PN.jpg
TV1033BBS | 3 - Light Vanity | Beckham Classic from TOB Thomas O'Brien for Generation Lighting has an understated elegance with a masculine, tailored look that fits well with a range of styles, from transitional to modern. The pieces within this family span ceiling, wall, portable and vanity, so Beckham Classic can complement most living, dining and bath areas. The floor lamp is adjustable in height with a centered, lock detail, while chandeliers feature arms welded to a vertical hub. This piece is sure to withstand the test of time. | BATH | Beckham Classic | Wall / Bath Lighting | Burnished Brass | BBS | Steel | Milk White Glass | D:5.5" H:6" | D:3.5" |  | 3 Candelabra Torpedo 60w |  | 3 | No | [14 empty] | 0 | [12 empty] | 149.98 | 299.96 | 449.94 | W:21 1/8'' H:10 3/8'' E:7'' | 10.6 |  |  | 21.125 | 10.375 | Wall / Bath |  |  |  |  | 7 | [25 empty] | DP:5/8'' W:20 1/8'' H:4'' OB UP:8 3/8'' OB DOWN:2'' Rectangular |  |  |  | 8 | Black/White |  |  | Hardwired | 0 | 0 | 0 | 0 | 0 | 0 | 0 | 0 | 0 | 0 | 0 | 014817593082 | 23.5 | 9 | 17.5 | 12.5 | 2.142 | 175 | Yes | [8 empty] | ETL Damp | cETL Damp | BECKHAM CLSC 3L VNTY BBS | 3 - Light Vanity |  | TV1033BBS.jpg | TV1033BBS.jpg
TV1033PN | 3 - Light Vanity | Beckham Classic from TOB Thomas O'Brien for Generation Lighting has an understated elegance with a masculine, tailored look that fits well with a range of styles, from transitional to modern. The pieces within this family span ceiling, wall, portable and vanity, so Beckham Classic can complement most living, dining and bath areas. The floor lamp is adjustable in height with a centered, lock detail, while chandeliers feature arms welded to a vertical hub. This piece is sure to withstand the test of time. | BATH | Beckham Classic | Wall / Bath Lighting | Polished Nickel | PN | Steel | Milk White Glass | D:5.5" H:6" | D:3.5" |  | 3 Candelabra Torpedo 60w |  | 3 | No | [14 empty] | 0 | [12 empty] | 149.98 | 299.96 | 449.94 | W:21 1/8'' H:10 3/8'' E:7'' | 10.6 |  |  | 21.125 | 10.375 | Wall / Bath |  |  |  |  | 7 | [25 empty] | DP:5/8'' W:20 1/8'' H:4'' OB UP:8 3/8'' OB DOWN:2'' Rectangular |  |  |  | 8 | Black/White |  |  | Hardwired | 0 | 0 | 0 | 0 | 0 | 0 | 0 | 0 | 0 | 0 | 0 | 014817593099 | 23.5 | 9 | 17.75 | 12.5 | 2.173 | 175 | Yes | [8 empty] | ETL Damp | cETL Damp | BECKHAM CLSC 3L VNTY PN | 3 - Light Vanity |  | TV1033PN.jpg | TV1033PN.jpg
TV1044BBS | 4 - Light Vanity | Beckham Classic from TOB Thomas O'Brien for Generation Lighting has an understated elegance with a masculine, tailored look that fits well with a range of styles, from transitional to modern. The pieces within this family span ceiling, wall, portable and vanity, so Beckham Classic can complement most living, dining and bath areas. The floor lamp is adjustable in height with a centered, lock detail, while chandeliers feature arms welded to a vertical hub. This piece is sure to withstand the test of time. | BATH | Beckham Classic | Wall / Bath Lighting | Burnished Brass | BBS | Steel | Milk White Glass | D:5.5" H:6" | D:3.5" |  | 4 Candelabra Torpedo 60w |  | 4 | No | [14 empty] | 0 | [12 empty] | 212.98 | 425.96 | 638.94 | W:28 7/8'' H:10 3/8'' E:7'' | 14.9 |  |  | 28.875 | 10.375 | Wall / Bath |  |  |  |  | 7 | [25 empty] | DP:5/8'' W:28'' H:4'' OB UP:8 3/8'' OB DOWN:2'' Rectangular |  |  |  | 8 | Black/White |  |  | Hardwired | 0 | 0 | 0 | 0 | 0 | 0 | 0 | 0 | 0 | 0 | 0 | 014817593105 | 32 | 9 | 17.5 | 17.1 | 2.917 | 175 | Yes | [8 empty] | ETL Damp | cETL Damp | BECKHAM CLSC 4L VNTY BBS | 4 - Light Vanity |  | TV1044BBS.jpg | TV1044BBS.jpg
TV1044PN | 4 - Light Vanity | Beckham Classic from TOB Thomas O'Brien for Generation Lighting has an understated elegance with a masculine, tailored look that fits well with a range of styles, from transitional to modern. The pieces within this family span ceiling, wall, portable and vanity, so Beckham Classic can complement most living, dining and bath areas. The floor lamp is adjustable in height with a centered, lock detail, while chandeliers feature arms welded to a vertical hub. This piece is sure to withstand the test of time. | BATH | Beckham Classic | Wall / Bath Lighting | Polished Nickel | PN | Steel | Milk White Glass | D:5.5" H:6" | D:3.5" |  | 4 Candelabra Torpedo 60w |  | 4 | No | [14 empty] | 0 | [12 empty] | 212.98 | 425.96 | 638.94 | W:28 7/8'' H:10 3/8'' E:7'' | 14.9 |  |  | 28.875 | 10.375 | Wall / Bath |  |  |  |  | 7 | [25 empty] | DP:5/8'' W:28'' H:4'' OB UP:8 3/8'' OB DOWN:2'' Rectangular |  |  |  | 8 | Black/White |  |  | Hardwired | 0 | 0 | 0 | 0 | 0 | 0 | 0 | 0 | 0 | 0 | 0 | 014817593112 | 32 | 9 | 17.5 | 17.1 | 2.917 | 175 | Yes | [8 empty] | ETL Damp | cETL Damp | BECKHAM CLSC 4L VNTY PN | 4 - Light Vanity |  | TV1044PN.jpg | TV1044PN.jpg
TV1111AI | 1 - Light Wall Sconce | The Logan family of products from TOB Thomas O'Brien for Generation Lighting mirrors Thomas' masterful design aesthetic of bridging traditional and modern styles. The chandeliers, bath vanities and sconces feature crisp, tapered shades atop Aged Iron or Polished Nickel hardware, while pendants are offered in a trending Matte White finish. Elegant curves soften structured frames and clean lines, lending aesthetic balance and versatility to Logan lighting fixtures. Bath sconces also available as ADA-compliant. | WALL SCONCE | Logan | Wall / Bath Lighting | Aged Iron | AI | Steel | Milk White Glass | D:5" H:6" | D:3.5" |  | 1 Candelabra Torpedo 60w |  | 1 | No | [14 empty] | 0 | [12 empty] | 49.95 | 99.9 | 149.85 | W:5'' H:12'' E:6 5/8'' | 2.5 |  |  | 5 | 12 | Wall / Bath |  |  |  |  | 6.625 | [25 empty] | D:4 1/2'' DP:5/8'' OB UP:9 3/4'' OB DOWN:2 1/4'' Round |  |  |  | 8 | Black/White |  |  | Hardwired | 0 | 0 | 0 | 0 | 0 | 0 | 0 | 0 | 0 | 0 | 0 | 014817593471 | 15 | 10.5 | 8.5 | 3.8 | 0.775 | 175 | Yes | [8 empty] | ETL Damp | cETL Damp | LOGAN 1L VANITY AI | 1 - Light Wall Sconce |  | TV1111AI.jpg | TV1111AI.jpg
TV1111PN | 1 - Light Wall Sconce | The Logan family of products from TOB Thomas O'Brien for Generation Lighting mirrors Thomas' masterful design aesthetic of bridging traditional and modern styles. The chandeliers, bath vanities and sconces feature crisp, tapered shades atop Aged Iron or Polished Nickel hardware, while pendants are offered in a trending Matte White finish. Elegant curves soften structured frames and clean lines, lending aesthetic balance and versatility to Logan lighting fixtures. Bath sconces also available as ADA-compliant. | WALL SCONCE | Logan | Wall / Bath Lighting | Polished Nickel | PN | Steel | Milk White Glass | D:5" H:6" | D:3.5" |  | 1 Candelabra Torpedo 60w |  | 1 | No | [14 empty] | 0 | [12 empty] | 49.95 | 99.9 | 149.85 | W:5'' H:12'' E:6 5/8'' | 2.5 |  |  | 5 | 12 | Wall / Bath |  |  |  |  | 6.625 | [25 empty] | D:4 1/2'' DP:5/8'' OB UP:9 3/4'' OB DOWN:2 1/4'' Round |  |  |  | 8 | Black/White |  |  | Hardwired | 0 | 0 | 0 | 0 | 0 | 0 | 0 | 0 | 0 | 0 | 0 | 014817593488 | 15 | 10.25 | 7.75 | 3.6 | 0.69 | 175 | Yes | [8 empty] | ETL Damp | cETL Damp | LOGAN 1L VANITY PN | 1 - Light Wall Sconce |  | TV1111PN.jpg | TV1111PN.jpg
TV1122AI | 2 - Light Vanity | The Logan family of products from TOB Thomas O'Brien for Generation Lighting mirrors Thomas' masterful design aesthetic of bridging traditional and modern styles. The chandeliers, bath vanities and sconces feature crisp, tapered shades atop Aged Iron or Polished Nickel hardware, while pendants are offered in a trending Matte White finish. Elegant curves soften structured frames and clean lines, lending aesthetic balance and versatility to Logan lighting fixtures. Bath sconces also available as ADA-compliant. | BATH | Logan | Wall / Bath Lighting | Aged Iron | AI | Steel | Milk White Glass | D:5" H:6" | D:3.5" |  | 2 Candelabra Torpedo 60w |  | 2 | No | [14 empty] | 0 | [12 empty] | 74.98 | 149.96 | 224.94 | W:13'' H:12'' E:6 5/8'' | 4.2 |  |  | 13 | 12 | Wall / Bath |  |  |  |  | 6.625 | [25 empty] | D:4 1/2'' DP:5/8'' OB UP:9 3/4'' OB DOWN:2 1/4'' Round |  |  |  | 8 | Black/White |  |  | Hardwired | 0 | 0 | 0 | 0 | 0 | 0 | 0 | 0 | 0 | 0 | 0 | 014817593495 | 18.375 | 14 | 8.5 | 6.1 | 1.265 | 175 | Yes | [8 empty] | ETL Damp | cETL Damp | LOGAN 2L VANITY AI | 2 - Light Vanity |  | TV1122AI.jpg | TV1122AI.jpg
TV1122PN | 2 - Light Vanity | The Logan family of products from TOB Thomas O'Brien for Generation Lighting mirrors Thomas' masterful design aesthetic of bridging traditional and modern styles. The chandeliers, bath vanities and sconces feature crisp, tapered shades atop Aged Iron or Polished Nickel hardware, while pendants are offered in a trending Matte White finish. Elegant curves soften structured frames and clean lines, lending aesthetic balance and versatility to Logan lighting fixtures. Bath sconces also available as ADA-compliant. | BATH | Logan | Wall / Bath Lighting | Polished Nickel | PN | Steel | Milk White Glass | D:5" H:6" | D:3.5" |  | 2 Candelabra Torpedo 60w |  | 2 | No | [14 empty] | 0 | [12 empty] | 82.98 | 165.96 | 248.94 | W:13'' H:12'' E:6 5/8'' | 4.2 |  |  | 13 | 12 | Wall / Bath |  |  |  |  | 6.625 | [25 empty] | D:4 1/2'' DP:5/8'' OB UP:9 3/4'' OB DOWN:2 1/4'' Round |  |  |  | 8 | Black/White |  |  | Hardwired | 0 | 0 | 0 | 0 | 0 | 0 | 0 | 0 | 0 | 0 | 0 | 014817593501 | 18.25 | 14 | 8.5 | 6 | 1.257 | 175 | Yes | [8 empty] | ETL Damp | cETL Damp | LOGAN 2L VANITY PN | 2 - Light Vanity |  | TV1122PN.jpg | TV1122PN.jpg
TV1133AI | 3 - Light Vanity | The Logan family of products from TOB Thomas O'Brien for Generation Lighting mirrors Thomas' masterful design aesthetic of bridging traditional and modern styles. The chandeliers, bath vanities and sconces feature crisp, tapered shades atop Aged Iron or Polished Nickel hardware, while pendants are offered in a trending Matte White finish. Elegant curves soften structured frames and clean lines, lending aesthetic balance and versatility to Logan lighting fixtures. Bath sconces also available as ADA-compliant. | BATH | Logan | Wall / Bath Lighting | Aged Iron | AI | Steel | Milk White Glass | D:5" H:6" | D:3.5" |  | 3 Candelabra Torpedo 60w |  | 3 | No | [14 empty] | 0 | [12 empty] | 117.98 | 235.96 | 353.94 | W:19 1/2'' H:12'' E:6 5/8'' | 6.5 |  |  | 19.5 | 12 | Wall / Bath |  |  |  |  | 6.625 | [25 empty] | D:4 1/2'' DP:5/8'' OB UP:9 3/4'' OB DOWN:2 1/4'' Round |  |  |  | 8 | Black/White |  |  | Hardwired | 0 | 0 | 0 | 0 | 0 | 0 | 0 | 0 | 0 | 0 | 0 | 014817593518 | 19.5 | 18.75 | 8.5 | 8.9 | 1.799 | 175 | Yes | [8 empty] | ETL Damp | cETL Damp | LOGAN 3L VANITY AI | 3 - Light Vanity |  | TV1133AI.jpg | TV1133AI.jpg
TV1133PN | 3 - Light Vanity | The Logan family of products from TOB Thomas O'Brien for Generation Lighting mirrors Thomas' masterful design aesthetic of bridging traditional and modern styles. The chandeliers, bath vanities and sconces feature crisp, tapered shades atop Aged Iron or Polished Nickel hardware, while pendants are offered in a trending Matte White finish. Elegant curves soften structured frames and clean lines, lending aesthetic balance and versatility to Logan lighting fixtures. Bath sconces also available as ADA-compliant. | BATH | Logan | Wall / Bath Lighting | Polished Nickel | PN | Steel | Milk White Glass | D:5" H:6" | D:3.5" |  | 3 Candelabra Torpedo 60w |  | 3 | No | [14 empty] | 0 | [12 empty] | 117.98 | 235.96 | 353.94 | W:19 1/2'' H:12'' E:6 5/8'' | 6.5 |  |  | 19.5 | 12 | Wall / Bath |  |  |  |  | 6.625 | [25 empty] | D:4 1/2'' DP:5/8'' OB UP:9 3/4'' OB DOWN:2 1/4'' Round |  |  |  | 8 | Black/White |  |  | Hardwired | 0 | 0 | 0 | 0 | 0 | 0 | 0 | 0 | 0 | 0 | 0 | 014817593525 | 19.5 | 18.625 | 8.5 | 8.6 | 1.787 | 175 | Yes | [8 empty] | ETL Damp | cETL Damp | LOGAN 3L VANITY PN | 3 - Light Vanity |  | TV1133PN.jpg | TV1133PN.jpg
TV1211AI | 1 - Light Wall Sconce | The Logan family of products from TOB Thomas O'Brien for Generation Lighting mirrors Thomas' masterful design aesthetic of bridging traditional and modern styles. The chandeliers, bath vanities and sconces feature crisp, tapered shades atop Aged Iron or Polished Nickel hardware, while pendants are offered in a trending Matte White finish. Elegant curves soften structured frames and clean lines, lending aesthetic balance and versatility to Logan lighting fixtures. Bath sconces also available as ADA-compliant. | WALL SCONCE | Logan | Wall / Bath Lighting | Aged Iron | AI | Steel | White Pressed Glass | L:3.75" W:3.25" H:8.375" |  |  | 1 Medium T10 75w |  | 1 | No | [14 empty] | 0 | [12 empty] | 94.48 | 188.96 | 283.44 | W:4 3/4'' H:11 1/2'' E:4'' | 5.8 |  |  | 4.75 | 11.5 | Wall / Bath |  |  |  |  | 4 | [25 empty] | DP:5/8'' W:4 3/4'' H:11 1/2'' OB UP:5 3/4'' OB DOWN:5 3/4'' Rectangular |  |  |  | 8 | Black/White |  |  | Hardwired | 0 | 0 | 0 | 0 | 0 | 0 | 0 | 0 | 0 | 0 | 0 | 014817593532 | 16.5 | 9 | 9.5 | 7.4 | 0.816 | 100 | Yes | [8 empty] | ETL Damp | cETL Damp | LOGAN 1L VANITY AI | 1 - Light Wall Sconce |  | TV1211AI.jpg | TV1211AI.jpg
TV1211PN | 1 - Light Wall Sconce | The Logan family of products from TOB Thomas O'Brien for Generation Lighting mirrors Thomas' masterful design aesthetic of bridging traditional and modern styles. The chandeliers, bath vanities and sconces feature crisp, tapered shades atop Aged Iron or Polished Nickel hardware, while pendants are offered in a trending Matte White finish. Elegant curves soften structured frames and clean lines, lending aesthetic balance and versatility to Logan lighting fixtures. Bath sconces also available as ADA-compliant. | WALL SCONCE | Logan | Wall / Bath Lighting | Polished Nickel | PN | Steel | White Pressed Glass | L:3.75" W:3.25" H:8.375" |  |  | 1 Medium T10 75w |  | 1 | No | [14 empty] | 0 | [12 empty] | 94.48 | 188.96 | 283.44 | W:4 3/4'' H:11 1/2'' E:4'' | 5.8 |  |  | 4.75 | 11.5 | Wall / Bath |  |  |  |  | 4 | [25 empty] | DP:5/8'' W:4 3/4'' H:11 1/2'' OB UP:5 3/4'' OB DOWN:5 3/4'' Rectangular |  |  |  | 8 | Black/White |  |  | Hardwired | 0 | 0 | 0 | 0 | 0 | 0 | 0 | 0 | 0 | 0 | 0 | 014817593549 | 16.5 | 8.5 | 9 | 7.2 | 0.73 | 100 | Yes | [8 empty] | ETL Damp | cETL Damp | LOGAN 1L VANITY PN | 1 - Light Wall Sconce |  | TV1211PN.jpg | TV1211PN.jpg
TV1222AI | 2 - Light Wall Sconce | The Logan family of products from TOB Thomas O'Brien for Generation Lighting mirrors Thomas' masterful design aesthetic of bridging traditional and modern styles. The chandeliers, bath vanities and sconces feature crisp, tapered shades atop Aged Iron or Polished Nickel hardware, while pendants are offered in a trending Matte White finish. Elegant curves soften structured frames and clean lines, lending aesthetic balance and versatility to Logan lighting fixtures. Bath sconces also available as ADA-compliant. | BATH | Logan | Wall / Bath Lighting | Aged Iron | AI | Steel | White Pressed Glass | L:3.75" W:3.25" H:13.375" |  |  | 2 Medium T10 75w |  | 2 | No | [14 empty] | 0 | [12 empty] | 135.98 | 271.96 | 407.94 | W:4 3/4'' H:16 1/2'' E:4'' | 8.3 |  |  | 4.75 | 16.5 | Wall / Bath |  |  |  |  | 4 | [25 empty] | DP:5/8'' W:4 3/4'' H:16 1/2'' OB UP:8 1/4'' OB DOWN:8 1/4'' Rectangular |  |  |  | 8 | Black/White |  |  | Hardwired | 0 | 0 | 0 | 0 | 0 | 0 | 0 | 0 | 0 | 0 | 0 | 014817593556 | 21.5 | 9 | 9.25 | 10.2 | 1.036 | 100 | Yes | [8 empty] | ETL Damp | cETL Damp | LOGAN 2L VANITY AI | 2 - Light Wall Sconce |  | TV1222AI.jpg | TV1222AI.jpg
TV1222PN | 2 - Light Wall Sconce | The Logan family of products from TOB Thomas O'Brien for Generation Lighting mirrors Thomas' masterful design aesthetic of bridging traditional and modern styles. The chandeliers, bath vanities and sconces feature crisp, tapered shades atop Aged Iron or Polished Nickel hardware, while pendants are offered in a trending Matte White finish. Elegant curves soften structured frames and clean lines, lending aesthetic balance and versatility to Logan lighting fixtures. Bath sconces also available as ADA-compliant. | BATH | Logan | Wall / Bath Lighting | Polished Nickel | PN | Steel | White Pressed Glass | L:3.75" W:3.25" H:13.375" |  |  | 2 Medium T10 75w |  | 2 | No | [14 empty] | 0 | [12 empty] | 135.98 | 271.96 | 407.94 | W:4 3/4'' H:16 1/2'' E:4'' | 8.3 |  |  | 4.75 | 16.5 | Wall / Bath |  |  |  |  | 4 | [25 empty] | DP:5/8'' W:4 3/4'' H:16 1/2'' OB UP:8 1/4'' OB DOWN:8 1/4'' Rectangular |  |  |  | 8 | Black/White |  |  | Hardwired | 0 | 0 | 0 | 0 | 0 | 0 | 0 | 0 | 0 | 0 | 0 | 014817593563 | 21.5 | 9 | 8.5 | 10.7 | 0.952 | 93 | Yes | [8 empty] | ETL Damp | cETL Damp | LOGAN 2L VANITY PN | 2 - Light Wall Sconce |  | TV1222PN.jpg | TV1222PN.jpg
TW1001AI | 1 - Light Wall Sconce | Capri from TOB Thomas O'Brien for Generation Lighting reflects the trending uptown chic style with its upscale, unfussy sensibility. This large product family includes chandeliers with large scale arms welded into the hub, tapered, conical and globe pendants with milk glass shades, sconces and lamps. It is available in five finish options: Aged Iron finish for more of an industrial look, Polished Nickel for a contemporary one and Burnished Brass for more traditional, Antique Nickel or Antique White for a vintage vibe. The column and stem detail epitomizes Thomas' vintage elegance. | WALL SCONCE | Capri | Wall / Bath Lighting | Aged Iron | AI | Steel | White Linen Fabric | D:5.5" H:6.125" | D:4" |  | 1 Medium A19 60w |  | 1 | No | [14 empty] | 0 | [12 empty] | 74.98 | 149.96 | 224.94 | W:5 1/2'' H:14 1/2'' E:8 3/8'' | 1.6 |  |  | 5.5 | 14.5 | Wall / Bath |  |  |  |  | 8.375 | [25 empty] | D:4 1/2'' DP:1/2'' OB UP:11 7/8'' OB DOWN:2 5/8'' Round |  |  |  | 8 | Black/White |  |  | Hardwired | 0 | 0 | 0 | 0 | 0 | 0 | 0 | 0 | 0 | 0 | 0 | 014817592870 | 14.5 | 10.5 | 8.25 | 2.7 | 0.727 | 250 | Yes | [9 empty] | cETL Dry | CAPRI 1L SCONCE AI | 1 - Light Wall Sconce |  | TW1001AI.jpg | TW1001AI.jpg
TW1001PN | 1 - Light Wall Sconce | Capri from TOB Thomas O'Brien for Generation Lighting reflects the trending uptown chic style with its upscale, unfussy sensibility. This large product family includes chandeliers with large scale arms welded into the hub, tapered, conical and globe pendants with milk glass shades, sconces and lamps. It is available in five finish options: Aged Iron finish for more of an industrial look, Polished Nickel for a contemporary one and Burnished Brass for more traditional, Antique Nickel or Antique White for a vintage vibe. The column and stem detail epitomizes Thomas' vintage elegance. | WALL SCONCE | Capri | Wall / Bath Lighting | Polished Nickel | PN | Steel | White Linen Fabric | D:5.5" H:6.125" | D:4" |  | 1 Medium A19 60w |  | 1 | No | [14 empty] | 0 | [12 empty] | 74.98 | 149.96 | 224.94 | W:5 1/2'' H:14 1/2'' E:8 3/8'' | 1.6 |  |  | 5.5 | 14.5 | Wall / Bath |  |  |  |  | 8.375 | [25 empty] | D:4 1/2'' DP:1/2'' OB UP:11 7/8'' OB DOWN:2 5/8'' Round |  |  |  | 8 | Black/White |  |  | Hardwired | 0 | 0 | 0 | 0 | 0 | 0 | 0 | 0 | 0 | 0 | 0 | 014817592863 | 14.5 | 8.25 | 10.5 | 2.6 | 0.727 | 250 | Yes | [9 empty] | cETL Dry | CAPRI 1L SCONCE PN | 1 - Light Wall Sconce |  | TW1001PN.jpg | TW1001PN.jpg
TW1012AI | 2 - Light Wall Sconce | Capri from TOB Thomas O'Brien for Generation Lighting reflects the trending uptown chic style with its upscale, unfussy sensibility. This large product family includes chandeliers with large scale arms welded into the hub, tapered, conical and globe pendants with milk glass shades, sconces and lamps. It is available in five finish options: Aged Iron finish for more of an industrial look, Polished Nickel for a contemporary one and Burnished Brass for more traditional, Antique Nickel or Antique White for a vintage vibe. The column and stem detail epitomizes Thomas' vintage elegance. | BATH | Capri | Wall / Bath Lighting | Aged Iron | AI | Steel | White Linen Fabric | D:5.5" H:6.125" | D:4" |  | 2 Medium A19 60w |  | 2 | No | [14 empty] | 0 | [12 empty] | 99.98 | 199.96 | 299.94 | W:16'' H:14 1/2'' E:8 7/8'' | 1.6 |  |  | 16 | 14.5 | Wall / Bath |  |  |  |  | 8.875 | [25 empty] | D:4 1/2'' DP:1/2'' OB UP:11 7/8'' OB DOWN:2 5/8'' Round |  |  |  | 8 | Black/White |  |  | Hardwired | 0 | 0 | 0 | 0 | 0 | 0 | 0 | 0 | 0 | 0 | 0 | 014817592894 | 16 | 10.25 | 14.75 | 4.4 | 1.4 | 250 | Yes | [9 empty] | cETL Dry | CAPRI 2L SCONCE AI | 2 - Light Wall Sconce |  | TW1012AI.jpg | TW1012AI.jpg
TW1012PN | 2 - Light Wall Sconce | Capri from TOB Thomas O'Brien for Generation Lighting reflects the trending uptown chic style with its upscale, unfussy sensibility. This large product family includes chandeliers with large scale arms welded into the hub, tapered, conical and globe pendants with milk glass shades, sconces and lamps. It is available in five finish options: Aged Iron finish for more of an industrial look, Polished Nickel for a contemporary one and Burnished Brass for more traditional, Antique Nickel or Antique White for a vintage vibe. The column and stem detail epitomizes Thomas' vintage elegance. | BATH | Capri | Wall / Bath Lighting | Polished Nickel | PN | Steel | White Linen Fabric | D:5.5" H:6.125" | D:4" |  | 2 Medium A19 60w |  | 2 | No | [14 empty] | 0 | [12 empty] | 99.98 | 199.96 | 299.94 | W:16'' H:14 1/2'' E:8 7/8'' | 1.6 |  |  | 16 | 14.5 | Wall / Bath |  |  |  |  | 8.875 | [25 empty] | D:4 1/2'' DP:1/2'' OB UP:11 7/8'' OB DOWN:2 5/8'' Round |  |  |  | 8 | Black/White |  |  | Hardwired | 0 | 0 | 0 | 0 | 0 | 0 | 0 | 0 | 0 | 0 | 0 | 014817592887 | 16 | 10.25 | 14.75 | 4.4 | 1.4 | 250 | Yes | [9 empty] | cETL Dry | CAPRI 2L SCONCE PN | 2 - Light Wall Sconce |  | TW1012PN.jpg | TW1012PN.jpg
TW1021AI | 1 - Light Wall Sconce | Capri from TOB Thomas O'Brien for Generation Lighting reflects the trending uptown chic style with its upscale, unfussy sensibility. This large product family includes chandeliers with large scale arms welded into the hub, tapered, conical and globe pendants with milk glass shades, sconces and lamps. It is available in five finish options: Aged Iron finish for more of an industrial look, Polished Nickel for a contemporary one and Burnished Brass for more traditional, Antique Nickel or Antique White for a vintage vibe. The column and stem detail epitomizes Thomas' vintage elegance. | WALL SCONCE | Capri | Wall / Bath Lighting | Aged Iron | AI | Steel | White Linen Fabric | D:8" H:8.5" | D:6" |  | 1 Medium A19 60w |  | 1 | No | [14 empty] | 0 | [12 empty] | 94.48 | 188.96 | 283.44 | W:8'' H:28 1/4'' E:9 5/8'' | 3.2 |  |  | 8 | 28.25 | Wall / Bath |  |  |  |  | 9.625 | [25 empty] | D:4 1/2'' DP:1/2'' OB UP:15 1/4'' OB DOWN:13'' Round |  |  |  | 8 | Black/White |  |  | Hardwired | 0 | 0 | 0 | 0 | 0 | 0 | 0 | 0 | 0 | 0 | 0 | 014817592917 | 25 | 12.75 | 10.25 | 5.4 | 1.891 | 250 | Yes | [9 empty] | cETL Dry | CAPRI 1L SCONCE AI | 1 - Light Wall Sconce |  | TW1021AI.jpg | TW1021AI.jpg
TW1021PN | 1 - Light Wall Sconce | Capri from TOB Thomas O'Brien for Generation Lighting reflects the trending uptown chic style with its upscale, unfussy sensibility. This large product family includes chandeliers with large scale arms welded into the hub, tapered, conical and globe pendants with milk glass shades, sconces and lamps. It is available in five finish options: Aged Iron finish for more of an industrial look, Polished Nickel for a contemporary one and Burnished Brass for more traditional, Antique Nickel or Antique White for a vintage vibe. The column and stem detail epitomizes Thomas' vintage elegance. | WALL SCONCE | Capri | Wall / Bath Lighting | Polished Nickel | PN | Steel | White Linen Fabric | D:8" H:8.5" | D:6" |  | 1 Medium A19 60w |  | 1 | No | [14 empty] | 0 | [12 empty] | 94.48 | 188.96 | 283.44 | W:8'' H:28 1/4'' E:9 5/8'' | 3.2 |  |  | 8 | 28.25 | Wall / Bath |  |  |  |  | 9.625 | [25 empty] | D:4 1/2'' DP:1/2'' OB UP:15 1/4'' OB DOWN:13'' Round |  |  |  | 8 | Black/White |  |  | Hardwired | 0 | 0 | 0 | 0 | 0 | 0 | 0 | 0 | 0 | 0 | 0 | 014817592900 | 25 | 12.75 | 12.75 | 5.5 | 2.352 | 250 | Yes | [9 empty] | cETL Dry | CAPRI 1L SCONCE PN | 1 - Light Wall Sconce |  | TW1021PN.jpg | TW1021PN.jpg
TW1031BBS | 1 - Light Wall Sconce | Beckham Classic from TOB Thomas O'Brien for Generation Lighting has an understated elegance with a masculine, tailored look that fits well with a range of styles, from transitional to modern. The pieces within this family span ceiling, wall, portable and vanity, so Beckham Classic can complement most living, dining and bath areas. The floor lamp is adjustable in height with a centered, lock detail, while chandeliers feature arms welded to a vertical hub. This piece is sure to withstand the test of time. | WALL SCONCE | Beckham Classic | Wall / Bath Lighting | Burnished Brass | BBS | Steel | White Linen Fabric | D:5" H:6.5" | D:3.5" |  | 1 Candelabra Torpedo 60w |  | 1 | No | [14 empty] | 0 | [12 empty] | 70.98 | 141.96 | 212.94 | W:5'' H:17'' E:6 3/4'' | 2.2 |  |  | 5 | 17 | Wall / Bath |  |  |  |  | 6.75 | [25 empty] | DP:5/8'' W:4 1/2'' H:4 1/2'' OB UP:13'' OB DOWN:4'' Square |  |  |  | 8 | Black/White |  |  | Hardwired | 0 | 0 | 0 | 0 | 0 | 0 | 0 | 0 | 0 | 0 | 0 | 014817593006 | 16.25 | 7.75 | 9.25 | 3.5 | 0.674 | 175 | Yes | [8 empty] | ETL Damp | cETL Damp | BECKHAM CLSC 1L SCNC BBS | 1 - Light Wall Sconce |  | TW1031BBS.jpg | TW1031BBS.jpg
TW1031PN | 1 - Light Wall Sconce | Beckham Classic from TOB Thomas O'Brien for Generation Lighting has an understated elegance with a masculine, tailored look that fits well with a range of styles, from transitional to modern. The pieces within this family span ceiling, wall, portable and vanity, so Beckham Classic can complement most living, dining and bath areas. The floor lamp is adjustable in height with a centered, lock detail, while chandeliers feature arms welded to a vertical hub. This piece is sure to withstand the test of time. | WALL SCONCE | Beckham Classic | Wall / Bath Lighting | Polished Nickel | PN | Steel | White Linen Fabric | D:5" H:6.5" | D:3.5" |  | 1 Candelabra Torpedo 60w |  | 1 | No | [14 empty] | 0 | [12 empty] | 70.98 | 141.96 | 212.94 | W:5'' H:17'' E:6 3/4'' | 2.2 |  |  | 5 | 17 | Wall / Bath |  |  |  |  | 6.75 | [25 empty] | DP:5/8'' W:4 1/2'' H:4 1/2'' OB UP:13'' OB DOWN:4'' Square |  |  |  | 8 | Black/White |  |  | Hardwired | 0 | 0 | 0 | 0 | 0 | 0 | 0 | 0 | 0 | 0 | 0 | 014817593013 | 16.25 | 7.75 | 9.25 | 3.5 | 0.674 | 175 | Yes | [8 empty] | ETL Damp | cETL Damp | BECKHAM CLSC 1L SCNC PN | 1 - Light Wall Sconce |  | TW1031PN.jpg | TW1031PN.jpg
TW1042BBS | 2 - Light Wall Sconce | As the name suggests, Beckham Modern from TOB by Thomas O'Brien for Generation Lighting pairs vertical lines and globes with sophisticated, modern glamour. Crafted of steel with Burnished Brass or Polished Nickel finish, these chandeliers and one or two-light wall sconces emanate soft, opulent light, lending a sculptural glow wherever they are placed. | WALL SCONCE | Beckham Modern | Wall / Bath Lighting | Burnished Brass | BBS | Steel |  |  |  |  | 2 Candelabra G40 60w |  | 2 | No | [14 empty] | 0 | [12 empty] | 40.98 | 81.96 | 122.94 | W:2 3/4'' H:4 1/2'' E:3 1/8'' | 1.6 |  |  | 2.75 | 4.5 | Wall / Bath |  |  |  |  | 3.125 | [25 empty] | DP:5/8'' W:2 15/32'' H:4 1/2'' OB UP:2 1/4'' OB DOWN:2 1/4'' Square |  |  |  | 8 | Black/White |  |  | Hardwired | 0 | 0 | 0 | 0 | 0 | 0 | 0 | 0 | 0 | 0 | 0 | 014817593228 | 7 | 6 | 6 | 1.8 | 0.146 | 85 | Yes | [8 empty] | ETL Damp | cETL Damp | BECKHAM MOD 2L SCNC BBS | 2 - Light Wall Sconce |  | TW1042BBS.jpg | TW1042BBS.jpg
TW1042PN | 2 - Light Wall Sconce | As the name suggests, Beckham Modern from TOB by Thomas O'Brien for Generation Lighting pairs vertical lines and globes with sophisticated, modern glamour. Crafted of steel with Burnished Brass or Polished Nickel finish, these chandeliers and one or two-light wall sconces emanate soft, opulent light, lending a sculptural glow wherever they are placed. | WALL SCONCE | Beckham Modern | Wall / Bath Lighting | Polished Nickel | PN | Steel |  |  |  |  | 2 Candelabra G40 60w |  | 2 | No | [14 empty] | 0 | [12 empty] | 40.98 | 81.96 | 122.94 | W:2 3/4'' H:4 1/2'' E:3 1/8'' | 1.6 |  |  | 2.75 | 4.5 | Wall / Bath |  |  |  |  | 3.125 | [25 empty] | DP:5/8'' W:2 15/32'' H:4 1/2'' OB UP:2 1/4'' OB DOWN:2 1/4'' Square |  |  |  | 8 | Black/White |  |  | Hardwired | 0 | 0 | 0 | 0 | 0 | 0 | 0 | 0 | 0 | 0 | 0 | 014817593235 | 7 | 6 | 6 | 1.8 | 0.146 | 85 | Yes | [8 empty] | ETL Damp | cETL Damp | BECKHAM MOD 2L SCNC PN | 2 - Light Wall Sconce |  | TW1042PN.jpg | TW1042PN.jpg
TW1051BBS | 1 - Light Wall Sconce | As the name suggests, Beckham Modern from TOB by Thomas O'Brien for Generation Lighting pairs vertical lines and globes with sophisticated, modern glamour. Crafted of steel with Burnished Brass or Polished Nickel finish, these chandeliers and one or two-light wall sconces emanate soft, opulent light, lending a sculptural glow wherever they are placed. | WALL SCONCE | Beckham Modern | Wall / Bath Lighting | Burnished Brass | BBS | Steel | White Linen Fabric | D:5.5" H:7.5" | D:4.5" |  | 1 Medium A19 60w |  | 1 | No | [14 empty] | 0 | [12 empty] | 83.48 | 166.96 | 250.44 | W:5 1/2'' H:26 7/8'' E:6 5/8'' | 2.9 |  |  | 5.5 | 26.875 | Wall / Bath |  |  |  |  | 6.625 | [25 empty] | D:4 1/2'' DP:1/2'' OB UP:21 7/8'' OB DOWN:5'' Round |  |  |  | 8 | Black/White |  |  | Hardwired | 0 | 0 | 0 | 0 | 0 | 0 | 0 | 0 | 0 | 0 | 0 | 014817593242 | 21.25 | 7.75 | 10.25 | 4.6 | 0.977 | 175 | Yes | [8 empty] | ETL Damp | cETL Damp | BECKHAM MOD 1L SCNC BBS | 1 - Light Wall Sconce |  | TW1051BBS.jpg | TW1051BBS.jpg
TW1051PN | 1 - Light Wall Sconce | As the name suggests, Beckham Modern from TOB by Thomas O'Brien for Generation Lighting pairs vertical lines and globes with sophisticated, modern glamour. Crafted of steel with Burnished Brass or Polished Nickel finish, these chandeliers and one or two-light wall sconces emanate soft, opulent light, lending a sculptural glow wherever they are placed. | WALL SCONCE | Beckham Modern | Wall / Bath Lighting | Polished Nickel | PN | Steel | White Linen Fabric | D:5.5" H:7.5" | D:4.5" |  | 1 Medium A19 60w |  | 1 | No | [14 empty] | 0 | [12 empty] | 83.48 | 166.96 | 250.44 | W:5 1/2'' H:26 7/8'' E:6 5/8'' | 2.9 |  |  | 5.5 | 26.875 | Wall / Bath |  |  |  |  | 6.625 | [25 empty] | D:4 1/2'' DP:1/2'' OB UP:21 7/8'' OB DOWN:5'' Round |  |  |  | 8 | Black/White |  |  | Hardwired | 0 | 0 | 0 | 0 | 0 | 0 | 0 | 0 | 0 | 0 | 0 | 014817593259 | 21.25 | 7.75 | 10.25 | 4.6 | 0.977 | 175 | Yes | [8 empty] | ETL Damp | cETL Damp | BECKHAM MOD 1L SCNC PN | 1 - Light Wall Sconce |  | TW1051PN.jpg | TW1051PN.jpg
VS10403-BS | 3 - Light Vanity Fixture |  | BATH | Vista | Wall / Bath Lighting | Brushed Steel | BS |  | White Alabaster Glass |  |  |  | 3 Medium A19 100w |  | 3 | No | [27 empty] | 52.5 | 105 | 157.5 | L:23'' H:8'' E:8 3/4'' | 4.92 |  | 23 |  | 8 | [5 empty] | 8.75 | [25 empty] | D:5 1/2'' Round |  |  |  | 8 |  |  |  | Hardwired | 0 | 0 | 0 | 0 | 0 | 0 | 0 | 0 | 0 | 0 | 0 | 014817289411 | 22.75 | 10.75 | 12.75 | 9.8 | 1.804 | 175 | Yes | [8 empty] | UL Damp | cUL Damp | (HS)VANITY STRIP | 3-Light Vista |  | VS10403BS.jpg
VS10602-GBZ | 2 - Light Vanity Fixture | Then Morningside lighting collection by Feiss has gracefully curved arms in rugged wrought iron, finished in Grecian Bronze. The silhouette is softened with its coordinating Cream Opal etched glass shades with a scalloped, floral influenced edging. | BATH | Morningside | Wall / Bath Lighting | Grecian Bronze | GBZ |  | Undefined Glass | D:5.75" H:5" |  |  | 2 Medium A19 100w |  | 2 | No | [27 empty] | 34 | 68 | 102 | L:15'' H:7 3/4'' E:6 1/2'' | 3.3 |  | 15 |  | 7.75 | [5 empty] | 6.5 | [25 empty] | D:5 1/2'' Round |  |  |  | 8 |  |  |  | Hardwired | 0 | 0 | 0 | 0 | 0 | 0 | 0 | 0 | 0 | 0 | 0 | 014817289268 | 15 | 12 | 7.5 | 5.5 | 0.781 | 125 | Yes | 2 | 10014817289265 | 15 | 12 | 15 | 11 | 1.563 | Yes | UL Damp | cUL Damp | (HS)VANITY STRIP | 2-Light Morningside |  | VS10602GBZ.jpg
VS11201-WAL | One Light Vanity Fixture | The casual iron Drawing Room lighting collection has traditional Edwardian style. The overlapping arch and fluted detailing is found both in the pressed glass bowls and the die cast aluminum fitters. The fretwork elements draw on traditional British architectural themes. | BATH | Drawing Room | Wall / Bath Lighting | Walnut | WAL | Resin / Steel | Amber Snow Scavo Glass | L:6.25" W:4.75" H:5.25" |  |  | 1 Medium A19 100w |  | 1 | No | [14 empty] | 0 | [12 empty] | 91.45 | 182.9 | 274.35 | W:6 1/4'' H:9 3/4'' E:7'' | 3.3 |  |  | 6.25 | 9.75 | Cap Nuts |  |  |  |  | 7 |  | No |  | No | [21 empty] | DP:1 5/8'' W:5'' H:8 5/8'' OB UP:4 3/4'' OB DOWN:5'' Oval |  |  |  | 8 | Black/White |  |  | Hardwired | 0 | 1 | 0 | 0 | 1 | 0 | 0 | 1 | 0 | 0 | 0 | 014817299632 | 17 | 11.5 | 6.5 | 5.4 | 0.735 | 125 | Yes | 2 | 10014817299639 | 17 | 11.5 | 13 | 10.8 | 1.471 | Yes | UL Damp | cUL Damp | DRAWING ROOM 1L SCONCE-WAL | One Light Vanity Fixture |  | VS11201WAL.jpg
VS11202-WAL | Two Light Vanity Fixture | The casual iron Drawing Room lighting collection has traditional Edwardian style. The overlapping arch and fluted detailing is found both in the pressed glass bowls and the die cast aluminum fitters. The fretwork elements draw on traditional British architectural themes. | BATH | Drawing Room | Wall / Bath Lighting | Walnut | WAL | Resin / Steel | Amber Snow Scavo Glass | L:6.25" W:4.75" H:5.25" |  |  | 2 Medium A19 100w |  | 2 | No | [14 empty] | 0 | [12 empty] | 156.95 | 313.9 | 470.85 | W:18 1/4'' H:10 1/2'' E:5 3/4'' | 6.2 |  |  | 18.25 | 10.5 | Cap Nuts |  |  |  |  | 5.75 |  | No |  | No | [21 empty] | DP:1 5/8'' W:5'' H:8 5/8'' OB UP:5 1/4'' OB DOWN:5 1/4'' Oval |  |  |  | 8 | Black/White |  |  | Hardwired | 0 | 1 | 0 | 0 | 1 | 0 | 0 | 1 | 0 | 0 | 0 | 014817299649 | 19 | 18.5 | 9.25 | 9.2 | 1.882 | 175 | Yes | 2 | 10014817299646 | 19 | 18.5 | 18.5 | 20.8 | 3.763 | Yes | UL Damp | cUL Damp | DRAWING ROOM 2L BATH-WAL | Two Light Vanity Fixture |  | VS11202WAL.jpg
VS11203-WAL | Three Light Vanity Fixture | The casual iron Drawing Room lighting collection has traditional Edwardian style. The overlapping arch and fluted detailing is found both in the pressed glass bowls and the die cast aluminum fitters. The fretwork elements draw on traditional British architectural themes. | BATH | Drawing Room | Wall / Bath Lighting | Walnut | WAL | Resin / Steel | Amber Snow Scavo Glass | L:6.25" W:4.75" H:5.25" |  |  | 3 Medium A19 100w |  | 3 | No | [14 empty] | 0 | [12 empty] | 207.95 | 415.9 | 623.85 | W:27 1/4'' H:9'' E:5 3/4'' | 7.7 |  |  | 27.25 | 9 | Cap Nuts |  |  |  |  | 5.75 |  | No |  | No | [21 empty] | DP:1 5/8'' W:5'' H:8 5/8'' OB UP:4 3/4'' OB DOWN:4 1/4'' Oval |  |  |  | 8 | Black/White |  |  | Hardwired | 0 | 1 | 0 | 0 | 1 | 0 | 0 | 1 | 0 | 0 | 0 | 014817299656 | 27.25 | 11.5 | 9.5 | 11.4 | 1.723 | 125 | Yes | [8 empty] | UL Damp | cUL Damp | DRAWING ROOM 3L BATH-WAL | Three Light Vanity Fixture |  | VS11203WAL.jpg
VS11204-WAL | Four Light Vanity Fixture | The casual iron Drawing Room lighting collection has traditional Edwardian style. The overlapping arch and fluted detailing is found both in the pressed glass bowls and the die cast aluminum fitters. The fretwork elements draw on traditional British architectural themes. | BATH | Drawing Room | Wall / Bath Lighting | Walnut | WAL | Resin / Steel | Amber Snow Scavo Glass | L:6.25" W:4.75" H:5.25" |  |  | 4 Medium A19 100w |  | 4 | No | [14 empty] | 0 | [12 empty] | 240.95 | 481.9 | 722.85 | W:37 3/4'' H:10 1/2'' E:5 3/4'' | 9.99 |  |  | 37.75 | 10.5 | Cap Nuts |  |  |  |  | 5.75 |  | No |  | No | [21 empty] | DP:1 5/8'' W:5'' H:8 5/8'' OB UP:5 1/4'' OB DOWN:5 1/4'' Oval |  |  |  | 8 | Black/White |  |  | Hardwired | 0 | 1 | 0 | 0 | 1 | 0 | 0 | 1 | 0 | 0 | 0 | 014817319187 | 37.5 | 12.75 | 13.25 | 18.5 | 3.666 | 175 | Yes | [8 empty] | UL Damp | cUL Damp | DRAWING ROOM 4L BATH-WAL | Four Light Vanity Fixture |  | VS11204WAL.jpg
VS12701-BS | One Light Wall / Bath | Barrington conveys simple refinement with flair. The Opal Etched glass shades create a warm, soft glow, and the subtle details found in the body construction add visual interest without upstaging the surrounding décor. The Barrington wall sconces are ADA compliant. | BATH | Barrington | Wall / Bath Lighting | Brushed Steel | BS | Steel | White Opal Etched Glass | D:5" H:5" |  |  | 1 Medium A19 100w |  | 1 | No | [14 empty] | 0 | [12 empty] | 53.98 | 107.96 | 161.94 | W:5'' H:16'' E:6 3/4'' | 8 |  |  | 5 | 16 | Center Lock-Up |  |  |  |  | 6.75 |  | No |  | No | [21 empty] | DP:3/4'' W:4'' H:15 1/2'' OB UP:5'' OB DOWN:11'' Rectangular |  |  |  | 8 | Black/White |  |  | Hardwired | 0 | 1 | 0 | 0 | 1 | 0 | 0 | 1 | 0 | 0 | 0 | 014817330687 | 18.25 | 9.5 | 11 | 9.185 | 1.104 | 100 | Yes | 2 | 10014817330684 | 18.25 | 9.5 | 22 | 18.37 | 2.207 | Yes | UL Damp | cUL Damp | BARRINGTON 1L SCONCE-BS | One Light Wall / Bath |  | VS12701-BS.jpg
VS12701EN3-BS | One Light Wall / Bath | Barrington conveys simple refinement with flair. The Opal Etched glass shades create a warm, soft glow, and the subtle details found in the body construction add visual interest without upstaging the surrounding décor. The Barrington wall sconces are ADA compliant. | BATH | Barrington | Wall / Bath Lighting | Brushed Steel | BS | Steel | White Opal Etched Glass | D:5" H:5" |  |  | 1 Medium A19 9.3w |  | 1 | Yes | [14 empty] | 0 | [12 empty] | 56.45 | 112.9 | 169.35 | W:5'' H:16'' E:6 3/4'' | 8 |  |  | 5 | 16 | Center Lock-Up |  |  |  |  | 6.75 |  | No |  | No | [21 empty] | DP:3/4'' W:4'' H:15 1/2'' OB UP:5'' OB DOWN:11'' Rectangular |  |  |  | 8 | Black/White |  |  | Hardwired | 0 | 1 | 0 | 1 | 1 | 0 | 0 | 0 | 0 | 0 | 0 | 785652083976 | 18.25 | 9.5 | 11 | 9.185 | 1.104 | 100 | Yes | [8 empty] | UL Damp | cUL Damp | BARRINGTON 1L SCONCE-BS | One Light Wall / Bath |  | VS12701-BS.jpg | VS12701EN3.jpg
VS12701EN3-ORB | One Light Wall / Bath | Barrington conveys simple refinement with flair. The Opal Etched glass shades create a warm, soft glow, and the subtle details found in the body construction add visual interest without upstaging the surrounding décor. The Barrington wall sconces are ADA compliant. | BATH | Barrington | Wall / Bath Lighting | Oil Rubbed Bronze | ORB | Steel | White Opal Etched Glass | D:5" H:5" |  |  | 1 Medium A19 9.3w |  | 1 | Yes | [14 empty] | 0 | [12 empty] | 56.45 | 112.9 | 169.35 | W:5'' H:16'' E:6 3/4'' | 8 |  |  | 5 | 16 | Center Lock-Up |  |  |  |  | 6.75 |  | No |  | No | [21 empty] | DP:3/4'' W:4'' H:15 1/2'' OB UP:5'' OB DOWN:11'' Rectangular |  |  |  | 8 | Black/White |  |  | Hardwired | 0 | 1 | 0 | 1 | 1 | 0 | 0 | 0 | 0 | 0 | 0 | 785652083983 | 18.25 | 9.5 | 11 | 9.185 | 1.104 | 100 | Yes | [8 empty] | UL Damp | cUL Damp | BARRINGTON 1L SCONCE-ORB | One Light Wall / Bath |  | VS12701-ORB.jpg | VS12701EN3.jpg
VS12701-ORB | One Light Wall / Bath | Barrington conveys simple refinement with flair. The Opal Etched glass shades create a warm, soft glow, and the subtle details found in the body construction add visual interest without upstaging the surrounding décor. The Barrington wall sconces are ADA compliant. | BATH | Barrington | Wall / Bath Lighting | Oil Rubbed Bronze | ORB | Steel | White Opal Etched Glass | D:5" H:5" |  |  | 1 Medium A19 100w |  | 1 | No | [14 empty] | 0 | [12 empty] | 53.98 | 107.96 | 161.94 | W:5'' H:16'' E:6 3/4'' | 4 |  |  | 5 | 16 | Center Lock-Up |  |  |  |  | 6.75 |  | No |  | No | [21 empty] | DP:3/4'' W:4'' H:15 1/2'' OB UP:5'' OB DOWN:11'' Rectangular |  |  |  | 8 | Black/White |  |  | Hardwired | 0 | 1 | 0 | 0 | 1 | 0 | 0 | 1 | 0 | 0 | 0 | 014817330694 | 19 | 8 | 9.5 | 5.3 | 0.836 | 125 | Yes | 2 | 10014817330691 | 20 | 10 | 15.5 | 11.8 | 1.794 | Yes | UL Damp | cUL Damp | BARRINGTON 1L SCONCE-ORB | One Light Wall / Bath |  | VS12701-ORB.jpg
VS12702-BS | Two Light Wall / Bath | Barrington conveys simple refinement with flair. The Opal Etched glass shades create a warm, soft glow, and the subtle details found in the body construction add visual interest without upstaging the surrounding décor. The Barrington wall sconces are ADA compliant. | BATH | Barrington | Wall / Bath Lighting | Brushed Steel | BS | Steel | White Opal Etched Glass | D:5" H:5" |  |  | 2 Medium A19 100w |  | 2 | No | [14 empty] | 0 | [12 empty] | 74.98 | 149.96 | 224.94 | W:18'' H:8 1/2'' E:6 1/2'' | 6.25 |  |  | 18 | 8.5 | Cap Nuts |  |  |  |  | 6.5 |  | No |  | No | [21 empty] | DP:3/4'' W:17'' H:4'' OB UP:3 1/8'' OB DOWN:5 3/8'' Rectangular |  |  |  | 8 | Black/White |  |  | Hardwired | 0 | 1 | 0 | 0 | 1 | 0 | 0 | 1 | 0 | 0 | 0 | 014817330700 | 21 | 20.25 | 5.75 | 12.34 | 1.415 | 100 | Yes | 2 | 10014817330707 | 21 | 20.25 | 11.5 | 24.68 | 2.83 | Yes | UL Damp | cUL Damp | BARRINGTON 2L BATH-BS | Two Light Wall / Bath |  | VS12702-BS.jpg
VS12702EN3-BS | Two Light Wall / Bath | Barrington conveys simple refinement with flair. The Opal Etched glass shades create a warm, soft glow, and the subtle details found in the body construction add visual interest without upstaging the surrounding décor. The Barrington wall sconces are ADA compliant. | BATH | Barrington | Wall / Bath Lighting | Brushed Steel | BS | Steel | White Opal Etched Glass | D:5" H:5" |  |  | 2 Medium A19 9.3w |  | 2 | Yes | [14 empty] | 0 | [12 empty] | 82.45 | 164.9 | 247.35 | W:18'' H:8 1/2'' E:6 1/2'' | 6.25 |  |  | 18 | 8.5 | Cap Nuts |  |  |  |  | 6.5 |  | No |  | No | [21 empty] | DP:3/4'' W:17'' H:4'' OB UP:3 1/8'' OB DOWN:5 3/8'' Rectangular |  |  |  | 8 | Black/White |  |  | Hardwired | 0 | 1 | 0 | 1 | 1 | 0 | 0 | 0 | 0 | 0 | 0 | 785652083990 | 21 | 20.25 | 5.75 | 12.34 | 1.415 | 100 | Yes | [8 empty] | UL Damp | cUL Damp | BARRINGTON 2L BATH-BS | Two Light Wall / Bath |  | VS12702-BS.jpg | VS12702EN3.jpg
VS12702EN3-ORB | Two Light Wall / Bath | Barrington conveys simple refinement with flair. The Opal Etched glass shades create a warm, soft glow, and the subtle details found in the body construction add visual interest without upstaging the surrounding décor. The Barrington wall sconces are ADA compliant. | BATH | Barrington | Wall / Bath Lighting | Oil Rubbed Bronze | ORB | Steel | White Opal Etched Glass | D:5" H:5" |  |  | 2 Medium A19 9.3w |  | 2 | Yes | [14 empty] | 0 | [12 empty] | 82.45 | 164.9 | 247.35 | W:18'' H:8 1/2'' E:6 1/2'' | 6.25 |  |  | 18 | 8.5 | Cap Nuts |  |  |  |  | 6.5 |  | No |  | No | [21 empty] | DP:3/4'' W:17'' H:4'' OB UP:3 1/8'' OB DOWN:5 3/8'' Rectangular |  |  |  | 8 | Black/White |  |  | Hardwired | 0 | 1 | 0 | 1 | 1 | 0 | 0 | 0 | 0 | 0 | 0 | 785652084003 | 21 | 20.25 | 5.75 | 12.34 | 1.415 | 100 | Yes | [8 empty] | UL Damp | cUL Damp | BARRINGTON 2L BATH-ORB | Two Light Wall / Bath |  | VS12702-ORB.jpg | VS12702EN3.jpg
VS12702-ORB | Two Light Wall / Bath | Barrington conveys simple refinement with flair. The Opal Etched glass shades create a warm, soft glow, and the subtle details found in the body construction add visual interest without upstaging the surrounding décor. The Barrington wall sconces are ADA compliant. | BATH | Barrington | Wall / Bath Lighting | Oil Rubbed Bronze | ORB | Steel | White Opal Etched Glass | D:5" H:5" |  |  | 2 Medium A19 100w |  | 2 | No | [14 empty] | 0 | [12 empty] | 74.98 | 149.96 | 224.94 | W:18'' H:8 1/2'' E:6 1/2'' | 6.25 |  |  | 18 | 8.5 | Cap Nuts |  |  |  |  | 6.5 |  | No |  | No | [21 empty] | DP:3/4'' W:17'' H:4'' OB UP:3 1/8'' OB DOWN:5 3/8'' Rectangular |  |  |  | 8 | Black/White |  |  | Hardwired | 0 | 1 | 0 | 0 | 1 | 0 | 0 | 1 | 0 | 0 | 0 | 014817330717 | 21 | 20.25 | 5.75 | 12.34 | 1.415 | 100 | Yes | 2 | 10014817330714 | 21 | 20.25 | 11.5 | 24.68 | 2.83 | Yes | UL Damp | cUL Damp | BARRINGTON 2L BATH-ORB | Two Light Wall / Bath |  | VS12702-ORB.jpg
VS12703-BS | Three Light Wall / Bath | Barrington conveys simple refinement with flair. The Opal Etched glass shades create a warm, soft glow, and the subtle details found in the body construction add visual interest without upstaging the surrounding décor. The Barrington wall sconces are ADA compliant. | BATH | Barrington | Wall / Bath Lighting | Brushed Steel | BS | Steel | White Opal Etched Glass | D:5" H:5" |  |  | 3 Medium A19 100w |  | 3 | No | [14 empty] | 0 | [12 empty] | 93.48 | 186.96 | 280.44 | W:24'' H:8 1/2'' E:6 1/2'' | 8.4 |  |  | 24 | 8.5 | Cap Nuts |  |  |  |  | 6.5 |  | No |  | No | [21 empty] | DP:3/4'' W:23 1/2'' H:4'' OB UP:3 1/8'' OB DOWN:5 3/8'' Rectangular |  |  |  | 8 | Black/White |  |  | Hardwired | 0 | 1 | 0 | 0 | 1 | 0 | 0 | 1 | 0 | 0 | 0 | 014817330724 | 26.25 | 9.75 | 11 | 14.67 | 1.629 | 100 | Yes | [8 empty] | UL Damp | cUL Damp | BARRINGTON 3L BATH-BS | Three Light Wall / Bath |  | VS12703-BS.jpg | VS12703.jpg
VS12703EN3-BS | Three Light Wall / Bath | Barrington conveys simple refinement with flair. The Opal Etched glass shades create a warm, soft glow, and the subtle details found in the body construction add visual interest without upstaging the surrounding décor. The Barrington wall sconces are ADA compliant. | BATH | Barrington | Wall / Bath Lighting | Brushed Steel | BS | Steel | White Opal Etched Glass | D:5" H:5" |  |  | 3 Medium A19 9.3w |  | 3 | Yes | [14 empty] | 0 | [12 empty] | 104.45 | 208.9 | 313.35 | W:24'' H:8 1/2'' E:6 1/2'' | 8.4 |  |  | 24 | 8.5 | Cap Nuts |  |  |  |  | 6.5 |  | No |  | No | [21 empty] | DP:3/4'' W:23 1/2'' H:4'' OB UP:3 1/8'' OB DOWN:5 3/8'' Rectangular |  |  |  | 8 | Black/White |  |  | Hardwired | 0 | 1 | 0 | 1 | 1 | 0 | 0 | 0 | 0 | 0 | 0 | 785652084010 | 26.25 | 9.75 | 11 | 14.67 | 1.629 | 100 | Yes | [8 empty] | UL Damp | cUL Damp | BARRINGTON 3L BATH-BS | Three Light Wall / Bath |  | VS12703-BS.jpg | VS12703EN3.jpg
VS12703EN3-ORB | Three Light Wall / Bath | Barrington conveys simple refinement with flair. The Opal Etched glass shades create a warm, soft glow, and the subtle details found in the body construction add visual interest without upstaging the surrounding décor. The Barrington wall sconces are ADA compliant. | BATH | Barrington | Wall / Bath Lighting | Oil Rubbed Bronze | ORB | Steel | White Opal Etched Glass | D:5" H:5" |  |  | 3 Medium A19 9.3w |  | 3 | Yes | [14 empty] | 0 | [12 empty] | 104.45 | 208.9 | 313.35 | W:24'' H:8 1/2'' E:6 1/2'' | 8.4 |  |  | 24 | 8.5 | Cap Nuts |  |  |  |  | 6.5 |  | No |  | No | [21 empty] | DP:3/4'' W:23 1/2'' H:4'' OB UP:3 1/8'' OB DOWN:5 3/8'' Rectangular |  |  |  | 8 | Black/White |  |  | Hardwired | 0 | 1 | 0 | 1 | 1 | 0 | 0 | 0 | 0 | 0 | 0 | 785652084027 | 26.25 | 9.75 | 11 | 14.67 | 1.629 | 100 | Yes | [8 empty] | UL Damp | cUL Damp | BARRINGTON 3L BATH-ORB | Three Light Wall / Bath |  | VS12703-ORB.jpg | VS12703EN3.jpg
VS12703-ORB | Three Light Wall / Bath | Barrington conveys simple refinement with flair. The Opal Etched glass shades create a warm, soft glow, and the subtle details found in the body construction add visual interest without upstaging the surrounding décor. The Barrington wall sconces are ADA compliant. | BATH | Barrington | Wall / Bath Lighting | Oil Rubbed Bronze | ORB | Steel | White Opal Etched Glass | D:5" H:5" |  |  | 3 Medium A19 100w |  | 3 | No | [14 empty] | 0 | [12 empty] | 93.48 | 186.96 | 280.44 | W:24'' H:8 1/2'' E:6 1/2'' | 8.4 |  |  | 24 | 8.5 | Cap Nuts |  |  |  |  | 6.5 |  | No |  | No | [21 empty] | DP:3/4'' W:23 1/2'' H:4'' OB UP:3 1/8'' OB DOWN:5 3/8'' Rectangular |  |  |  | 8 | Black/White |  |  | Hardwired | 0 | 1 | 0 | 0 | 1 | 0 | 0 | 1 | 0 | 0 | 0 | 014817330731 | 26.25 | 9.75 | 11 | 14.67 | 1.629 | 100 | Yes | [8 empty] | UL Damp | cUL Damp | BARRINGTON 3L BATH-ORB | Three Light Wall / Bath |  | VS12703-ORB.jpg
VS12704-BS | Four Light Wall / Bath | Barrington conveys simple refinement with flair. The Opal Etched glass shades create a warm, soft glow, and the subtle details found in the body construction add visual interest without upstaging the surrounding décor. The Barrington wall sconces are ADA compliant. | BATH | Barrington | Wall / Bath Lighting | Brushed Steel | BS | Steel | White Opal Etched Glass | D:5" H:5" |  |  | 4 Medium A19 100w |  | 4 | No | [14 empty] | 0 | [12 empty] | 124.98 | 249.96 | 374.94 | W:37'' H:8 1/2'' E:6 1/2'' | 14.8 |  |  | 37 | 8.5 | Cap Nuts |  |  |  |  | 6.5 |  | No |  | No | [21 empty] | DP:3/4'' W:36 1/2'' H:4'' OB UP:3 1/8'' OB DOWN:5 3/8'' Rectangular |  |  |  | 8 | Black/White |  |  | Hardwired | 0 | 1 | 0 | 0 | 1 | 0 | 0 | 1 | 0 | 0 | 0 | 014817330748 | 40 | 9.75 | 11 | 18 | 2.483 | 125 | Yes | [8 empty] | UL Damp | cUL Damp | BARRINGTON 4L BATH-BS | Four Light Wall / Bath |  | VS12704-BS.jpg
VS12704EN3-BS | Four Light Wall / Bath | Barrington conveys simple refinement with flair. The Opal Etched glass shades create a warm, soft glow, and the subtle details found in the body construction add visual interest without upstaging the surrounding décor. The Barrington wall sconces are ADA compliant. | BATH | Barrington | Wall / Bath Lighting | Brushed Steel | BS | Steel | White Opal Etched Glass | D:5" H:5" |  |  | 4 Medium A19 9.3w |  | 4 | Yes | [14 empty] | 0 | [12 empty] | 140.95 | 281.9 | 422.85 | W:37'' H:8 1/2'' E:6 1/2'' | 14.8 |  |  | 37 | 8.5 | Cap Nuts |  |  |  |  | 6.5 |  | No |  | No | [21 empty] | DP:3/4'' W:36 1/2'' H:4'' OB UP:3 1/8'' OB DOWN:5 3/8'' Rectangular |  |  |  | 8 | Black/White |  |  | Hardwired | 0 | 1 | 0 | 1 | 1 | 0 | 0 | 0 | 0 | 0 | 0 | 785652084058 | 40 | 9.75 | 11 | 18 | 2.483 | 125 | Yes | [8 empty] | UL Damp | cUL Damp | BARRINGTON 4L BATH-BS | Four Light Wall / Bath |  | VS12704-BS.jpg | VS12704EN3.jpg
VS12704EN3-ORB | Four Light Wall / Bath | Barrington conveys simple refinement with flair. The Opal Etched glass shades create a warm, soft glow, and the subtle details found in the body construction add visual interest without upstaging the surrounding décor. The Barrington wall sconces are ADA compliant. | BATH | Barrington | Wall / Bath Lighting | Oil Rubbed Bronze | ORB | Steel | White Opal Etched Glass | D:5" H:5" |  |  | 4 Medium A19 9.3w |  | 4 | Yes | [14 empty] | 0 | [12 empty] | 140.95 | 281.9 | 422.85 | W:37'' H:8 1/2'' E:6 1/2'' | 14.8 |  |  | 37 | 8.5 | Cap Nuts |  |  |  |  | 6.5 |  | No |  | No | [21 empty] | DP:3/4'' W:36 1/2'' H:4'' OB UP:3 1/8'' OB DOWN:5 3/8'' Rectangular |  |  |  | 8 | Black/White |  |  | Hardwired | 0 | 1 | 0 | 1 | 1 | 0 | 0 | 0 | 0 | 0 | 0 | 785652084089 | 40 | 9.75 | 11 | 18 | 2.483 | 125 | Yes | [8 empty] | UL Damp | cUL Damp | BARRINGTON 4L BATH-ORB | Four Light Wall / Bath |  | VS12704-ORB.jpg | VS12704EN3.jpg
VS12704-ORB | Four Light Wall / Bath | Barrington conveys simple refinement with flair. The Opal Etched glass shades create a warm, soft glow, and the subtle details found in the body construction add visual interest without upstaging the surrounding décor. The Barrington wall sconces are ADA compliant. | BATH | Barrington | Wall / Bath Lighting | Oil Rubbed Bronze | ORB | Steel | White Opal Etched Glass | D:5" H:5" |  |  | 4 Medium A19 100w |  | 4 | No | [14 empty] | 0 | [12 empty] | 124.98 | 249.96 | 374.94 | W:37'' H:8 1/2'' E:6 1/2'' | 14.8 |  |  | 37 | 8.5 | Cap Nuts |  |  |  |  | 6.5 |  | No |  | No | [21 empty] | DP:3/4'' W:36 1/2'' H:4'' OB UP:3 1/8'' OB DOWN:5 3/8'' Rectangular |  |  |  | 8 | Black/White |  |  | Hardwired | 0 | 1 | 0 | 0 | 1 | 0 | 0 | 1 | 0 | 0 | 0 | 014817330755 | 40 | 9.75 | 11 | 21.6 | 2.483 | 100 | Yes | [8 empty] | UL Damp | cUL Damp | BARRINGTON 4L BATH-ORB | Four Light Wall / Bath |  | VS12704-ORB.jpg
VS13702-BS | Two Light Vanity Fixture | Whether your decorating theme is traditional or contemporary, there is a place for this unique and stunning Casual Luxury chandelier and vanity lights. The organza shades and dark bronze or brushed steel plated finishes demand attention to the fine details of these fixtures. The wall brackets and sconces have a dual back plate for a dimensional design accent, and spun metal trim rings at the top and bottom of the shade lend a finishing touch. All of the shades on these wonderful fixtures are enclosed at the bottom for a lovely casting of light. | BATH | Casual Luxury | Wall / Bath Lighting | Brushed Steel | BS | Steel | Silver Organza Hardback w/ Fabric | D:5.75" H:2.875" |  |  | 2 G9 T4 75w |  | 2 | No | [14 empty] | 0 | [12 empty] | 164.98 | 329.96 | 494.94 | W:18 1/8'' H:6 3/4'' E:7 1/2'' | 4.07 |  |  | 18.125 | 6.75 | Cap Nuts |  |  |  |  | 7.5 |  | No |  | No | [21 empty] | DP:7/8'' W:9'' H:4 1/2'' OB UP:4 1/2'' Rectangular |  |  |  | 8 | Black/White |  |  | Hardwired | 0 | 0 | 0 | 0 | 1 | 0 | 0 | 1 | 0 | 0 | 0 | 014817393613 | 23 | 13 | 12.5 | 8.4 | 2.163 | 250 | Yes | [8 empty] | UL Damp | cUL Damp | CASUAL LUXURY 2L BATH-BS | Two Light Vanity Fixture |  | VS13702BS.jpg | VS13702BS.jpg
VS13702-DBZ | 2 - Light Vanity Fixture | Whether your decorating theme is traditional or contemporary, there is a place for this unique and stunning Casual Luxury lighting collection by Feiss. The organza shades and plated dark bronze finish demand attention to the fine details of these fixtures. The wall brackets and sconces have a dual back plate for a dimensional design accent, and spun metal trim rings at the top and bottom of the shade lend a finishing touch. All of the shades on these wonderful fixtures are enclosed at the bottom for a lovely casting of light. | BATH | Casual Luxury | Wall / Bath Lighting | Dark Bronze | DBZ |  | Bronze Organza Fabric | D:6" W:3" | D:5.75" |  | 2 G9 Mini 75w |  | 2 | No | [27 empty] | 153.45 | 306.9 | 460.35 | L:18 1/8'' H:6 3/4'' E:7 1/2'' | 5.06 |  | 18.125 |  | 6.75 | [5 empty] | 7.5 | [25 empty] | W:9'' H:4 1/2'' Irregular |  |  |  | 8 |  |  |  | Hardwired | 0 | 0 | 0 | 0 | 0 | 0 | 0 | 0 | 0 | 0 | 0 | 014817343328 | 20.5 | 10 | 9.25 | 6.12 | 1.097 | 175 | Yes | [8 empty] | UL Damp | cUL Damp | VANITY STRIP | 2-Light Casual Luxury |  | VS13702DBZ.jpg
VS13703-BS | Three Light Vanity Fixture | Whether your decorating theme is traditional or contemporary, there is a place for this unique and stunning Casual Luxury chandelier and vanity lights. The organza shades and dark bronze or brushed steel plated finishes demand attention to the fine details of these fixtures. The wall brackets and sconces have a dual back plate for a dimensional design accent, and spun metal trim rings at the top and bottom of the shade lend a finishing touch. All of the shades on these wonderful fixtures are enclosed at the bottom for a lovely casting of light. | BATH | Casual Luxury | Wall / Bath Lighting | Brushed Steel | BS | Steel | Silver Organza Hardback w/ Fabric | D:5.75" H:2.875" |  |  | 3 G9 T4 75w |  | 3 | No | [14 empty] | 0 | [12 empty] | 218.48 | 436.96 | 655.44 | W:26'' H:6 3/4'' E:7 1/2'' | 6.05 |  |  | 26 | 6.75 | Cap Nuts |  |  |  |  | 7.5 |  | No |  | No | [21 empty] | DP:7/8'' W:13 1/4'' H:4 1/2'' OB UP:4 1/2'' Rectangular |  |  |  | 8 | Black/White |  |  | Hardwired | 0 | 0 | 0 | 0 | 1 | 0 | 0 | 1 | 0 | 0 | 0 | 014817393644 | 28.25 | 10.5 | 9 | 8.2 | 1.545 | 175 | Yes | [8 empty] | UL Damp | cUL Damp | CASUAL LUXURY 3L BATH-BS | Three Light Vanity Fixture |  | VS13703BS.jpg | VS13703BS.jpg
VS13703-DBZ | 3 - Light Vanity Fixture | Whether your decorating theme is traditional or contemporary, there is a place for this unique and stunning Casual Luxury lighting collection by Feiss. The organza shades and plated dark bronze finish demand attention to the fine details of these fixtures. The wall brackets and sconces have a dual back plate for a dimensional design accent, and spun metal trim rings at the top and bottom of the shade lend a finishing touch. All of the shades on these wonderful fixtures are enclosed at the bottom for a lovely casting of light. | BATH | Casual Luxury | Wall / Bath Lighting | Dark Bronze | DBZ | Steel | Bronze Organza Fabric | D:6" W:3" |  |  | 3 G9 Mini 75w |  | 3 | No | [27 empty] | 184.5 | 369 | 553.5 | L:26'' H:6 3/4'' E:7 1/2'' | 7.04 |  | 26 |  | 6.75 | [5 empty] | 7.5 | [25 empty] | W:13 1/4'' H:4 1/2'' Rectangular |  |  |  | 8 |  |  |  | Hardwired | 0 | 0 | 0 | 0 | 0 | 0 | 0 | 0 | 0 | 0 | 0 | 014817343335 | 28.25 | 10.25 | 9.25 | 8.93 | 1.55 | 175 | Yes | [8 empty] | UL Damp | cUL Damp | VANITY STRIP | 3-Light Casual Luxury |  | VS13703DBZ.jpg
VS13704-BS | 4 - Light Vanity Fixture | Whether your decorating theme is traditional or contemporary, there is a place for this unique and stunning Casual Luxury lighting collection by Feiss. The organza shades and plated dark bronze finish demand attention to the fine details of these fixtures. The wall brackets and sconces have a dual back plate for a dimensional design accent, and spun metal trim rings at the top and bottom of the shade lend a finishing touch. All of the shades on these wonderful fixtures are enclosed at the bottom for a lovely casting of light. | BATH | Casual Luxury | Wall / Bath Lighting | Brushed Steel | BS | Steel | Silver Organza Hardback w/ Fabric | D:5.75" H:2.875" |  |  | 4 G9 Mini 75w |  | 4 | No | [27 empty] | 249.98 | 499.96 | 749.94 | L:36'' H:6 3/4'' E:7 1/2'' | 8.25 |  | 36 |  | 6.75 | Double Cap Nuts |  |  |  |  | 7.5 | [25 empty] | W:19 1/2'' H:4 1/2'' OB UP:4 1/2'' OB DOWN:2 1/4'' Rectangular | [7 empty] | Hardwired | 0 | 0 | 0 | 0 | 0 | 0 | 0 | 0 | 0 | 0 | 0 | 014817393651 | 38 | 10.25 | 9 | 11.84 | 2.029 | 175 | Yes | [8 empty] | UL Damp | cUL Damp | VANITY STRIP | 4 - Light Casual Luxury |  | VS13704BS.jpg | VS13704BS.jpg
VS14901-BS | 1 - Light Vanity Fixture | Sunset Drive has textures and geometric shapes that harken back to the Hollywood Regency era while maintaining the heart of contemporary design. Cylindrical White Opal Etched glass shades with a hand-applied Striated Pearl finish combine with steel arms for a bold look. | BATH | Sunset Drive | Wall / Bath Lighting | Brushed Steel | BS | Steel | White Opal Etched Etched Glass | D:4.125" H:5.75" | D:2.75" |  | 1 Medium A19 100w |  | 1 | No | [27 empty] | 58.98 | 117.96 | 176.94 | L:4 1/2'' H:10'' E:5 3/4'' | 3.63 |  | 4.5 |  | 10 | Single Cap Nut |  |  |  |  | 5.75 | [25 empty] | W:4 1/2'' H:10'' OB UP:5'' OB DOWN:5'' Rectangular | [7 empty] | Hardwired | 0 | 1 | 0 | 0 | 0 | 0 | 0 | 0 | 0 | 0 | 0 | 014817358124 | 14.75 | 8.75 | 6.5 | 6.415 | 0.485 | 85 | Yes | 2 | 10014817358121 | 14.75 | 8.75 | 13 | 12.83 | 0.971 | Yes | UL Damp | cUL Damp | VANITY STRIP | 1 - Light Sunset Drive |  | VS14901BS.jpg | VS14901BS.jpg
VS14901EN3-BS | One Light Wall / Bath | Sunset Drive has textures and geometric shapes that harken back to the Hollywood Regency era while maintaining the heart of contemporary design. Cylindrical White Opal Etched glass shades with a hand-applied Striated Pearl finish combine with steel arms for a bold look. | BATH | Sunset Drive | Wall / Bath Lighting | Brushed Steel | BS | Steel | White Opal Etched Glass | D:4.125" H:5.75" |  |  | 1 Medium A19 9.3w |  | 1 | Yes | [14 empty] | 0 | [12 empty] | 61.45 | 122.9 | 184.35 | W:4 1/2'' H:10'' E:5 3/4'' | 3.63 |  |  | 4.5 | 10 | Single Cap Nut |  |  |  |  | 5.75 |  | No |  | No | [21 empty] | DP:3/4'' W:4 1/2'' H:10'' OB UP:5'' OB DOWN:5'' Rectangular |  |  |  | 8 | Black/White |  |  | Hardwired | 0 | 1 | 0 | 1 | 1 | 0 | 0 | 0 | 0 | 0 | 0 | 785652084911 | 14.75 | 8.75 | 6.5 | 6.415 | 0.485 | 85 | Yes | [8 empty] | UL Damp | cUL Damp | SUNSET DRIVE 1L SCONCE-BS | One Light Wall / Bath |  | VS14901EN3-BS.jpg | VS14901EN3.jpg
VS14902-BS | Two Light Wall / Bath | Sunset Drive has textures and geometric shapes that harken back to the Hollywood Regency era while maintaining the heart of contemporary design. Cylindrical White Opal Etched glass shades with a hand-applied Striated Pearl finish combine with steel arms for a bold look. | BATH | Sunset Drive | Wall / Bath Lighting | Brushed Steel | BS | Steel | White Opal Etched Glass | D:4.125" H:5.75" |  |  | 2 Medium A19 100w |  | 2 | No | [14 empty] | 0 | [12 empty] | 115.95 | 231.9 | 347.85 | W:14'' H:8 5/8'' E:5 3/8'' | 6.16 |  |  | 14 | 8.625 | Cap Nuts |  |  |  |  | 5.375 |  | No |  | No | [21 empty] | DP:3/4'' W:10'' H:4 1/2'' OB UP:6 3/8'' OB DOWN:2 1/4'' Rectangular |  |  |  | 8 | Black/White |  |  | Hardwired | 0 | 1 | 0 | 0 | 1 | 0 | 0 | 1 | 0 | 0 | 0 | 014817358131 | 8.5 | 15 | 12 | 7.2 | 0.885 | 100 | Yes | [8 empty] | UL Damp | cUL Damp | SUNSET DRIVE 2L BATH-BS | Two Light Wall / Bath |  | VS14902BS.jpg | VS14902BS.jpg
VS14903-BS | Three Light Wall / Bath | Sunset Drive has textures and geometric shapes that harken back to the Hollywood Regency era while maintaining the heart of contemporary design. Cylindrical White Opal Etched glass shades with a hand-applied Striated Pearl finish combine with steel arms for a bold look. | BATH | Sunset Drive | Wall / Bath Lighting | Brushed Steel | BS | Steel | White Opal Etched Glass | D:4.125" H:5.75" |  |  | 3 Medium A19 100w |  | 3 | No | [14 empty] | 0 | [12 empty] | 139.95 | 279.9 | 419.85 | W:22 3/8'' H:8 5/8'' E:5 3/8'' | 7.7 |  |  | 22.375 | 8.625 | Cap Nuts |  |  |  |  | 5.375 |  | No |  | No | [21 empty] | DP:3/4'' W:10'' H:4 1/2'' OB UP:6 3/8'' OB DOWN:2 1/4'' Rectangular |  |  |  | 8 | Black/White |  |  | Hardwired | 0 | 1 | 0 | 0 | 1 | 0 | 0 | 1 | 0 | 0 | 0 | 014817358162 | 26.5 | 11 | 15.5 | 13.2 | 2.615 | 175 | Yes | [8 empty] | UL Damp | cUL Damp | SUNSET DRIVE 3L BATH-BS | Three Light Wall / Bath |  | VS14903BS.jpg | VS14903BS.jpg
VS14904-BS | Four Light Wall / Bath | Sunset Drive has textures and geometric shapes that harken back to the Hollywood Regency era while maintaining the heart of contemporary design. Cylindrical White Opal Etched glass shades with a hand-applied Striated Pearl finish combine with steel arms for a bold look. | BATH | Sunset Drive | Wall / Bath Lighting | Brushed Steel | BS | Steel | White Opal Etched Glass | D:4.125" H:5.75" |  |  | 4 Medium A19 100w |  | 4 | No | [14 empty] | 0 | [12 empty] | 173.95 | 347.9 | 521.85 | W:31 1/2'' H:8 5/8'' E:5 3/8'' | 12.75 |  |  | 31.5 | 8.625 | Cap Nuts |  |  |  |  | 5.375 |  | No |  | No | [21 empty] | DP:3/4'' W:10'' H:4 1/2'' OB UP:6 3/8'' OB DOWN:2 1/4'' Rectangular |  |  |  | 8 | Black/White |  |  | Hardwired | 0 | 1 | 0 | 0 | 1 | 0 | 0 | 1 | 0 | 0 | 0 | 014817358186 | 32.5 | 8.5 | 12 | 14.8 | 1.918 | 125 | Yes | [8 empty] | UL Damp | cUL Damp | SUNSET DRIVE 4L BATH-BS | Four Light Wall / Bath |  | VS14904BS.jpg | VS14904BS.jpg
VS16102-HTBZ | 2 - Light Vanity Fixture | The Sullivan lighting collection by Feiss is meticulously crafted from high quality steel components. The curved double arms gracefully echo the round chandelier’s frame. This grouping features a color palette of Brushed steel with White Opal Etched glass or a Heritage Bronze finish with Cream Etched glass. | BATH | Sullivan | Wall / Bath Lighting | Heritage Bronze | HTBZ | Die Cast Zinc | Creme Etched Glass | D:3.5" H:5.25" |  |  | 2 Medium A19 100w |  | 2 | No | [27 empty] | 94 | 188 | 282 | L:13'' H:9 3/8'' E:4'' | 3.96 |  | 13 |  | 9.375 | Screw(s) |  |  |  |  | 4 | [25 empty] | W:4 1/2'' H:4 1/2'' OB UP:7'' OB DOWN:2 3/8'' Square | [7 empty] | Hardwired | 1 | 1 | 0 | 0 | 0 | 0 | 0 | 0 | 0 | 0 | 0 | 014817372540 | 14.25 | 9 | 10 | 5.4 | 0.742 | 125 | Yes | 2 | 10014817372547 | 22 | 9.25 | 15 | 12.5 | 1.766 | Yes | UL Damp | cUL Damp | VANITY STRIP - ADA | 2 - Light Sullivan |  | VS16102HTBZ.jpg | VS16102-HTBZ.jpg
VS16601-BS | 1 - Light Vanity Fixture | Hard edges give the Clayton lighting collection by Feiss a contemporary and masculine look. The rectangular backplate features and inset Opal Etched glass plate as a design feature, which matches the four-sided glass shades, each perched on a sleek, straight central rod. | BATH | Clayton | Wall / Bath Lighting | Brushed Steel | BS | Steel | White Opal Etched Glass | W:3.875" H:5.875" |  |  | 1 Medium A19 100w |  | 1 | No | [27 empty] | 57.95 | 115.9 | 173.85 | W:4 1/2'' H:10 1/2'' E:5 1/4'' | 4.4 |  |  | 4.5 | 10.5 | [5 empty] | 5.25 | [25 empty] | DP:3/4'' W:4 1/2'' H:10'' OB UP:5'' OB DOWN:5'' Rectangular |  |  |  | 8 | Black/White |  |  | Hardwired | 0 | 1 | 0 | 0 | 0 | 0 | 0 | 0 | 0 | 0 | 0 | 014817409635 | 6.5 | 6.75 | 8 | 5.84 | 0.203 | 65 | Yes | 2 | 10014817409632 | 13 | 13.5 | 16 | 11.68 | 1.625 | Yes | UL Damp | cUL Damp | VANITY STRIP | 1 - Light Clayton |  | VS16601BS.jpg | VS16601BS.jpg
VS16601-ORB | 1 - Light Vanity Fixture | Hard edges give the Clayton lighting collection by Feiss a contemporary and masculine look. The rectangular backplate features and inset Opal Etched glass plate as a design feature, which matches the four-sided glass shades, each perched on a sleek, straight central rod. | BATH | Clayton | Wall / Bath Lighting | Oil Rubbed Bronze | ORB | Steel | White Opal Etched Glass | W:3.875" H:5.875" |  |  | 1 Medium A19 100w |  | 1 | No | [27 empty] | 57.95 | 115.9 | 173.85 | W:4 1/2'' H:10 1/2'' E:5 1/4'' | 4.4 |  |  | 4.5 | 10.5 | [5 empty] | 5.25 | [25 empty] | DP:3/4'' W:4 1/2'' H:10'' OB UP:5'' OB DOWN:5'' Rectangular |  |  |  | 8 | Black/White |  |  | Hardwired | 0 | 0 | 0 | 0 | 0 | 0 | 0 | 0 | 0 | 0 | 0 | 014817409598 | 6.75 | 7.75 | 4.25 | 5.5 | 0.129 | 60 | Yes | 2 | 10014817409595 | 13.5 | 15.5 | 8.5 | 11 | 1.029 | Yes | UL Damp | cUL Damp | VANITY STRIP | 1 - Light Clayton |  | VS16601ORB.jpg | VS16601ORB.jpg
VS16602-BS | 2 - Light Vanity Fixture | Hard edges give the Clayton lighting collection by Feiss a contemporary and masculine look. The rectangular backplate features and inset Opal Etched glass plate as a design feature, which matches the four-sided glass shades, each perched on a sleek, straight central rod. | BATH | Clayton | Wall / Bath Lighting | Brushed Steel | BS | Steel | White Opal Etched Glass | W:3.875" H:5.875" |  |  | 2 Medium A19 100w |  | 2 | No | [27 empty] | 92.95 | 185.9 | 278.85 | L:13 1/8'' H:8 5/8'' E:5'' | 6.71 |  | 13.125 |  | 8.625 | Set Screw(s) |  |  |  |  | 5 | [25 empty] | W:10'' H:4 1/2'' OB UP:2 1/8'' OB DOWN:6 1/2'' Rectangular |  |  |  | 8 |  |  |  | Hardwired | 0 | 1 | 0 | 0 | 0 | 0 | 0 | 0 | 0 | 0 | 0 | 014817393583 | 14.5 | 8 | 11 | 9.02 | 0.738 | 85 | Yes | [8 empty] | UL Damp | cUL Damp | VANITY STRIP | 2 - Light Clayton |  | VS16602BS.jpg | VS16602BS.jpg
VS16602-ORB | 2 - Light Vanity Fixture | Hard edges give the Clayton lighting collection by Feiss a contemporary and masculine look. The rectangular backplate features and inset Opal Etched glass plate as a design feature, which matches the four-sided glass shades, each perched on a sleek, straight central rod. | BATH | Clayton | Wall / Bath Lighting | Oil Rubbed Bronze | ORB | Steel | White Opal Etched Glass | W:3.875" H:5.875" |  |  | 2 Medium A19 100w |  | 2 | No | [27 empty] | 92.95 | 185.9 | 278.85 | L:13 1/8'' H:8 5/8'' E:5'' | 6.6 |  | 13.125 |  | 8.625 | [5 empty] | 5 | [25 empty] | DP:3/4'' W:10'' H:4 1/2'' OB UP:2 1/8'' OB DOWN:6 1/2'' Rectangular |  |  |  | 8 | Black/White |  |  | Hardwired | 0 | 1 | 0 | 0 | 0 | 0 | 0 | 0 | 0 | 0 | 0 | 014817409604 | 7 | 15 | 12.5 | 8.38 | 0.76 | 93 | Yes | [8 empty] | UL Damp | cUL Damp | VANITY STRIP | 2 - Light Clayton |  | VS16602ORB.jpg | VS16602ORB.jpg
VS16603-BS | 3 - Light Vanity Fixture | Hard edges give the Clayton lighting collection by Feiss a contemporary and masculine look. The rectangular backplate features and inset Opal Etched glass plate as a design feature, which matches the four-sided glass shades, each perched on a sleek, straight central rod. | BATH | Clayton | Wall / Bath Lighting | Brushed Steel | BS | Steel | White Opal Etched Glass | W:3.875" H:5.875" |  |  | 3 Medium A19 100w |  | 3 | No | [27 empty] | 121.95 | 243.9 | 365.85 | L:22 1/8'' H:8 5/8'' E:5'' | 8.98 |  | 22.125 |  | 8.625 | Set Screw(s) |  |  |  |  | 5 | [25 empty] | W:10'' H:4 1/2'' OB UP:2 1/8'' OB DOWN:6 1/2'' Rectangular |  |  |  | 8 |  |  |  | Hardwired | 0 | 1 | 0 | 0 | 0 | 0 | 0 | 0 | 0 | 0 | 0 | 014817393590 | 24.25 | 7.25 | 12.5 | 12.4 | 1.272 | 100 | Yes | [8 empty] | UL Damp | cUL Damp | VANITY STRIP | 3 - Light Clayton |  | VS16603BS.jpg | VS16603BS.jpg
VS16603-ORB | 3 - Light Vanity Fixture | Hard edges give the Clayton lighting collection by Feiss a contemporary and masculine look. The rectangular backplate features and inset Opal Etched glass plate as a design feature, which matches the four-sided glass shades, each perched on a sleek, straight central rod. | BATH | Clayton | Wall / Bath Lighting | Oil Rubbed Bronze | ORB | Steel | White Opal Etched Glass | W:3.875" H:5.875" |  |  | 3 Medium A19 100w |  | 3 | No | [14 empty] | 0 | [12 empty] | 121.95 | 243.9 | 365.85 | L:22 1/8'' H:8 5/8'' E:5'' | 9.24 |  | 22.125 |  | 8.625 | [5 empty] | 5 | [25 empty] | DP:3/4'' W:10'' H:4 1/2'' OB UP:2 1/8'' OB DOWN:6 1/2'' Rectangular |  |  |  | 8 | Black/White |  |  | Hardwired | 0 | 1 | 0 | 0 | 0 | 0 | 0 | 0 | 0 | 0 | 0 | 014817409611 | 24.25 | 7.25 | 12 | 12.4 | 1.221 | 93 | Yes | [8 empty] | UL Damp | cUL Damp | VANITY STRIP | 3 - Light Clayton |  | VS16603ORB.jpg | VS16603ORB.jpg
VS16604-BS | 4 - Light Vanity Fixture | Hard edges give the Clayton lighting collection by Feiss a contemporary and masculine look. The rectangular backplate features and inset Opal Etched glass plate as a design feature, which matches the four-sided glass shades, each perched on a sleek, straight central rod. | BATH | Clayton | Wall / Bath Lighting | Brushed Steel | BS | Steel | White Opal Etched Glass | W:3.875" H:5.875" |  |  | 4 Medium A19 100w |  | 4 | No | [27 empty] | 151.45 | 302.9 | 454.35 | L:31 1/2'' H:8 5/8'' E:5'' | 11.11 |  | 31.5 |  | 8.625 | Set Screw(s) |  |  |  |  | 5 | [25 empty] | W:10'' H:4 1/2'' OB UP:2 1/8'' OB DOWN:6 1/2'' Rectangular |  |  |  | 8 |  |  |  | Hardwired | 0 | 1 | 0 | 0 | 0 | 0 | 0 | 0 | 0 | 0 | 0 | 014817393606 | 33.5 | 7 | 12.5 | 15.7 | 1.696 | 100 | Yes | [8 empty] | UL Damp | cUL Damp | VANITY STRIP | 4 - Light Clayton |  | VS16604BS.jpg | VS16604BS.jpg
VS16604-ORB | 4 - Light Vanity Fixture | Hard edges give the Clayton lighting collection by Feiss a contemporary and masculine look. The rectangular backplate features and inset Opal Etched glass plate as a design feature, which matches the four-sided glass shades, each perched on a sleek, straight central rod. | BATH | Clayton | Wall / Bath Lighting | Oil Rubbed Bronze | ORB | Steel | White Opal Etched Glass | W:3.875" H:5.875" |  |  | 4 Medium A19 100w |  | 4 | No | [27 empty] | 151.45 | 302.9 | 454.35 | L:31 1/2'' H:8 5/8'' E:5'' | 12.32 |  | 31.5 |  | 8.625 | [5 empty] | 5 | [25 empty] | DP:3/4'' W:10'' H:4 1/2'' OB UP:2 1/8'' OB DOWN:6 1/2'' Rectangular |  |  |  | 8 | Black/White |  |  | Hardwired | 0 | 1 | 0 | 0 | 0 | 0 | 0 | 0 | 0 | 0 | 0 | 014817409628 | 7 | 33 | 12.5 | 15.76 | 1.671 | 100 | Yes | [8 empty] | UL Damp | cUL Damp | VANITY STRIP | 4 - Light Clayton |  | VS16604ORB.jpg | VS16604ORB.jpg
VS17404-BS | 4 - Light Vanity Fixture | The transitional Perry lighting collection by Feiss is fitting for living, kitchen or bath areas of all style homes. With a gently curved body construction, the fixtures have a fluid movement with a transitional look to complement a wide range of décor. | BATH | Perry | Wall / Bath Lighting | Brushed Steel | BS | Steel | White Opal Etched Glass | W:4.375" H:5.25" |  |  | 4 Medium A19 100w |  | 4 | No | [27 empty] | 84.5 | 169 | 253.5 | L:24'' H:9 1/4'' E:7'' | 6.6 |  | 24 |  | 9.25 | [5 empty] | 7 | [25 empty] | W:8 1/4'' H:4 5/8'' Oval |  |  |  | 8 | Black/White |  |  | Hardwired | 0 | 0 | 0 | 0 | 0 | 0 | 0 | 0 | 0 | 0 | 0 | 014817425079 | 26 | 9.25 | 12 | 8.5 | 1.67 | 175 | Yes | [8 empty] | UL Damp | cUL Damp | VANITY STRIP | 4 - Light Perry |  | VS17404BS.jpg | VS17404BS.jpg
VS18252DWK/SGM | 2 - Light Vanity | Influenced by both rustic and industrial design, the transitional Angelo chandelier collection by Feiss celebrates the beauty of imperfection and the visual impact of mixed materials to create an overall rugged look. The cylindrical Clear Thick Wavy glass shades complement the two-toned finish of Distressed Weathered Oak on the outer structures and a new pitted, richly textured Slated Grey Metal finish on the sloping arms for a rustic but tailored look. Perfect as foyer lighting, living room lighting, or paired over a dining room table, and the largest fixture will be the crowning touch to any great room. The Angelo lighting collection includes a five-light chandelier, six-light chandelier, a nine-light, two-tier chandelier, an eight-light linear island chandelier and a one-light sconce light. | BATH | Angelo | Wall / Bath Lighting | Distressed Weathered Oak / Slate Grey Metal | DWK/SGM | Steel | Undefined Glass | D:4" H:7.125" |  |  | 2 Medium A19 75w |  | 2 | No | [14 empty] | 0 | [12 empty] | 86.95 | 173.9 | 260.85 | W:15 7/8'' H:9 3/8'' E:6 1/2'' | 6.5 |  |  | 15.875 | 9.375 | Set Screw(s) |  |  |  |  | 6.5 | [25 empty] | DP:3/4'' W:4 3/4'' H:7'' OB UP:2 5/8'' Rectangular |  |  |  | 8 | Black/White |  |  | Hardwired | 0 | 1 | 0 | 0 | 0 | 0 | 0 | 0 | 0 | 0 | 0 | 014817597790 | 19 | 9.25 | 12.25 | 7.4 | 1.246 | 175 | Yes | [9 empty] | cETL Damp | ANGELO 2L VANITY DWK/SGM | 2 - Light Vanity |  | VS18252DWKSGM.jpg | VS18252DWKSGM.jpg
VS18253DWK/SGM | 3 - Light Vanity | Influenced by both rustic and industrial design, the transitional Angelo chandelier collection by Feiss celebrates the beauty of imperfection and the visual impact of mixed materials to create an overall rugged look. The cylindrical Clear Thick Wavy glass shades complement the two-toned finish of Distressed Weathered Oak on the outer structures and a new pitted, richly textured Slated Grey Metal finish on the sloping arms for a rustic but tailored look. Perfect as foyer lighting, living room lighting, or paired over a dining room table, and the largest fixture will be the crowning touch to any great room. The Angelo lighting collection includes a five-light chandelier, six-light chandelier, a nine-light, two-tier chandelier, an eight-light linear island chandelier and a one-light sconce light. | BATH | Angelo | Wall / Bath Lighting | Distressed Weathered Oak / Slate Grey Metal | DWK/SGM | Steel | Undefined Glass | D:4" H:7" |  |  | 3 Medium A19 75w |  | 3 | No | [14 empty] | 0 | [12 empty] | 115.95 | 231.9 | 347.85 | L:24 1/4'' H:9 3/8'' E:6 1/2'' | 8.8 |  | 24.25 |  | 9.375 | Set Screw(s) |  |  |  |  | 6.5 | [25 empty] | DP:3/4'' W:4 3/4'' H:13'' OB UP:9 1/2'' Rectangular |  |  |  | 8 | Black/White |  |  | Hardwired | 0 | 1 | 0 | 0 | 0 | 0 | 0 | 0 | 0 | 0 | 0 | 014817597806 | 27.75 | 9.25 | 12.25 | 9.8 | 1.82 | 175 | Yes | [9 empty] | cETL Damp | ANGELO 3L VANITY DWK/SGM | 3 - Light Vanity |  | VS18253DWKSGM.jpg | VS18253DWKSGM.jpg
VS18403-PN | 3 - Light Vanity Fixture | Contemporary casual aptly describes the Riva bath lighting collection by Feiss, which features square glass shades that sit securely in front of rectangular backplates with double-stepped detailing. The Brushed Steel fixtures include Opal Etched glass shades, while the Oil Rubbed Bronze fixtures feature Cream Etched glass shades. | BATH | Riva | Wall / Bath Lighting | Polished Nickel | PN | Steel / Aluminum | Opal Etched Glass | H:6.125" | L:3.5" W:3.5" |  | 3 Medium A19 100w |  | 3 | No | [27 empty] | 114.5 | 229 | 343.5 | L:21 1/2'' H:8 1/2'' E:5 1/4'' | 7.44 |  | 21.5 |  | 8.5 | [5 empty] | 5.25 | [25 empty] | DP:3/4'' W:9'' H:5'' Rectangular |  |  |  | 8 | Black/White |  |  | Hardwired | 0 | 0 | 0 | 0 | 0 | 0 | 0 | 0 | 0 | 0 | 0 | 014817424393 | 24.5 | 8.25 | 10 | 8.9 | 1.17 | 125 | Yes | [8 empty] | UL Damp | cUL Damp | VANITY STRIP | 3 - Light Riva |  | VS18403PN.jpg | VS18403PN.jpg
VS18902-RBZ | 2 - Light Vanity Fixture | The movement and warm glow of the thick Amber Swirl glass is the central design element of the transitional Aris lighting collection by Feiss. Inner cylinders of White Opal Etched glass give the illusion of a candle glowing behind the dramatically slumped surface of the outer art glass panels. | BATH | Aris | Wall / Bath Lighting | Roman Bronze | RBZ | Steel | Amber Swirl Art Glass Glass | D:6.375" H:6.875" |  |  | 2 Medium A19 100w |  | 2 | No | [14 empty] | 0 | [12 empty] | 131.45 | 262.9 | 394.35 | L:16 1/8'' H:8 3/8'' E:5 7/8'' | 8.58 |  | 16.125 |  | 8.375 | [5 empty] | 5.875 | [25 empty] | DP:3/4'' W:5 1/8'' H:16 1/8'' Rectangular |  |  |  | 8 | Black/White |  |  | Hardwired | 0 | 0 | 0 | 0 | 0 | 0 | 0 | 0 | 0 | 0 | 0 | 014817470192 | 18.75 | 10 | 13.5 | 10.2 | 1.465 | 125 | Yes | [8 empty] | UL Damp | cUL Damp | VANITY STRIP | 2 - Light Aris |  | VS18902RBZ.jpg | VS18902RBZ.jpg
VS18903-RBZ | 3 - Light Vanity Fixture | The movement and warm glow of the thick Amber Swirl glass is the central design element of the transitional Aris lighting collection by Feiss. Inner cylinders of White Opal Etched glass give the illusion of a candle glowing behind the dramatically slumped surface of the outer art glass panels. | BATH | Aris | Wall / Bath Lighting | Roman Bronze | RBZ | Steel | Amber Swirl Art Glass Glass | D:6.375" H:6.875" |  |  | 3 Medium A19 100w |  | 3 | No | [27 empty] | 197.45 | 394.9 | 592.35 | L:25'' H:8 3/8'' E:5 7/8'' | 13.92 |  | 25 |  | 8.375 | [5 empty] | 5.875 | [25 empty] | DP:3/4'' W:5 1/8'' H:25'' Rectangular |  |  |  | 8 | Black/White |  |  | Hardwired | 0 | 0 | 0 | 0 | 0 | 0 | 0 | 0 | 0 | 0 | 0 | 014817470208 | 27.5 | 9.75 | 13 | 16 | 2.017 | 125 | Yes | [8 empty] | UL Damp | cUL Damp | VANITY STRIP | 3 - Light Aris |  | VS18903RBZ.jpg | VS18903RBZ.jpg
VS18904-RBZ | 4 - Light Vanity Fixture | The movement and warm glow of the thick Amber Swirl glass is the central design element of the transitional Aris lighting collection by Feiss. Inner cylinders of White Opal Etched glass give the illusion of a candle glowing behind the dramatically slumped surface of the outer art glass panels. | BATH | Aris | Wall / Bath Lighting | Roman Bronze | RBZ | Steel | Amber Swirl Art Glass Glass | D:6.375" H:6.875" |  |  | 4 Medium A19 100w |  | 4 | No | [27 empty] | 257.95 | 515.9 | 773.85 | L:33 7/8'' H:8 3/8'' E:5 7/8'' | 17.29 |  | 33.875 |  | 8.375 | [5 empty] | 5.875 | [25 empty] | DP:3/4'' W:5 1/8'' H:33 7/8'' Rectangular |  |  |  | 8 | Black/White |  |  | Hardwired | 0 | 0 | 0 | 0 | 0 | 0 | 0 | 0 | 0 | 0 | 0 | 014817470215 | 37.75 | 9.75 | 13 | 20.75 | 2.769 | 125 | Yes | [8 empty] | UL Damp | cUL Damp | VANITY STRIP | 4 - Light Aris |  | VS18904RBZ.jpg | VS18904RBZ.jpg
VS19502-GBZ | 2-Light Vanity Strip | European detailing is the hallmark of the Emma bath lighting collection by Feiss. The Cream Etched glass shades have pleated details reminiscent of a woman’s skirt flowing side to side while partaking in a charming countryside dance. | BATH | Emma | Wall / Bath Lighting | Grecian Bronze | GBZ | Resin / Steel & Glass | Cream Etched Glass | L:5.5" W:5.5" H:5.125" |  |  | 2 Medium A21 100w |  | 2 | No | [27 empty] | 59.5 | 119 | 178.5 | W:13 1/2'' H:8'' E:8 1/8'' | 4.84 |  |  | 13.5 | 8 | [5 empty] | 8.125 | [25 empty] | D:5 1/2'' DP:2 1/4'' Round | [7 empty] | Hardwired | 0 | 0 | 0 | 0 | 0 | 0 | 0 | 0 | 0 | 0 | 0 | 014817478068 | 14.5 | 10.75 | 12 | 7.3 | 1.082 | 125 | Yes | [9 empty] | cUL Damp | VANITY STRIP | 2-Light Emma |  | VS19502GBZ.jpg | VS19502GBZ.jpg
VS19701-BS | 1-Light Vanity Strip | Concord bath fixtures has its roots in the Colonial era. The classic styling features a goose-neck arm, leading to four-sided, Opal Etched glass shades with beveled corners and a cleanly chamfered back plate with a cut corner detail. | BATH | Concord | Wall / Bath Lighting | Brushed Steel | BS | Steel / Glass | White Opal Etched Glass | L:4.5" W:4.5" H:4.875" |  |  | 1 Medium A21 100w |  | 1 | No | [27 empty] | 40.45 | 80.9 | 121.35 | W:4 5/8'' H:10 1/8'' E:6'' | 4.51 |  |  | 4.625 | 10.125 | [5 empty] | 6 | [25 empty] | DP:1 1/8'' W:4 5/8'' H:5 3/4'' Octagonal | [7 empty] | Hardwired | 0 | 0 | 0 | 0 | 0 | 0 | 0 | 0 | 0 | 0 | 0 | 014817478426 | 9 | 8.5 | 10 | 3.85 | 0.443 | 100 | Yes | 2 | 10014817478423 | 18 | 11 | 9.5 | 8.75 | 1.089 | Yes |  | cUL Damp | VANITY STRIP | 1-Light Concord |  | VS19701BS.jpg | VS19701BS.jpg
VS19701-PN | 1-Light Vanity Strip | Concord bath fixtures has its roots in the Colonial era. The classic styling features a goose-neck arm, leading to four-sided, Opal Etched glass shades with beveled corners and a cleanly chamfered back plate with a cut corner detail. | BATH | Concord | Wall / Bath Lighting | Polished Nickel | PN | Steel / Glass | White Opal Etched Glass | L:4.5" W:4.5" H:4.875" |  |  | 1 Medium A21 100w |  | 1 | No | [27 empty] | 40.45 | 80.9 | 121.35 | W:4 5/8'' H:10 1/8'' E:6'' | 4.51 |  |  | 4.625 | 10.125 | [5 empty] | 6 | [25 empty] | DP:1 1/8'' W:4 5/8'' H:5 3/4'' Octagonal | [8 empty] | 0 | 0 | 0 | 0 | 0 | 0 | 0 | 0 | 0 | 0 | 0 | 014817478433 | 9 | 8.5 | 10 | 3.85 | 0.443 | 100 | Yes | 2 | 10014817478430 | 18 | 11 | 9.5 | 8.75 | 1.089 | Yes |  | cUL Damp | VANITY STRIP | 1-Light Concord |  | VS19701PN.jpg | VS19701PN.jpg
VS19702-BS | 2-Light Vanity Strip | Concord bath fixtures has its roots in the Colonial era. The classic styling features a goose-neck arm, leading to four-sided, Opal Etched glass shades with beveled corners and a cleanly chamfered back plate with a cut corner detail. | BATH | Concord | Wall / Bath Lighting | Brushed Steel | BS | Steel / Glass | White Opal Etched Glass | L:4.5" W:4.5" H:4.875" |  |  | 2 Medium A21 100w |  | 2 | No | [27 empty] | 69.95 | 139.9 | 209.85 | W:14'' H:10 1/8'' E:6'' | 4.73 |  |  | 14 | 10.125 | [5 empty] | 6 | [25 empty] | DP:1 1/8'' W:4 5/8'' H:5 3/4'' Octagonal | [7 empty] | Hardwired | 0 | 0 | 0 | 0 | 0 | 0 | 0 | 0 | 0 | 0 | 0 | 014817478457 | 14.5 | 12.75 | 12 | 6.5 | 1.284 | 100 | Yes | 2 | 10014817478454 | 16.5 | 12.75 | 15.25 | 15.5 | 1.857 | Yes |  | cUL Damp | VANITY STRIP | 2-Light Concord |  | VS19702BS.jpg | VS19702BS.jpg
VS19702-PN | 2-Light Vanity Strip | Concord bath fixtures has its roots in the Colonial era. The classic styling features a goose-neck arm, leading to four-sided, Opal Etched glass shades with beveled corners and a cleanly chamfered back plate with a cut corner detail. | BATH | Concord | Wall / Bath Lighting | Polished Nickel | PN | Steel / Glass | White Opal Etched Glass | L:4.5" W:4.5" H:4.875" |  |  | 2 Medium A21 100w |  | 2 | No | [27 empty] | 69.95 | 139.9 | 209.85 | W:14'' H:10 1/8'' E:6'' | 4.73 |  |  | 14 | 10.125 | [5 empty] | 6 | [25 empty] | DP:1 1/8'' W:4 5/8'' H:5 3/4'' Octagonal | [7 empty] | Hardwired | 0 | 0 | 0 | 0 | 0 | 0 | 0 | 0 | 0 | 0 | 0 | 014817478464 | 14.5 | 8 | 15.25 | 6.5 | 1.024 | 125 | Yes | 2 | 10014817478461 | 16.5 | 12.75 | 15.25 | 14.5 | 1.857 | Yes |  | cUL Damp | VANITY STRIP | 2-Light Concord |  | VS19702PN.jpg | VS19702PN.jpg
VS19703-BS | 3-Light Vanity Strip | Concord bath fixtures has its roots in the Colonial era. The classic styling features a goose-neck arm, leading to four-sided, Opal Etched glass shades with beveled corners and a cleanly chamfered back plate with a cut corner detail. | BATH | Concord | Wall / Bath Lighting | Brushed Steel | BS | Steel / Glass | White Opal Etched Glass | L:4.5" W:4.5" H:4.875" |  |  | 3 Medium A21 100w |  | 3 | No | [27 empty] | 98.95 | 197.9 | 296.85 | W:21'' H:10 1/8'' E:6'' | 6.38 |  |  | 21 | 10.125 | [5 empty] | 6 | [25 empty] | DP:1 1/8'' W:4 5/8'' H:5 3/4'' Octagonal | [7 empty] | Hardwired | 0 | 0 | 0 | 0 | 0 | 0 | 0 | 0 | 0 | 0 | 0 | 014817478488 | 22 | 11.75 | 7.75 | 8.95 | 1.159 | 125 | Yes | [9 empty] | cUL Damp | VANITY STRIP | 3-Light Concord |  | VS19703BS.jpg | VS19703BS.jpg
VS19703-PN | 3-Light Vanity Strip | Concord bath fixtures has its roots in the Colonial era. The classic styling features a goose-neck arm, leading to four-sided, Opal Etched glass shades with beveled corners and a cleanly chamfered back plate with a cut corner detail. | BATH | Concord | Wall / Bath Lighting | Polished Nickel | PN | Steel / Glass | White Opal Etched Glass | L:4.5" W:4.5" H:4.875" |  |  | 3 Medium A21 100w |  | 3 | No | [27 empty] | 98.95 | 197.9 | 296.85 | W:21'' H:10 1/8'' E:6'' | 6.38 |  |  | 21 | 10.125 | [5 empty] | 6 | [25 empty] | DP:1 1/8'' W:4 5/8'' H:5 3/4'' Octagonal | [7 empty] | Hardwired | 0 | 0 | 0 | 0 | 0 | 0 | 0 | 0 | 0 | 0 | 0 | 014817478495 | 22 | 11.75 | 7.75 | 8.95 | 1.159 | 125 | Yes | [9 empty] | cUL Damp | VANITY STRIP | 3-Light Concord |  | VS19703PN.jpg | VS19703PN.jpg
VS19704-BS | 4-Light Vanity Strip | Concord bath fixtures has its roots in the Colonial era. The classic styling features a goose-neck arm, leading to four-sided, Opal Etched glass shades with beveled corners and a cleanly chamfered back plate with a cut corner detail. | BATH | Concord | Wall / Bath Lighting | Brushed Steel | BS | Steel / Glass | White Opal Etched Glass | L:4.5" W:4.5" H:4.875" |  |  | 4 Medium A21 100w |  | 4 | No | [27 empty] | 127.95 | 255.9 | 383.85 | W:30'' H:10 1/8'' E:6'' | 8.58 |  |  | 30 | 10.125 | [5 empty] | 6 | [25 empty] | DP:1 1/8'' W:4 5/8'' H:5 3/4'' Octagonal | [7 empty] | Hardwired | 0 | 0 | 0 | 0 | 0 | 0 | 0 | 0 | 0 | 0 | 0 | 014817478518 | 31 | 8 | 12 | 11.8 | 1.722 | 125 | Yes | [9 empty] | cUL Damp | VANITY STRIP | 4-Light Concord |  | VS19704BS.jpg | VS19704BS.jpg
VS19704-PN | 4-Light Vanity Strip | Concord bath fixtures has its roots in the Colonial era. The classic styling features a goose-neck arm, leading to four-sided, Opal Etched glass shades with beveled corners and a cleanly chamfered back plate with a cut corner detail. | BATH | Concord | Wall / Bath Lighting | Polished Nickel | PN | Steel / Glass | White Opal Etched Glass | L:4.5" W:4.5" H:4.875" |  |  | 4 Medium A21 100w |  | 4 | No | [27 empty] | 127.95 | 255.9 | 383.85 | W:30'' H:10 1/8'' E:6'' | 8.58 |  |  | 30 | 10.125 | [5 empty] | 6 | [25 empty] | DP:1 1/8'' W:4 5/8'' H:5 3/4'' Octagonal | [7 empty] | Hardwired | 0 | 0 | 0 | 0 | 0 | 0 | 0 | 0 | 0 | 0 | 0 | 014817478525 | 31 | 8 | 12 | 12 | 1.722 | 125 | Yes | [9 empty] | cUL Damp | VANITY STRIP | 4-Light Concord |  | VS19704PN.jpg | VS19704PN.jpg
VS19711ORB | 1 - Light Wall Sconce | Concord bath fixtures has its roots in the Colonial era. The classic styling features a goose-neck arm, leading to four-sided, Opal Etched glass shades with beveled corners and a cleanly chamfered back plate with a cut corner detail. | WALL SCONCE | Concord | Wall / Bath Lighting | Oil Rubbed Bronze | ORB | Steel / Glass | White Opal Etched Cased Glass | L:4.5" W:4.5" H:4.75" |  |  | 1 Medium A19 100w |  | 1 | No | [14 empty] | 0 | [12 empty] | 41.45 | 82.9 | 124.35 | W:4 5/8'' H:10 1/8'' E:6'' | 2.5 |  |  | 4.625 | 10.125 | Cap Nuts |  |  |  |  | 6 | [25 empty] | DP:1 1/8'' W:4 5/8'' H:5 3/4'' OB UP:5 1/2'' Octagonal |  |  |  | 8 |  |  |  | Hardwired | 0 | 1 | 0 | 0 | 0 | 0 | 0 | 0 | 0 | 0 | 0 | 014817580440 | 10.5 | 9.5 | 9 | 3.7 | 0.52 | 125 | Yes | 2 | 10014817580447 | 18.25 | 11.75 | 9.75 | 8.3 | 1.21 | Yes |  | cETL Damp | CONCORD 1L WALL SCONCE ORB OPAL ETCHED | 1 - Light Wall Sconce |  | VS19711ORB.jpg | VS19711ORB.jpg
VS19712ORB | 2 - Light Vanity | Concord bath fixtures has its roots in the Colonial era. The classic styling features a goose-neck arm, leading to four-sided, Opal Etched glass shades with beveled corners and a cleanly chamfered back plate with a cut corner detail. | BATH | Concord | Wall / Bath Lighting | Oil Rubbed Bronze | ORB | Steel / Glass | Opal Glass | L:4.5" W:4.5" H:4.75" |  |  | 2 Medium A19 100w |  | 2 | No | [14 empty] | 0 | [12 empty] | 71.45 | 142.9 | 214.35 | W:14'' H:10 1/8'' E:6'' | 2.5 |  |  | 14 | 10.125 | Cap Nuts |  |  |  |  | 6 | [25 empty] | DP:1 1/8'' W:4 5/8'' H:5 3/4'' OB UP:3 5/8'' Octagonal |  |  |  | 8 |  |  |  |  | 0 | 1 | 0 | 0 | 0 | 0 | 0 | 0 | 0 | 0 | 0 | 014817580457 | 15 | 12.5 | 7.75 | 6.1 | 0.841 | 125 | Yes | 2 | 10014817580454 | 16 | 15.5 | 13.5 | 13.9 | 1.938 | Yes |  | cETL Damp | CONCORD 2L VANITY ORB OPAL ETCHED | 2 - Light Vanity |  | VS19712ORB.jpg | VS19712ORB.jpg
VS19713ORB | 3 - Light Vanity | Concord bath fixtures has its roots in the Colonial era. The classic styling features a goose-neck arm, leading to four-sided, Opal Etched glass shades with beveled corners and a cleanly chamfered back plate with a cut corner detail. | BATH | Concord | Wall / Bath Lighting | Oil Rubbed Bronze | ORB | Steel / Glass | Opal Glass | L:4.5" W:4.5" H:4.875" |  |  | 3 Medium A19 100w |  | 3 | No | [14 empty] | 0 | [12 empty] | 108.95 | 217.9 | 326.85 | W:21'' H:10 1/8'' E:6'' | 4.5 |  |  | 21 | 10.125 | Cap Nuts |  |  |  |  | 6 | [25 empty] | DP:1 1/8'' W:4 5/8'' H:5 3/4'' OB UP:3 5/8'' Octagonal |  |  |  | 8 |  |  |  | Hardwired | 0 | 1 | 0 | 0 | 0 | 0 | 0 | 0 | 0 | 0 | 0 | 014817580464 | 22.25 | 12.5 | 7.75 | 8.7 | 1.247 | 125 | Yes | [9 empty] | cETL Damp | CONCORD 3L VANITY ORB OPAL ETCHED | 3 - Light Vanity |  | VS19713ORB.jpg | VS19713ORB.jpg
VS19714ORB | 4 - Light Vanity | Concord bath fixtures has its roots in the Colonial era. The classic styling features a goose-neck arm, leading to four-sided, Opal Etched glass shades with beveled corners and a cleanly chamfered back plate with a cut corner detail. | BATH | Concord | Wall / Bath Lighting | Oil Rubbed Bronze | ORB | Steel / Glass | Opal Glass | L:4.5" W:4.5" H:4.875" |  |  | 4 Medium A15 100w |  | 4 | No | [14 empty] | 0 | [12 empty] | 134.95 | 269.9 | 404.85 | W:30'' H:10 1/8'' E:6'' | 6.38 |  |  | 30 | 10.125 | Cap Nuts |  |  |  |  | 6 | [25 empty] | DP:1 1/8'' W:4 5/8'' H:5 3/4'' OB UP:3 5/8'' Octagonal | [7 empty] | Hardwired | 0 | 1 | 0 | 0 | 0 | 0 | 0 | 0 | 0 | 0 | 0 | 014817580471 | 31.5 | 12.75 | 7.75 | 11.7 | 1.801 | 125 | Yes | [9 empty] | cETL Damp | CONCORD 4L VANITY ORB OPAL ETCHED | 4 - Light Vanity |  | VS19714ORB.jpg | VS19714ORB.jpg
VS20101HTBZ | One Light Wall / Bath | Wine glass-shaped, Opal Etched glass shades inspired the name of the transitional Vintner lighting collection and are finished with a beautiful ripple accent at the base. The sweeping body design is achieved by using smaller arms at the top and slightly larger arms below. At the transition point, a decorative sphere detail acts as a perch for each glass shade for an overall elegantly simple silhouette. Offered in Heritage Bronze or Satin Nickel finishes, the large assortment includes 5-Light, 9-Light and 18-Light Chandeliers, 3-Light Semi-Flushmount, 3-Light Uplight Chandelier, 3-Light Downlight Chandelier, 3-Light Island, 1-Light Mini-Pendant, 3-Light Uplight Pendant, 1-Light Wall Sconce, 11” and 13” 2-Light Flushmounts, 3-Light Flushmount, 2-Light Vanity, 3-Light Vanity and a 4-Light Vanity. | WALL SCONCE | Vintner | Wall / Bath Lighting | Heritage Bronze | HTBZ | Resin / Steel | White Opal Etched Glass | D:5.625" H:4.5" |  |  | 1 Medium A19 75w |  | 1 | No | [14 empty] | 0 | [12 empty] | 49.98 | 99.96 | 149.94 | W:5 1/2'' H:9'' E:6 5/8'' | 1.98 |  |  | 5.5 | 9 | Set Screw(s) |  |  |  |  | 6.625 |  | No |  | No | [21 empty] | DP:1'' W:5 1/2'' H:6 3/4'' OB UP:3 3/8'' OB DOWN:5 5/8'' Oval |  |  |  | 8 | Black/White |  |  | Hardwired | 0 | 1 | 0 | 0 | 1 | 0 | 0 | 1 | 0 | 0 | 0 | 014817536027 | 11.5 | 9 | 8 | 3.6 | 0.479 | 125 | Yes | [9 empty] | cETL Damp | VINTNER 1L SCONCE-HTBZ | One Light Wall / Bath |  | VS20101HTBZ.jpg | VS20101HTBZ.jpg
VS20101SN | One Light Wall / Bath | Wine glass-shaped, Opal Etched glass shades inspired the name of the transitional Vintner lighting collection and are finished with a beautiful ripple accent at the base. The sweeping body design is achieved by using smaller arms at the top and slightly larger arms below. At the transition point, a decorative sphere detail acts as a perch for each glass shade for an overall elegantly simple silhouette. Offered in Heritage Bronze or Satin Nickel finishes, the large assortment includes 5-Light, 9-Light and 18-Light Chandeliers, 3-Light Semi-Flushmount, 3-Light Uplight Chandelier, 3-Light Downlight Chandelier, 3-Light Island, 1-Light Mini-Pendant, 3-Light Uplight Pendant, 1-Light Wall Sconce, 11” and 13” 2-Light Flushmounts, 3-Light Flushmount, 2-Light Vanity, 3-Light Vanity and a 4-Light Vanity. | WALL SCONCE | Vintner | Wall / Bath Lighting | Satin Nickel | SN | Resin / Steel | White Opal Etched Glass | D:5.625" H:4.5" |  |  | 1 Medium A19 75w |  | 1 | No | [14 empty] | 0 | [12 empty] | 49.98 | 99.96 | 149.94 | W:5 1/2'' H:9'' E:6 5/8'' | 1.98 |  |  | 5.5 | 9 | Set Screw(s) |  |  |  |  | 6.625 |  | No |  | No | [21 empty] | DP:1'' W:5 1/2'' H:6 3/4'' OB UP:3 3/8'' OB DOWN:5 5/8'' Oval |  |  |  | 8 | Black/White |  |  | Hardwired | 0 | 1 | 0 | 0 | 1 | 0 | 0 | 1 | 0 | 0 | 0 | 014817541588 | 11.5 | 9 | 8 | 3.6 | 0.479 | 125 | Yes | [9 empty] | cETL Damp | VINTNER 1L SCONCE-SN | One Light Wall / Bath |  | VS20101SN.jpg | VS20101SN.jpg
VS20102HTBZ | Two Light Wall / Bath | Wine glass-shaped, Opal Etched glass shades inspired the name of the transitional Vintner lighting collection and are finished with a beautiful ripple accent at the base. The sweeping body design is achieved by using smaller arms at the top and slightly larger arms below. At the transition point, a decorative sphere detail acts as a perch for each glass shade for an overall elegantly simple silhouette. Offered in Heritage Bronze or Satin Nickel finishes, the large assortment includes 5-Light, 9-Light and 18-Light Chandeliers, 3-Light Semi-Flushmount, 3-Light Uplight Chandelier, 3-Light Downlight Chandelier, 3-Light Island, 1-Light Mini-Pendant, 3-Light Uplight Pendant, 1-Light Wall Sconce, 11” and 13” 2-Light Flushmounts, 3-Light Flushmount, 2-Light Vanity, 3-Light Vanity and a 4-Light Vanity. | BATH | Vintner | Wall / Bath Lighting | Heritage Bronze | HTBZ | Resin / Steel | White Opal Etched Glass | D:5.625" H:4.5" |  |  | 2 Medium A19 75w |  | 2 | No | [14 empty] | 0 | [12 empty] | 72.45 | 144.9 | 217.35 | W:15 3/8'' H:9'' E:5 5/8'' | 3.2 |  |  | 15.375 | 9 | Set Screw(s) |  |  |  |  | 5.625 |  | No |  | No | [21 empty] | DP:1'' W:6 3/4'' H:5 1/2'' OB UP:6 1/4'' OB DOWN:2 3/4'' Oval |  |  |  | 8 | Black/White |  |  | Hardwired | 0 | 1 | 0 | 0 | 1 | 0 | 0 | 1 | 0 | 0 | 0 | 014817536034 | 17 | 12 | 8.25 | 5.2 | 0.974 | 175 | Yes | [9 empty] | cETL Damp | VINTNER 2L BATH-HTBZ | Two Light Wall / Bath |  | VS20102HTBZ.jpg | VS20102HTBZ.jpg
VS20102SN | Two Light Wall / Bath | Wine glass-shaped, Opal Etched glass shades inspired the name of the transitional Vintner lighting collection and are finished with a beautiful ripple accent at the base. The sweeping body design is achieved by using smaller arms at the top and slightly larger arms below. At the transition point, a decorative sphere detail acts as a perch for each glass shade for an overall elegantly simple silhouette. Offered in Heritage Bronze or Satin Nickel finishes, the large assortment includes 5-Light, 9-Light and 18-Light Chandeliers, 3-Light Semi-Flushmount, 3-Light Uplight Chandelier, 3-Light Downlight Chandelier, 3-Light Island, 1-Light Mini-Pendant, 3-Light Uplight Pendant, 1-Light Wall Sconce, 11” and 13” 2-Light Flushmounts, 3-Light Flushmount, 2-Light Vanity, 3-Light Vanity and a 4-Light Vanity. | BATH | Vintner | Wall / Bath Lighting | Satin Nickel | SN | Resin / Steel | White Opal Etched Glass | D:5.625" H:4.5" |  |  | 2 Medium A19 75w |  | 2 | No | [14 empty] | 0 | [12 empty] | 72.45 | 144.9 | 217.35 | W:15 3/8'' H:9'' E:5 5/8'' | 3.2 |  |  | 15.375 | 9 | Set Screw(s) |  |  |  |  | 5.625 |  | No |  | No | [21 empty] | DP:1'' W:6 3/4'' H:5 1/2'' OB UP:6 1/4'' OB DOWN:2 3/4'' Oval |  |  |  | 8 | Black/White |  |  | Hardwired | 0 | 1 | 0 | 0 | 1 | 0 | 0 | 1 | 0 | 0 | 0 | 014817541595 | 17.25 | 12 | 8.25 | 5.1 | 0.988 | 175 | Yes | [9 empty] | cETL Damp | VINTNER 2L BATH-SN | Two Light Wall / Bath |  | VS20102SN.jpg | VS20102SN.jpg
VS20103HTBZ | Three Light Wall / Bath | Wine glass-shaped, Opal Etched glass shades inspired the name of the transitional Vintner lighting collection and are finished with a beautiful ripple accent at the base. The sweeping body design is achieved by using smaller arms at the top and slightly larger arms below. At the transition point, a decorative sphere detail acts as a perch for each glass shade for an overall elegantly simple silhouette. Offered in Heritage Bronze or Satin Nickel finishes, the large assortment includes 5-Light, 9-Light and 18-Light Chandeliers, 3-Light Semi-Flushmount, 3-Light Uplight Chandelier, 3-Light Downlight Chandelier, 3-Light Island, 1-Light Mini-Pendant, 3-Light Uplight Pendant, 1-Light Wall Sconce, 11” and 13” 2-Light Flushmounts, 3-Light Flushmount, 2-Light Vanity, 3-Light Vanity and a 4-Light Vanity. | BATH | Vintner | Wall / Bath Lighting | Heritage Bronze | HTBZ | Resin / Steel | White Opal Etched Glass | D:5.625" H:4.5" |  |  | 3 Medium A19 75w |  | 3 | No | [14 empty] | 0 | [12 empty] | 95.45 | 190.9 | 286.35 | W:23'' H:8 3/4'' E:5 3/4'' | 5.1 |  |  | 23 | 8.75 | Set Screw(s) |  |  |  |  | 5.75 |  | No |  | No | [21 empty] | DP:1'' W:6 3/4'' H:5 1/2'' OB UP:6'' OB DOWN:2 3/4'' Oval |  |  |  | 8 | Black/White |  |  | Hardwired | 0 | 1 | 0 | 0 | 1 | 0 | 0 | 1 | 0 | 0 | 0 | 014817536041 | 25 | 12 | 8.25 | 7.1 | 1.432 | 175 | Yes | [9 empty] | cETL Damp | VINTNER 3L BATH-HTBZ | Three Light Wall / Bath |  | VS20103HTBZ.jpg | VS20103HTBZ.jpg
VS20103SN | Three Light Wall / Bath | Wine glass-shaped, Opal Etched glass shades inspired the name of the transitional Vintner lighting collection and are finished with a beautiful ripple accent at the base. The sweeping body design is achieved by using smaller arms at the top and slightly larger arms below. At the transition point, a decorative sphere detail acts as a perch for each glass shade for an overall elegantly simple silhouette. Offered in Heritage Bronze or Satin Nickel finishes, the large assortment includes 5-Light, 9-Light and 18-Light Chandeliers, 3-Light Semi-Flushmount, 3-Light Uplight Chandelier, 3-Light Downlight Chandelier, 3-Light Island, 1-Light Mini-Pendant, 3-Light Uplight Pendant, 1-Light Wall Sconce, 11” and 13” 2-Light Flushmounts, 3-Light Flushmount, 2-Light Vanity, 3-Light Vanity and a 4-Light Vanity. | BATH | Vintner | Wall / Bath Lighting | Satin Nickel | SN | Resin / Steel | White Opal Etched Glass | D:5.625" H:4.5" |  |  | 3 Medium A19 75w |  | 3 | No | [14 empty] | 0 | [12 empty] | 95.45 | 190.9 | 286.35 | W:23'' H:8 3/4'' E:5 3/4'' | 5.1 |  |  | 23 | 8.75 | Set Screw(s) |  |  |  |  | 5.75 |  | No |  | No | [21 empty] | DP:1'' W:6 3/4'' H:5 1/2'' OB UP:6'' OB DOWN:2 3/4'' Oval |  |  |  | 8 | Black/White |  |  | Hardwired | 0 | 1 | 0 | 0 | 1 | 0 | 0 | 1 | 0 | 0 | 0 | 014817541601 | 25 | 12 | 8.25 | 7.3 | 1.432 | 175 | Yes | [9 empty] | cETL Damp | VINTNER 3L BATH-SN | Three Light Wall / Bath |  | VS20103SN.jpg | VS20103SN.jpg
VS20104HTBZ | Four Light Wall / Bath | Wine glass-shaped, Opal Etched glass shades inspired the name of the transitional Vintner lighting collection and are finished with a beautiful ripple accent at the base. The sweeping body design is achieved by using smaller arms at the top and slightly larger arms below. At the transition point, a decorative sphere detail acts as a perch for each glass shade for an overall elegantly simple silhouette. Offered in Heritage Bronze or Satin Nickel finishes, the large assortment includes 5-Light, 9-Light and 18-Light Chandeliers, 3-Light Semi-Flushmount, 3-Light Uplight Chandelier, 3-Light Downlight Chandelier, 3-Light Island, 1-Light Mini-Pendant, 3-Light Uplight Pendant, 1-Light Wall Sconce, 11” and 13” 2-Light Flushmounts, 3-Light Flushmount, 2-Light Vanity, 3-Light Vanity and a 4-Light Vanity. | BATH | Vintner | Wall / Bath Lighting | Heritage Bronze | HTBZ | Resin / Steel | White Opal Etched Glass | D:5.625" H:4.5" |  |  | 4 Medium A19 75w |  | 4 | No | [14 empty] | 0 | [12 empty] | 128.95 | 257.9 | 386.85 | W:34 3/8'' H:8 7/8'' E:5 3/4'' | 6.9 |  |  | 34.375 | 8.875 | Set Screw(s) |  |  |  |  | 5.75 |  | No |  | No | [21 empty] | DP:1'' W:6 3/4'' H:5 1/2'' OB UP:6 1/8'' OB DOWN:2 3/4'' Oval |  |  |  | 8 | Black/White |  |  | Hardwired | 0 | 1 | 0 | 0 | 1 | 0 | 0 | 1 | 0 | 0 | 0 | 014817536058 | 36.5 | 12 | 8 | 8.9 | 2.028 | 175 | Yes | [9 empty] | cETL Damp | VINTNER 4L BATH-HTBZ | Four Light Wall / Bath |  | VS20104HTBZ.jpg | VS20104HTBZ.jpg
VS20104SN | Four Light Wall / Bath | Wine glass-shaped, Opal Etched glass shades inspired the name of the transitional Vintner lighting collection and are finished with a beautiful ripple accent at the base. The sweeping body design is achieved by using smaller arms at the top and slightly larger arms below. At the transition point, a decorative sphere detail acts as a perch for each glass shade for an overall elegantly simple silhouette. Offered in Heritage Bronze or Satin Nickel finishes, the large assortment includes 5-Light, 9-Light and 18-Light Chandeliers, 3-Light Semi-Flushmount, 3-Light Uplight Chandelier, 3-Light Downlight Chandelier, 3-Light Island, 1-Light Mini-Pendant, 3-Light Uplight Pendant, 1-Light Wall Sconce, 11” and 13” 2-Light Flushmounts, 3-Light Flushmount, 2-Light Vanity, 3-Light Vanity and a 4-Light Vanity. | BATH | Vintner | Wall / Bath Lighting | Satin Nickel | SN | Resin / Steel | White Opal Etched Glass | D:5.625" H:4.5" |  |  | 4 Medium A19 75w |  | 4 | No | [14 empty] | 0 | [12 empty] | 128.95 | 257.9 | 386.85 | W:34 3/8'' H:8 7/8'' E:5 3/4'' | 6.9 |  |  | 34.375 | 8.875 | Set Screw(s) |  |  |  |  | 5.75 |  | No |  | No | [21 empty] | DP:1'' W:6 3/4'' H:5 1/2'' OB UP:6 1/8'' OB DOWN:2 3/4'' Oval |  |  |  | 8 | Black/White |  |  | Hardwired | 0 | 1 | 0 | 0 | 1 | 0 | 0 | 1 | 0 | 0 | 0 | 014817541618 | 36.5 | 12 | 8 | 8.9 | 2.028 | 175 | Yes | [9 empty] | cETL Damp | VINTNER 4L BATH-SN | Four Light Wall / Bath |  | VS20104SN.jpg | VS20104SN.jpg
VS20201PN | 1 - Light Sconce | Inspired by the craftsmanship of fine jewelry, a Crystal inlay is coupled with the Polished Nickel finish and White Shantung Silk shades in each fixture of the Pavé lighting collection by Feiss to add sparkle in an unexpected and cleanly tailored way. This transitional design delivers vibrant elegance to any room’s design without overpowering the rest of the beautiful décor. The lighting collection includes a 5-Light Chandelier, 3-Light Chandelier, 3-Light Drum, 1-Light Mini-Pendant, 2-Light Flushmount, 1-Light Wall Sconce, as well as 2-Light, 3-Light and 4-Light Vanity fixtures which all have Opal Etched glass shades. | WALL SCONCE | Pave | Wall / Bath Lighting | Polished Nickel | PN | [5 empty] | 1 Medium A19 75w |  | 1 | No | [14 empty] | 0 | [12 empty] | 72.95 | 145.9 | 218.85 | W:5'' H:7 5/8'' E:5 7/8'' | 2.8 |  |  | 5 | 7.625 | Wall / Bath |  |  |  |  | 5.875 | [29 empty] | 8 |  |  |  | Hardwired | 0 | 1 | 0 | 0 | 0 | 0 | 0 | 0 | 0 | 0 | 0 | 014817536256 | 13.75 | 9.75 | 8.25 | 3.2 | 0.64 | 175 | Yes | [9 empty] | cETL Damp | 1L Crystal Inlay Sconce Polished Nickel | 1 - Light Sconce |  | VS20201PN.jpg | VS20201PN.jpg
VS20203PN | 3 - Light Vanity | Inspired by the craftsmanship of fine jewelry, a Crystal inlay is coupled with the Polished Nickel finish and White Shantung Silk shades in each fixture of the Pavé lighting collection by Feiss to add sparkle in an unexpected and cleanly tailored way. This transitional design delivers vibrant elegance to any room’s design without overpowering the rest of the beautiful décor. The lighting collection includes a 5-Light Chandelier, 3-Light Chandelier, 3-Light Drum, 1-Light Mini-Pendant, 2-Light Flushmount, 1-Light Wall Sconce, as well as 2-Light, 3-Light and 4-Light Vanity fixtures which all have Opal Etched glass shades. | BATH | Pave | Wall / Bath Lighting | Polished Nickel | PN | Steel |  |  |  |  | 3 Medium A19 75w |  | 3 | No | [14 empty] | 0 | [12 empty] | 133.45 | 266.9 | 400.35 | W:18'' H:7 5/8'' E:5 7/8'' | 6.7 |  |  | 18 | 7.625 | Wall / Bath |  |  |  |  | 5.875 | [25 empty] | DP:3/4'' W:5'' H:5'' |  |  |  | 8 |  |  |  | Hardwired | 0 | 1 | 0 | 0 | 0 | 0 | 0 | 0 | 0 | 0 | 0 | 014817536294 | 18.25 | 13.75 | 7.25 | 7.2 | 1.053 | 125 | Yes | [9 empty] | cETL Damp | 3L Crystal Inlay Vanity Polished Nickel | 3 - Light Vanity |  | VS20203PN.jpg | VS20203PN.jpg
VS20204PN | 4 - Light Vanity | Inspired by the craftsmanship of fine jewelry, a Crystal inlay is coupled with the Polished Nickel finish and White Shantung Silk shades in each fixture of the Pavé lighting collection by Feiss to add sparkle in an unexpected and cleanly tailored way. This transitional design delivers vibrant elegance to any room’s design without overpowering the rest of the beautiful décor. The lighting collection includes a 5-Light Chandelier, 3-Light Chandelier, 3-Light Drum, 1-Light Mini-Pendant, 2-Light Flushmount, 1-Light Wall Sconce, as well as 2-Light, 3-Light and 4-Light Vanity fixtures which all have Opal Etched glass shades. | BATH | Pave | Wall / Bath Lighting | Polished Nickel | PN | Steel |  |  |  |  | 4 Medium A19 75w |  | 4 | No | [14 empty] | 0 | [12 empty] | 162.95 | 325.9 | 488.85 | W:24'' H:7 5/8'' E:5 7/8'' | 7.8 |  |  | 24 | 7.625 | Wall / Bath |  |  |  |  | 5.875 | [29 empty] | 8 |  |  |  | Hardwired | 0 | 1 | 0 | 0 | 0 | 0 | 0 | 0 | 0 | 0 | 0 | 014817536317 | 24 | 13.75 | 7.25 | 8.7 | 1.385 | 125 | Yes | [9 empty] | cETL Damp | 4L Crystal Inlay Vanity Polished Nickel | 4 - Light Vanity |  | VS20204PN.jpg | VS20204PN.jpg
VS20601PN | 1 - Light Sconce | With understated crystal details, the Maddison bath lighting collection by Feiss has clean, elegant lines. A cast metal detail is the transition between the Opal Etched glass shades and the thick, Clear Crystal detail at the base of each light. Inspired by modern perfume bottles, the crystal is robust in this transitional, tailored design which will add beauty to any bathroom. Cleverly hidden hardware maintains the clean lines. Available in Polished Nickel or Satin Nickel finishes, the assortment includes 1-Light Wall Sconce, 2-Light Vanity, 3-Light Vanity and a 4-Light Vanity. | WALL SCONCE | Maddison | Wall / Bath Lighting | Polished Nickel | PN | Steel |  |  |  |  | 1 Medium A19 75w |  | 1 | No | [14 empty] | 0 | [12 empty] | 86.95 | 173.9 | 260.85 | W:5'' H:8 7/8'' E:5'' | 4 |  |  | 5 | 8.875 | Wall / Bath |  |  |  |  | 5 | [25 empty] | DP:3/4'' W:5'' H:5'' OB UP:6 3/8'' OB DOWN:2 1/2'' Square |  |  |  | 8 |  |  |  | Hardwired | 0 | 0 | 0 | 0 | 0 | 0 | 0 | 0 | 0 | 0 | 0 | 014817539523 | 14.75 | 9.38 | 8.5 | 4.5 | 0.681 | 125 | Yes | [9 empty] | cETL Damp | 1L Maddison Sconce Polished Nickel | 1 - Light Sconce |  | VS20601PN.jpg | VS20601PN.jpg
VS20601SN | 1 - Light Sconce | With understated crystal details, the Maddison bath lighting collection by Feiss has clean, elegant lines. A cast metal detail is the transition between the Opal Etched glass shades and the thick, Clear Crystal detail at the base of each light. Inspired by modern perfume bottles, the crystal is robust in this transitional, tailored design which will add beauty to any bathroom. Cleverly hidden hardware maintains the clean lines. Available in Polished Nickel or Satin Nickel finishes, the assortment includes 1-Light Wall Sconce, 2-Light Vanity, 3-Light Vanity and a 4-Light Vanity. | WALL SCONCE | Maddison | Wall / Bath Lighting | Satin Nickel | SN | Steel |  |  |  |  | 1 Medium A19 75w |  | 1 | No | [14 empty] | 0 | [12 empty] | 86.95 | 173.9 | 260.85 | W:5'' H:8 7/8'' E:5'' | 4 |  |  | 5 | 8.875 | Wall / Bath |  |  |  |  | 5 | [25 empty] | DP:3/4'' W:5'' H:5'' OB UP:6 3/8'' OB DOWN:2 1/2'' Square |  |  |  | 8 |  |  |  | Hardwired | 0 | 0 | 0 | 0 | 0 | 0 | 0 | 0 | 0 | 0 | 0 | 014817539530 | 14.75 | 9.38 | 8.5 | 4.5 | 0.681 | 125 | Yes | [9 empty] | cETL Damp | 1L Maddison Sconce Satin Nickel | 1 Light Sconce |  | VS20601SN.jpg | VS20601SN.jpg
VS20602PN | 2 - Light Vanity | With understated crystal details, the Maddison bath lighting collection by Feiss has clean, elegant lines. A cast metal detail is the transition between the Opal Etched glass shades and the thick, Clear Crystal detail at the base of each light. Inspired by modern perfume bottles, the crystal is robust in this transitional, tailored design which will add beauty to any bathroom. Cleverly hidden hardware maintains the clean lines. Available in Polished Nickel or Satin Nickel finishes, the assortment includes 1-Light Wall Sconce, 2-Light Vanity, 3-Light Vanity and a 4-Light Vanity. | BATH | Maddison | Wall / Bath Lighting | Polished Nickel | PN | Steel |  |  |  |  | 2 Medium A19 75w |  | 2 | No | [14 empty] | 0 | [12 empty] | 121.95 | 243.9 | 365.85 | W:14'' H:8 7/8'' E:5'' | 6.5 |  |  | 14 | 8.875 | Wall / Bath |  |  |  |  | 5 | [25 empty] | DP:3/4'' W:5'' H:5'' OB UP:6 3/8'' OB DOWN:2 1/2'' Square |  |  |  | 8 |  |  |  | Hardwired | 0 | 0 | 0 | 0 | 0 | 0 | 0 | 0 | 0 | 0 | 0 | 014817539547 | 16.75 | 11.25 | 9.75 | 7.4 | 1.063 | 125 | Yes | [9 empty] | cETL Damp | 2L Vanity Polished Nickel | 2 - Light Vanity |  | VS20602PN.jpg | VS20602PN.jpg
VS20602SN | 2 - Light Vanity | With understated crystal details, the Maddison bath lighting collection by Feiss has clean, elegant lines. A cast metal detail is the transition between the Opal Etched glass shades and the thick, Clear Crystal detail at the base of each light. Inspired by modern perfume bottles, the crystal is robust in this transitional, tailored design which will add beauty to any bathroom. Cleverly hidden hardware maintains the clean lines. Available in Polished Nickel or Satin Nickel finishes, the assortment includes 1-Light Wall Sconce, 2-Light Vanity, 3-Light Vanity and a 4-Light Vanity. | BATH | Maddison | Wall / Bath Lighting | Satin Nickel | SN | Steel |  |  |  |  | 2 Medium A19 75w |  | 2 | No | [14 empty] | 0 | [12 empty] | 121.95 | 243.9 | 365.85 | W:14'' H:8 7/8'' E:5'' | 6.5 |  |  | 14 | 8.875 | Wall / Bath |  |  |  |  | 5 | [25 empty] | DP:3/4'' W:5'' H:5'' OB UP:6 3/8'' OB DOWN:2 1/2'' Square |  |  |  | 8 |  |  |  | Hardwired | 0 | 0 | 0 | 0 | 0 | 0 | 0 | 0 | 0 | 0 | 0 | 014817539554 | 16.75 | 11.25 | 10 | 7.2 | 1.09 | 125 | Yes | [9 empty] | cETL Damp | 2L Maddison Vanity Satin Nickel | 2 - Light Vanity |  | VS20602SN.jpg | VS20602SN.jpg
VS20603PN | 3 - Light Vanity | With understated crystal details, the Maddison bath lighting collection by Feiss has clean, elegant lines. A cast metal detail is the transition between the Opal Etched glass shades and the thick, Clear Crystal detail at the base of each light. Inspired by modern perfume bottles, the crystal is robust in this transitional, tailored design which will add beauty to any bathroom. Cleverly hidden hardware maintains the clean lines. Available in Polished Nickel or Satin Nickel finishes, the assortment includes 1-Light Wall Sconce, 2-Light Vanity, 3-Light Vanity and a 4-Light Vanity. | BATH | Maddison | Wall / Bath Lighting | Polished Nickel | PN | Steel |  |  |  |  | 3 Medium A19 75w |  | 3 | No | [14 empty] | 0 | [12 empty] | 162.95 | 325.9 | 488.85 | W:21 19/32'' H:8 7/8'' E:5'' | 10 |  |  | 21.5938 | 8.875 | Wall / Bath |  |  |  |  | 5 | [25 empty] | DP:3/4'' W:5'' H:5'' OB UP:6 3/8'' OB DOWN:2 1/2'' Square |  |  |  | 8 |  |  |  | Hardwired | 0 | 0 | 0 | 0 | 0 | 0 | 0 | 0 | 0 | 0 | 0 | 014817539561 | 24 | 11.25 | 10 | 10.9 | 1.563 | 125 | Yes | [9 empty] | cETL Damp | 3L Maddison Vanity Polish Nickel | 3 - Light Vanity |  | VS20603PN.jpg | VS20603PN.jpg
VS20603SN | 3 - Light Vanity | With understated crystal details, the Maddison bath lighting collection by Feiss has clean, elegant lines. A cast metal detail is the transition between the Opal Etched glass shades and the thick, Clear Crystal detail at the base of each light. Inspired by modern perfume bottles, the crystal is robust in this transitional, tailored design which will add beauty to any bathroom. Cleverly hidden hardware maintains the clean lines. Available in Polished Nickel or Satin Nickel finishes, the assortment includes 1-Light Wall Sconce, 2-Light Vanity, 3-Light Vanity and a 4-Light Vanity. | BATH | Maddison | Wall / Bath Lighting | Satin Nickel | SN | Steel |  |  |  |  | 3 Medium A19 75w |  | 3 | No | [14 empty] | 0 | [12 empty] | 162.95 | 325.9 | 488.85 | W:21 19/32'' H:8 7/8'' E:5'' | 10.5 |  |  | 21.5938 | 8.875 | Wall / Bath |  |  |  |  | 5 | [25 empty] | DP:3/4'' W:5'' H:5'' OB UP:6 3/8'' OB DOWN:2 1/2'' Square |  |  |  | 8 |  |  |  | Hardwired | 0 | 0 | 0 | 0 | 0 | 0 | 0 | 0 | 0 | 0 | 0 | 014817539578 | 24.25 | 11.25 | 10 | 11.1 | 1.579 | 125 | Yes | [9 empty] | cETL Damp | 3L Maddison Vanity Satin Nickel | 3 - Light Vanity |  | VS20603SN.jpg | VS20603SN.jpg
VS20604PN | 4 - Light Vanity | With understated crystal details, the Maddison bath lighting collection by Feiss has clean, elegant lines. A cast metal detail is the transition between the Opal Etched glass shades and the thick, Clear Crystal detail at the base of each light. Inspired by modern perfume bottles, the crystal is robust in this transitional, tailored design which will add beauty to any bathroom. Cleverly hidden hardware maintains the clean lines. Available in Polished Nickel or Satin Nickel finishes, the assortment includes 1-Light Wall Sconce, 2-Light Vanity, 3-Light Vanity and a 4-Light Vanity. | BATH | Maddison | Wall / Bath Lighting | Polished Nickel | PN | Steel |  |  |  |  | 4 Medium A19 75w |  | 4 | No | [14 empty] | 0 | [12 empty] | 209.45 | 418.9 | 628.35 | W:29'' H:8 7/8'' E:5'' | 7.5 |  |  | 29 | 8.875 | Wall / Bath |  |  |  |  | 5 | [25 empty] | DP:3/4'' W:5'' H:5'' OB UP:6 3/8'' OB DOWN:2 1/2'' Square |  |  |  | 8 |  |  |  | Hardwired | 0 | 0 | 0 | 0 | 0 | 0 | 0 | 0 | 0 | 0 | 0 | 014817539585 | 24.5 | 11.25 | 10 | 9.9 | 1.595 | 125 | Yes | [9 empty] | cETL Damp | 4L Maddison Vanity Polished Nickel | 4 - Light Vanity |  | VS20604PN.jpg | VS20604PN.jpg
VS20604SN | 4 - Light Vanity | With understated crystal details, the Maddison bath lighting collection by Feiss has clean, elegant lines. A cast metal detail is the transition between the Opal Etched glass shades and the thick, Clear Crystal detail at the base of each light. Inspired by modern perfume bottles, the crystal is robust in this transitional, tailored design which will add beauty to any bathroom. Cleverly hidden hardware maintains the clean lines. Available in Polished Nickel or Satin Nickel finishes, the assortment includes 1-Light Wall Sconce, 2-Light Vanity, 3-Light Vanity and a 4-Light Vanity. | BATH | Maddison | Wall / Bath Lighting | Satin Nickel | SN | Steel |  |  |  |  | 4 Medium A19 75w |  | 4 | No | [14 empty] | 0 | [12 empty] | 209.45 | 418.9 | 628.35 | W:29'' H:8 7/8'' E:5'' | 12 |  |  | 29 | 8.875 | Wall / Bath |  |  |  |  | 5 | [25 empty] | DP:3/4'' W:5'' H:5'' OB UP:6 3/8'' OB DOWN:2 1/2'' Square |  |  |  | 8 |  |  |  | Hardwired | 0 | 0 | 0 | 0 | 0 | 0 | 0 | 0 | 0 | 0 | 0 | 014817539592 | 32.5 | 11.25 | 9.5 | 14.2 | 2.01 | 125 | Yes | [9 empty] | cETL Damp | 4L Maddison Vanity Satin Nickel | 4 - Light Vanity |  | VS20604SN.jpg | VS20604SN.jpg
VS22101PN | 1 - Light Sconce | A subtle "X" design detail on the base of each light brings a tailored, masculine style to the transitional Xavierre bath lighting collection by Feiss in an understated and refined way. The nicely tapered, Opal Etched glass shades with closed bottoms hide the lamping, and the cleverly hidden hardware also contributes to the clean, classic aesthetic. Available in Polished Nickel and Satin Nickel finishes, the assortment includes a 1-Light Wall Sconce, 2-Light Vanity, 3-Light Vanity and a 4-Light Vanity. | WALL SCONCE | Xavierre | Wall / Bath Lighting | Polished Nickel | PN | Steel | Opal Etched Cased Glass | W:5" H:5.25" |  |  | 1 Medium A19 75w |  | 1 | No | [14 empty] | 0 | [12 empty] | 75.45 | 150.9 | 226.35 | W:5'' H:10 1/4'' E:6 1/4'' | 3 |  |  | 5 | 10.25 | Wall / Bath |  |  |  |  | 6.25 | [25 empty] | DP:1 1/8'' W:6'' H:5'' |  |  |  | 8 | Black/White |  |  | Hardwired | 0 | 0 | 0 | 0 | 0 | 0 | 0 | 0 | 0 | 0 | 0 | 014817537970 | 13.25 | 7.75 | 7.5 | 3.4 | 0.446 | 125 | Yes | [9 empty] | cETL Damp | 1L Xavierre Sconce Polished Nickel | 1 - Light Sconce |  | VS22101PN.jpg | VS22101PN.jpg
VS22101SN | 1 - Light Sconce | A subtle "X" design detail on the base of each light brings a tailored, masculine style to the transitional Xavierre bath lighting collection by Feiss in an understated and refined way. The nicely tapered, Opal Etched glass shades with closed bottoms hide the lamping, and the cleverly hidden hardware also contributes to the clean, classic aesthetic. Available in Polished Nickel and Satin Nickel finishes, the assortment includes a 1-Light Wall Sconce, 2-Light Vanity, 3-Light Vanity and a 4-Light Vanity. | WALL SCONCE | Xavierre | Wall / Bath Lighting | Satin Nickel | SN | Steel | Opal Etched Cased Glass | W:5.25" H:5" |  |  | 1 Medium A19 75w |  | 1 | No | [14 empty] | 0 | [12 empty] | 66.95 | 133.9 | 200.85 | W:5'' H:10 1/4'' E:6 1/4'' | 3.1 |  |  | 5 | 10.25 | Wall / Bath |  |  |  |  | 6.25 | [25 empty] | DP:1 1/8'' W:6'' H:5'' |  |  |  | 8 | Black/White |  |  | Hardwired | 0 | 0 | 0 | 0 | 0 | 0 | 0 | 0 | 0 | 0 | 0 | 014817537963 | 13.25 | 7.75 | 7.75 | 3.5 | 0.461 | 125 | Yes | [9 empty] | cETL Damp | 1L Xavierre Sconce Satin Nickel | 1 - Light Sconce |  | VS22101SN.jpg | VS22101SN.jpg
VS22102PN | 2 - Light Vanity | A subtle "X" design detail on the base of each light brings a tailored, masculine style to the transitional Xavierre bath lighting collection by Feiss in an understated and refined way. The nicely tapered, Opal Etched glass shades with closed bottoms hide the lamping, and the cleverly hidden hardware also contributes to the clean, classic aesthetic. Available in Polished Nickel and Satin Nickel finishes, the assortment includes a 1-Light Wall Sconce, 2-Light Vanity, 3-Light Vanity and a 4-Light Vanity. | BATH | Xavierre | Wall / Bath Lighting | Polished Nickel | PN | Steel | Opal Etched Cased Glass | W:5" H:5.25" |  |  | 2 Medium A19 75w |  | 2 | No | [14 empty] | 0 | [12 empty] | 110.45 | 220.9 | 331.35 | W:14'' H:9 3/4'' E:6 1/4'' | 5.5 |  |  | 14 | 9.75 | Wall / Bath |  |  |  |  | 6.25 | [25 empty] | DP:1 1/8'' W:6'' H:5'' |  |  |  | 8 | Black/White |  |  | Hardwired | 0 | 0 | 0 | 0 | 0 | 0 | 0 | 0 | 0 | 0 | 0 | 014817538007 | 15 | 13.25 | 9.25 | 6.4 | 1.064 | 125 | Yes | [9 empty] | cETL Damp | 2L Xavierre Vanity Polished Nickel | 2 - Light Vanity |  | VS22102PN.jpg | VS22102PN.jpg
VS22102SN | 2 - Light Vanity | A subtle "X" design detail on the base of each light brings a tailored, masculine style to the transitional Xavierre bath lighting collection by Feiss in an understated and refined way. The nicely tapered, Opal Etched glass shades with closed bottoms hide the lamping, and the cleverly hidden hardware also contributes to the clean, classic aesthetic. Available in Polished Nickel and Satin Nickel finishes, the assortment includes a 1-Light Wall Sconce, 2-Light Vanity, 3-Light Vanity and a 4-Light Vanity. | BATH | Xavierre | Wall / Bath Lighting | Satin Nickel | SN | Steel | Opal Etched Cased Glass |  |  |  | 2 Medium A19 75w |  | 2 | No | [14 empty] | 0 | [12 empty] | 107.95 | 215.9 | 323.85 | W:14'' H:9 3/4'' E:6 1/4'' | 5.5 |  |  | 14 | 9.75 | Wall / Bath |  |  |  |  | 6.25 | [29 empty] | 8 | Black/White |  |  | Hardwired | 0 | 0 | 0 | 0 | 0 | 0 | 0 | 0 | 0 | 0 | 0 | 014817537994 | 15 | 13.25 | 9.25 | 6.4 | 1.064 | 125 | Yes | [9 empty] | cETL Damp | 2L Xavierre Vanity Satin Nickel | 2 - Light Vanity |  | VS22102SN.jpg | VS22102SN.jpg
VS22103PN | 3 - Light Vanity | A subtle "X" design detail on the base of each light brings a tailored, masculine style to the transitional Xavierre bath lighting collection by Feiss in an understated and refined way. The nicely tapered, Opal Etched glass shades with closed bottoms hide the lamping, and the cleverly hidden hardware also contributes to the clean, classic aesthetic. Available in Polished Nickel and Satin Nickel finishes, the assortment includes a 1-Light Wall Sconce, 2-Light Vanity, 3-Light Vanity and a 4-Light Vanity. | BATH | Xavierre | Wall / Bath Lighting | Polished Nickel | PN | Steel | Opal Etched Cased Glass | W:5" H:5.25" |  |  | 3 Medium A19 75w |  | 3 | No | [14 empty] | 0 | [12 empty] | 145.45 | 290.9 | 436.35 | W:23 1/8'' H:9 3/4'' E:6 1/4'' | 7.5 |  |  | 23.125 | 9.75 | Wall / Bath |  |  |  |  | 6.25 | [25 empty] | DP:1 1/8'' W:6'' H:5'' |  |  |  | 8 | Black/White |  |  | Hardwired | 0 | 0 | 0 | 0 | 0 | 0 | 0 | 0 | 0 | 0 | 0 | 014817538038 | 22.58 | 13 | 9.5 | 9.85 | 1.614 | 125 | Yes | [9 empty] | cETL Damp | 3L Xavierre Vanity Polished Nickel | 3 - Light Vanity |  | VS22103PN.jpg | VS22103PN.jpg
VS22103SN | 3 - Light Vanity | A subtle "X" design detail on the base of each light brings a tailored, masculine style to the transitional Xavierre bath lighting collection by Feiss in an understated and refined way. The nicely tapered, Opal Etched glass shades with closed bottoms hide the lamping, and the cleverly hidden hardware also contributes to the clean, classic aesthetic. Available in Polished Nickel and Satin Nickel finishes, the assortment includes a 1-Light Wall Sconce, 2-Light Vanity, 3-Light Vanity and a 4-Light Vanity. | BATH | Xavierre | Wall / Bath Lighting | Satin Nickel | SN | Steel | Opal Etched Cased Glass | W:5" H:5.25" |  |  | 3 Medium A19 75w |  | 3 | No | [14 empty] | 0 | [12 empty] | 142.95 | 285.9 | 428.85 | W:23 1/8'' H:9 3/4'' E:6 1/4'' | 7.8 |  |  | 23.125 | 9.75 | Wall / Bath |  |  |  |  | 6.25 | [25 empty] | DP:1 1/8'' W:6'' H:5'' |  |  |  | 8 | Black/White |  |  | Hardwired | 0 | 0 | 0 | 0 | 0 | 0 | 0 | 0 | 0 | 0 | 0 | 014817538021 | 23 | 13.25 | 9.25 | 9.2 | 1.631 | 175 | Yes | [9 empty] | cETL Damp | 3L Xavierre Vanity Satin Nickel | 3 - Light Vanity |  | VS22103SN.jpg | VS22103SN.jpg
VS22104PN | 4 - Light Vanity | A subtle "X" design detail on the base of each light brings a tailored, masculine style to the transitional Xavierre bath lighting collection by Feiss in an understated and refined way. The nicely tapered, Opal Etched glass shades with closed bottoms hide the lamping, and the cleverly hidden hardware also contributes to the clean, classic aesthetic. Available in Polished Nickel and Satin Nickel finishes, the assortment includes a 1-Light Wall Sconce, 2-Light Vanity, 3-Light Vanity and a 4-Light Vanity. | BATH | Xavierre | Wall / Bath Lighting | Polished Nickel | PN | Steel | Opal Etched Cased Glass | W:5" H:5.25" |  |  | 4 Medium A19 75w |  | 4 | No | [14 empty] | 0 | [12 empty] | 186.45 | 372.9 | 559.35 | W:32 1/4'' H:9 3/4'' E:6 1/4'' | 11.8 |  |  | 32.25 | 9.75 | Wall / Bath |  |  |  |  | 6.25 | [25 empty] | DP:1 1/8'' W:6'' H:5'' |  |  |  | 8 | Black/White |  |  | Hardwired | 0 | 0 | 0 | 0 | 0 | 0 | 0 | 0 | 0 | 0 | 0 | 014817538069 | 32 | 13.5 | 9.5 | 12.7 | 2.375 | 175 | Yes | [9 empty] | cETL Damp | 4L Xavierre Vanity Polished Nickel | 4 - Light Vanity |  | VS22104PN.jpg | VS22104PN.jpg
VS22104SN | 4 - Light Vanity | A subtle "X" design detail on the base of each light brings a tailored, masculine style to the transitional Xavierre bath lighting collection by Feiss in an understated and refined way. The nicely tapered, Opal Etched glass shades with closed bottoms hide the lamping, and the cleverly hidden hardware also contributes to the clean, classic aesthetic. Available in Polished Nickel and Satin Nickel finishes, the assortment includes a 1-Light Wall Sconce, 2-Light Vanity, 3-Light Vanity and a 4-Light Vanity. | BATH | Xavierre | Wall / Bath Lighting | Satin Nickel | SN | Steel | Opal Etched Cased Glass | W:5" H:5.25" |  |  | 4 Medium A19 75w |  | 4 | No | [14 empty] | 0 | [12 empty] | 179.45 | 358.9 | 538.35 | W:32 1/4'' H:9 3/4'' E:6 1/4'' | 11.9 |  |  | 32.25 | 9.75 | Wall / Bath |  |  |  |  | 6.25 | [25 empty] | DP:1 1/8'' W:6'' H:5'' |  |  |  | 8 | Black/White |  |  | Hardwired | 0 | 0 | 0 | 0 | 0 | 0 | 0 | 0 | 0 | 0 | 0 | 014817538052 | 32.25 | 13.5 | 9.25 | 12.7 | 2.331 | 175 | Yes | [9 empty] | cETL Damp | 4L Xavierre Vanity Satin Nickel | 4 - Light Vanity |  | VS22104SN.jpg | VS22104SN.jpg
VS22601CH | 1 - Light Wall Sconce | The Bergin bath lighting collection by Feiss features modern, cylindrical Clear glass shades which surround White, inner glass shades to create a rich and elegant layering effect delivering a soft glow. The off-set, square backplate provides a sleek design contrast, making this transitional collection appropriate for a wide range of décor. Available in either a Satin Nickel or Chrome finish, Bergin can be mounted up or down. Lighting fixtures in the line include 2-, 3- and 4-light bath vanities and a 1-light wall sconce. | WALL SCONCE | Bergin | Wall / Bath Lighting | Chrome | CH | Steel | White Opal Etched Glass | D:3.75" H:5.5" |  |  | 1 Medium A19 75w |  | 1 | No | [14 empty] | 0 | [12 empty] | 55.95 | 111.9 | 167.85 | W:5'' H:7 5/8'' E:6'' | 2 |  |  | 5 | 7.625 | Wall / Bath |  |  |  |  | 6 | [25 empty] | DP:1'' W:5'' H:5'' OB UP:5 1/8'' OB DOWN:2 1/2'' Square |  |  |  | 8 |  |  |  | Hardwired | 0 | 1 | 0 | 0 | 0 | 0 | 0 | 0 | 0 | 0 | 0 | 014817564488 | 11.25 | 9.75 | 7.5 | 2.9 | 0.476 | 125 | Yes | [9 empty] | cETL Damp | 1L BERGIN SCNC CHRM | 1 - Light Wall Sconce |  | VS22601CH.jpg | VS22601CH.jpg
VS22601SN | 1 - Light Wall Sconce | The Bergin bath lighting collection by Feiss features modern, cylindrical Clear glass shades which surround White, inner glass shades to create a rich and elegant layering effect delivering a soft glow. The off-set, square backplate provides a sleek design contrast, making this transitional collection appropriate for a wide range of décor. Available in either a Satin Nickel or Chrome finish, Bergin can be mounted up or down. Lighting fixtures in the line include 2-, 3- and 4-light bath vanities and a 1-light wall sconce. | WALL SCONCE | Bergin | Wall / Bath Lighting | Satin Nickel | SN | Steel | White Opal Etched Glass | D:3.75" H:5.5" |  |  | 1 Medium A19 75w |  | 1 | No | [14 empty] | 0 | [12 empty] | 55.95 | 111.9 | 167.85 | W:5'' H:7 5/8'' E:6'' | 2 |  |  | 5 | 7.625 | Wall / Bath |  |  |  |  | 6 | [25 empty] | DP:1'' W:5'' H:5'' OB UP:5 1/8'' OB DOWN:2 1/2'' Square |  |  |  | 8 |  |  |  | Hardwired | 0 | 1 | 0 | 0 | 0 | 0 | 0 | 0 | 0 | 0 | 0 | 014817564471 | 11.5 | 9.75 | 7.5 | 2.9 | 0.487 | 125 | Yes | [9 empty] | cETL Damp | 1L BERGIN SCNC S.NKL | 1 - Light Wall Sconce |  | VS22601SN.jpg | VS22601SN.jpg
VS22602CH | 2 - Light Vanity | The Bergin bath lighting collection by Feiss features modern, cylindrical Clear glass shades which surround White, inner glass shades to create a rich and elegant layering effect delivering a soft glow. The off-set, square backplate provides a sleek design contrast, making this transitional collection appropriate for a wide range of décor. Available in either a Satin Nickel or Chrome finish, Bergin can be mounted up or down. Lighting fixtures in the line include 2-, 3- and 4-light bath vanities and a 1-light wall sconce. | BATH | Bergin | Wall / Bath Lighting | Chrome | CH | Steel | White Opal Etched Glass | D:3.75" H:5.5" |  |  | 2 Medium A19 75w |  | 2 | No | [14 empty] | 0 | [12 empty] | 110.45 | 220.9 | 331.35 | W:13 1/2'' H:7 5/8'' E:6'' | 4.9 |  |  | 13.5 | 7.625 | Wall / Bath |  |  |  |  | 6 | [25 empty] | DP:1'' W:5'' H:5'' OB UP:5 1/8'' OB DOWN:2 1/2'' Square |  |  |  | 8 |  |  |  | Hardwired | 0 | 1 | 0 | 0 | 0 | 0 | 0 | 0 | 0 | 0 | 0 | 014817564150 | 18.25 | 11.5 | 9.75 | 5.7 | 1.184 | 175 | Yes | [9 empty] | cETL Damp | 2L BERGIN BTH CHRM | 2 - Light Vanity |  | VS22602CH.jpg | VS22602CH.jpg
VS22602SN | 2 - Light Vanity | The Bergin bath lighting collection by Feiss features modern, cylindrical Clear glass shades which surround White, inner glass shades to create a rich and elegant layering effect delivering a soft glow. The off-set, square backplate provides a sleek design contrast, making this transitional collection appropriate for a wide range of décor. Available in either a Satin Nickel or Chrome finish, Bergin can be mounted up or down. Lighting fixtures in the line include 2-, 3- and 4-light bath vanities and a 1-light wall sconce. | BATH | Bergin | Wall / Bath Lighting | Satin Nickel | SN | Steel | White Opal Etched Glass | D:3.75" H:5.5" |  |  | 2 Medium A19 75w |  | 2 | No | [14 empty] | 0 | [12 empty] | 110.45 | 220.9 | 331.35 | W:13 1/2'' H:7 5/8'' E:6'' | 4.9 |  |  | 13.5 | 7.625 | Wall / Bath |  |  |  |  | 6 | [25 empty] | DP:1'' W:5'' H:5'' OB UP:5 1/8'' OB DOWN:2 1/2'' Square |  |  |  | 8 |  |  |  | Hardwired | 0 | 1 | 0 | 0 | 0 | 0 | 0 | 0 | 0 | 0 | 0 | 014817564143 | 18.25 | 11.5 | 9.75 | 5.7 | 1.184 | 175 | Yes | [9 empty] | cETL Damp | 2L BERGIN BTH S.NKL | 2 - Light Vanity |  | VS22602SN.jpg | VS22602SN.jpg
VS22603CH | 3 - Light Vanity | The Bergin bath lighting collection by Feiss features modern, cylindrical Clear glass shades which surround White, inner glass shades to create a rich and elegant layering effect delivering a soft glow. The off-set, square backplate provides a sleek design contrast, making this transitional collection appropriate for a wide range of décor. Available in either a Satin Nickel or Chrome finish, Bergin can be mounted up or down. Lighting fixtures in the line include 2-, 3- and 4-light bath vanities and a 1-light wall sconce. | BATH | Bergin | Wall / Bath Lighting | Chrome | CH | Steel | White Opal Etched Glass | D:3.75" H:5.5" |  |  | 3 Medium A19 75w |  | 3 | No | [14 empty] | 0 | [12 empty] | 145.45 | 290.9 | 436.35 | W:21 1/2'' H:7 5/8'' E:6'' | 6.9 |  |  | 21.5 | 7.625 | Wall / Bath |  |  |  |  | 6 | [25 empty] | DP:1'' W:5'' H:5'' OB UP:5 1/8'' OB DOWN:2 1/2'' Square |  |  |  | 8 |  |  |  | Hardwired | 0 | 1 | 0 | 0 | 0 | 0 | 0 | 0 | 0 | 0 | 0 | 014817564174 | 26.25 | 11.25 | 10 | 7.8 | 1.709 | 175 | Yes | [9 empty] | cETL Damp | 3L BERGIN BTH CHRM | 3 - Light Vanity |  | VS22603CH.jpg | VS22603CH.jpg
VS22603SN | 3 - Light Vanity | The Bergin bath lighting collection by Feiss features modern, cylindrical Clear glass shades which surround White, inner glass shades to create a rich and elegant layering effect delivering a soft glow. The off-set, square backplate provides a sleek design contrast, making this transitional collection appropriate for a wide range of décor. Available in either a Satin Nickel or Chrome finish, Bergin can be mounted up or down. Lighting fixtures in the line include 2-, 3- and 4-light bath vanities and a 1-light wall sconce. | BATH | Bergin | Wall / Bath Lighting | Satin Nickel | SN | Steel | White Opal Etched Glass | D:3.75" H:5.5" |  |  | 3 Medium A19 75w |  | 3 | No | [14 empty] | 0 | [12 empty] | 145.45 | 290.9 | 436.35 | W:21 1/2'' H:7 5/8'' E:6'' | 6.9 |  |  | 21.5 | 7.625 | Wall / Bath |  |  |  |  | 6 | [25 empty] | DP:1'' W:5'' H:5'' OB UP:5 1/8'' OB DOWN:2 1/2'' Square |  |  |  | 8 |  |  |  | Hardwired | 0 | 1 | 0 | 0 | 0 | 0 | 0 | 0 | 0 | 0 | 0 | 014817564167 | 26.25 | 11 | 10 | 7.7 | 1.671 | 175 | Yes | [9 empty] | cETL Damp | 3L BERGIN BTH S.NKL | 3 - Light Vanity |  | VS22603SN.jpg | VS22603SN.jpg
VS22604CH | 4 - Light Vanity | The Bergin bath lighting collection by Feiss features modern, cylindrical Clear glass shades which surround White, inner glass shades to create a rich and elegant layering effect delivering a soft glow. The off-set, square backplate provides a sleek design contrast, making this transitional collection appropriate for a wide range of décor. Available in either a Satin Nickel or Chrome finish, Bergin can be mounted up or down. Lighting fixtures in the line include 2-, 3- and 4-light bath vanities and a 1-light wall sconce. | BATH | Bergin | Wall / Bath Lighting | Chrome | CH | Steel | White Opal Etched Glass | D:3.75" H:5.5" |  |  | 4 Medium A19 75w |  | 4 | No | [14 empty] | 0 | [12 empty] | 186.45 | 372.9 | 559.35 | W:30'' H:7 5/8'' E:6'' | 8 |  |  | 30 | 7.625 | Wall / Bath |  |  |  |  | 6 | [25 empty] | DP:1'' W:5'' H:5'' OB UP:5 1/8'' OB DOWN:2 1/2'' Square |  |  |  | 8 |  |  |  | Hardwired | 0 | 1 | 0 | 0 | 0 | 0 | 0 | 0 | 0 | 0 | 0 | 014817564136 | 32.75 | 11.5 | 10.25 | 9.7 | 2.234 | 175 | Yes | [9 empty] | cETL Damp | 4L BERGIN BTH CHRM | 4 - Light Vanity |  | VS22604CH.jpg | VS22604CH.jpg
VS22604SN | 4 - Light Vanity | The Bergin bath lighting collection by Feiss features modern, cylindrical Clear glass shades which surround White, inner glass shades to create a rich and elegant layering effect delivering a soft glow. The off-set, square backplate provides a sleek design contrast, making this transitional collection appropriate for a wide range of décor. Available in either a Satin Nickel or Chrome finish, Bergin can be mounted up or down. Lighting fixtures in the line include 2-, 3- and 4-light bath vanities and a 1-light wall sconce. | BATH | Bergin | Wall / Bath Lighting | Satin Nickel | SN | Steel | Clear Glass | D:4.375" H:6.5" |  |  | 4 Medium A19 75w |  | 4 | No | [14 empty] | 0 | [12 empty] | 186.45 | 372.9 | 559.35 | W:30'' H:7 5/8'' E:6'' | 8 |  |  | 30 | 7.625 | Wall / Bath |  |  |  |  | 6 | [25 empty] | DP:1'' W:5'' H:5'' OB UP:5 1/8'' OB DOWN:2 1/2'' Square |  |  |  | 8 |  |  |  | Hardwired | 0 | 1 | 0 | 0 | 0 | 0 | 0 | 0 | 0 | 0 | 0 | 014817564129 | 32.75 | 11.5 | 10.25 | 9.7 | 2.234 | 175 | Yes | [9 empty] | cETL Damp | 4L BERGIN BTH S.NKL | 4 - Light Vanity |  | VS22604SN.jpg | VS22604SN.jpg
VS22701CH-L1 | 1 - Light Wall Sconce | The glamorous Kalli bath lighting collection by Feiss emits soft light sparkling through thick, multi-faceted, clear pressed votive crystal glass shades which rest on softly flourishing arms. The elegant and feminine aesthetic is grounded with a tailored backplate to add an extra design detail, ensuring the transitional approach complements a wide array of décor. Lighting fixtures in the Kalli line include 2- and 3-light bath vanities and a 1-light wall sconce, all offered in either a Satin Nickel or Chrome finish. All products ship with G9 halogen lamps included, however, the "-L1" products include G9 LED lamps that shine at a CCT of 3000K. | WALL SCONCE | Kalli | Wall / Bath Lighting | Chrome | CH | Steel | Undefined Glass | D:4.375" H:4.625" |  |  | 1 G9 T4 5w |  | 1 | Yes | 450 | 3000 | 90 | [5 empty] | 10 | 100 |  |  |  | 25000 | 0 | [12 empty] | 57.95 | 115.9 | 173.85 | W:5'' H:6 1/8'' E:6 1/2'' | 1.6 |  |  | 5 | 6.125 | Universal Mounting Plate |  |  |  |  | 6.5 | [25 empty] | DP:3/4'' W:5'' H:5'' OB UP:3 5/8'' OB DOWN:2 1/2'' Square |  |  |  | 8 |  |  |  | Hardwired | 0 | 0 | 0 | 0 | 0 | 0 | 0 | 0 | 0 | 0 | 0 | 014817582635 | 10.25 | 9.75 | 8.5 | 4.5 | 0.492 | 100 | Yes | [9 empty] | cETL Damp | 1L KALLI SCNC CHRM | 1 - Light Wall Sconce |  | VS22701CH-L1.jpg | VS22701CHL1.jpg
VS22701SN-L1 | 1 - Light Wall Sconce | The glamorous Kalli bath lighting collection by Feiss emits soft light sparkling through thick, multi-faceted, clear pressed votive crystal glass shades which rest on softly flourishing arms. The elegant and feminine aesthetic is grounded with a tailored backplate to add an extra design detail, ensuring the transitional approach complements a wide array of décor. Lighting fixtures in the Kalli line include 2- and 3-light bath vanities and a 1-light wall sconce, all offered in either a Satin Nickel or Chrome finish. All products ship with G9 halogen lamps included, however, the "-L1" products include G9 LED lamps that shine at a CCT of 3000K. | WALL SCONCE | Kalli | Wall / Bath Lighting | Satin Nickel | SN | Steel | Undefined Glass | D:4.375" H:4.625" |  |  | 1 G9 T4 5w |  | 1 | Yes | 450 | 3000 | 90 | [5 empty] | 10 | 100 |  |  |  | 25000 | 0 | [12 empty] | 57.95 | 115.9 | 173.85 | W:5'' H:6 1/8'' E:6 1/2'' | 1.6 |  |  | 5 | 6.125 | Universal Mounting Plate |  |  |  |  | 6.5 | [25 empty] | DP:3/4'' W:5'' H:5'' OB UP:3 5/8'' OB DOWN:2 1/2'' Square |  |  |  | 8 |  |  |  | Hardwired | 0 | 0 | 0 | 0 | 0 | 0 | 0 | 0 | 0 | 0 | 0 | 014817582642 | 10.25 | 10 | 8.5 | 4.5 | 0.504 | 100 | Yes | [9 empty] | cETL Damp | 1L KALLI SCNC S.NKL | 1 - Light Wall Sconce |  | VS22701SN-L1.jpg | VS22701SNL1.jpg
VS22702CH-L1 | 2 - Light Vanity | The glamorous Kalli bath lighting collection by Feiss emits soft light sparkling through thick, multi-faceted, clear pressed votive crystal glass shades which rest on softly flourishing arms. The elegant and feminine aesthetic is grounded with a tailored backplate to add an extra design detail, ensuring the transitional approach complements a wide array of décor. Lighting fixtures in the Kalli line include 2- and 3-light bath vanities and a 1-light wall sconce, all offered in either a Satin Nickel or Chrome finish. All products ship with G9 halogen lamps included, however, the "-L1" products include G9 LED lamps that shine at a CCT of 3000K. | BATH | Kalli | Wall / Bath Lighting | Chrome | CH | Steel | Undefined Glass | D:4.375" H:4.625" |  |  | 2 G9 T4 5w |  | 2 | Yes | 900 | 3000 | 90 | [5 empty] | 10 | 100 |  |  |  | 25000 | 0 | [12 empty] | 115.95 | 231.9 | 347.85 | W:13'' H:6 3/8'' E:6 1/2'' | 5.2 |  |  | 13 | 6.375 | Universal Mounting Plate |  |  |  |  | 6.5 | [25 empty] | DP:3/4'' W:5'' H:5'' OB UP:3 7/8'' OB DOWN:2 1/2'' Square |  |  |  | 8 |  |  |  | Hardwired | 0 | 0 | 0 | 0 | 0 | 0 | 0 | 0 | 0 | 0 | 0 | 014817582659 | 13.5 | 8.75 | 12.25 | 8 | 0.837 | 100 | Yes | [9 empty] | cETL Damp | 2L KALLI BATH CHRM | 2 - Light Vanity |  | VS22702CH-L1.jpg | VS22702CHL1.jpg
VS22702SN-L1 | 2 - Light Vanity | The glamorous Kalli bath lighting collection by Feiss emits soft light sparkling through thick, multi-faceted, clear pressed votive crystal glass shades which rest on softly flourishing arms. The elegant and feminine aesthetic is grounded with a tailored backplate to add an extra design detail, ensuring the transitional approach complements a wide array of décor. Lighting fixtures in the Kalli line include 2- and 3-light bath vanities and a 1-light wall sconce, all offered in either a Satin Nickel or Chrome finish. All products ship with G9 halogen lamps included, however, the "-L1" products include G9 LED lamps that shine at a CCT of 3000K. | BATH | Kalli | Wall / Bath Lighting | Satin Nickel | SN | Steel | Undefined Glass | D:4.375" H:4.625" |  |  | 2 G9 T4 5w |  | 2 | Yes | 900 | 3000 | 90 | [5 empty] | 10 | 100 |  |  |  | 25000 | 0 | [12 empty] | 115.95 | 231.9 | 347.85 | W:13'' H:6 3/8'' E:6 1/2'' | 5.2 |  |  | 13 | 6.375 | Universal Mounting Plate |  |  |  |  | 6.5 | [25 empty] | DP:3/4'' W:5'' H:5'' OB UP:3 7/8'' OB DOWN:2 1/2'' Square |  |  |  | 8 |  |  |  | Hardwired | 0 | 0 | 0 | 0 | 0 | 0 | 0 | 0 | 0 | 0 | 0 | 014817582666 | 13.5 | 12.25 | 8.75 | 7.9 | 0.837 | 100 | Yes | [9 empty] | cETL Damp | 2L KALLI BATH S.NKL | 2 - Light Vanity |  | VS22702SN-L1.jpg | VS22702SNL1.jpg
VS22703CH-L1 | 3 - Light Vanity | The glamorous Kalli bath lighting collection by Feiss emits soft light sparkling through thick, multi-faceted, clear pressed votive crystal glass shades which rest on softly flourishing arms. The elegant and feminine aesthetic is grounded with a tailored backplate to add an extra design detail, ensuring the transitional approach complements a wide array of décor. Lighting fixtures in the Kalli line include 2- and 3-light bath vanities and a 1-light wall sconce, all offered in either a Satin Nickel or Chrome finish. All products ship with G9 halogen lamps included, however, the "-L1" products include G9 LED lamps that shine at a CCT of 3000K. | BATH | Kalli | Wall / Bath Lighting | Chrome | CH | Steel | Undefined Glass | D:4.375" H:4.625" |  |  | 3 G9 T4 5w |  | 3 | Yes | 1350 | 3000 | 90 | [5 empty] | 10 | 100 |  |  |  | 25000 | 0 | [12 empty] | 174.45 | 348.9 | 523.35 | W:20'' H:6 3/8'' E:6 3/4'' | 8.4 |  |  | 20 | 6.375 | Universal Mounting Plate |  |  |  |  | 6.75 | [25 empty] | DP:3/4'' W:5'' H:5'' OB UP:3 7/8'' OB DOWN:2 1/2'' Square |  |  |  | 8 |  |  |  | Hardwired | 0 | 0 | 0 | 0 | 0 | 0 | 0 | 0 | 0 | 0 | 0 | 014817582673 | 21.5 | 12.5 | 8.75 | 11.4 | 1.361 | 100 | Yes | [9 empty] | cETL Damp | 3L KALLI BATH CHRM | 3 - Light Vanity |  | VS22703CH-L1.jpg | VS22703CHL1.jpg
VS22703SN-L1 | 3 - Light Vanity | The glamorous Kalli bath lighting collection by Feiss emits soft light sparkling through thick, multi-faceted, clear pressed votive crystal glass shades which rest on softly flourishing arms. The elegant and feminine aesthetic is grounded with a tailored backplate to add an extra design detail, ensuring the transitional approach complements a wide array of décor. Lighting fixtures in the Kalli line include 2- and 3-light bath vanities and a 1-light wall sconce, all offered in either a Satin Nickel or Chrome finish. All products ship with G9 halogen lamps included, however, the "-L1" products include G9 LED lamps that shine at a CCT of 3000K. | BATH | Kalli | Wall / Bath Lighting | Satin Nickel | SN | Steel | Undefined Glass | D:4.375" H:4.625" |  |  | 3 G9 T4 5w |  | 3 | Yes | 1350 | 3000 | 90 | [5 empty] | 10 | 100 |  |  |  | 25000 | 0 | [12 empty] | 174.45 | 348.9 | 523.35 | W:20'' H:6 3/8'' E:6 3/4'' | 8.4 |  |  | 20 | 6.375 | Universal Mounting Plate |  |  |  |  | 6.75 | [25 empty] | DP:3/4'' W:5'' H:5'' OB UP:3 7/8'' OB DOWN:2 1/2'' Square |  |  |  | 8 |  |  |  | Hardwired | 0 | 0 | 0 | 0 | 0 | 0 | 0 | 0 | 0 | 0 | 0 | 014817582680 | 21.75 | 12.25 | 8.75 | 11.3 | 1.349 | 100 | Yes | [9 empty] | cETL Damp | 3L KALLI BATH S.NKL | 3 - Light Vanity |  | VS22703SN-L1.jpg | VS22703SNL1.jpg
VS22801CH | 1 - Light Wall Sconce | Influenced by classic American Prairie School architecture of the early 20th Century, the transitional Putnam lighting collection by Feiss has gently arched, 4-sided White Opal Etched glass shades finished with a tailored square cap detail. The backplate is stepped with a recessed detail to reinforce the architectural and masculine nature of this updated classic. Lighting fixtures in the Putnam line include 2- and 3-light bath vanities and a 1-light wall sconce, all offered in either a Satin Nickel or Chrome finish. Can be mounted up or down. | BATH | Putnam | Wall / Bath Lighting | Chrome | CH | Steel | White Opal Etched Glass | L:5" W:5" H:4.75" | L:5" W:5" |  | 1 Medium A19 75w |  | 1 | No | [14 empty] | 0 | [12 empty] | 49.45 | 98.9 | 148.35 | W:5'' H:9 1/8'' E:6'' | 3 |  |  | 5 | 9.125 | Wall / Bath |  |  |  |  | 6 | [25 empty] | DP:7/8'' W:5'' H:5'' OB UP:6 5/8'' OB DOWN:2 1/2'' Square |  |  |  | 8 |  |  |  | Hardwired | 0 | 1 | 0 | 0 | 0 | 0 | 0 | 0 | 0 | 0 | 0 | 014817564099 | 14 | 9.25 | 8.5 | 3.7 | 0.637 | 175 | Yes | [9 empty] | cETL Damp | 1L SCONCE CHRM | 1 - Light Wall Sconce |  | VS22801CH.jpg | VS22801CH.jpg
VS22801SN | 1 - Light Wall Sconce | Influenced by classic American Prairie School architecture of the early 20th Century, the transitional Putnam lighting collection by Feiss has gently arched, 4-sided White Opal Etched glass shades finished with a tailored square cap detail. The backplate is stepped with a recessed detail to reinforce the architectural and masculine nature of this updated classic. Lighting fixtures in the Putnam line include 2- and 3-light bath vanities and a 1-light wall sconce, all offered in either a Satin Nickel or Chrome finish. Can be mounted up or down. | BATH | Putnam | Wall / Bath Lighting | Satin Nickel | SN | Steel | White Opal Etched Glass | L:5" W:5" H:4.75" | L:5" W:5" |  | 1 Medium A19 75w |  | 1 | No | [14 empty] | 0 | [12 empty] | 49.45 | 98.9 | 148.35 | W:5'' H:9 1/8'' E:6'' | 3 |  |  | 5 | 9.125 | Wall / Bath |  |  |  |  | 6 | [25 empty] | DP:7/8'' W:5'' H:5'' OB UP:6 5/8'' OB DOWN:2 1/2'' Square |  |  |  | 8 |  |  |  | Hardwired | 0 | 1 | 0 | 0 | 0 | 0 | 0 | 0 | 0 | 0 | 0 | 014817564068 | 14 | 9.25 | 8.5 | 3.7 | 0.637 | 175 | Yes | [9 empty] | cETL Damp | 1L SCONCE S.NKL | 1 - Light Wall Sconce |  | VS22801SN.jpg | VS22801SN.jpg
VS22802CH | 2 - Light Vanity | Influenced by classic American Prairie School architecture of the early 20th Century, the transitional Putnam lighting collection by Feiss has gently arched, 4-sided White Opal Etched glass shades finished with a tailored square cap detail. The backplate is stepped with a recessed detail to reinforce the architectural and masculine nature of this updated classic. Lighting fixtures in the Putnam line include 2- and 3-light bath vanities and a 1-light wall sconce, all offered in either a Satin Nickel or Chrome finish. Can be mounted up or down. | BATH | Putnam | Wall / Bath Lighting | Chrome | CH | Cast Zinc | White Opal Etched Glass | L:5" W:5" H:4.75" | L:5" W:5" |  | 2 Medium A19 75w |  | 2 | No | [14 empty] | 0 | [12 empty] | 86.95 | 173.9 | 260.85 | W:13'' H:9 1/8'' E:6'' | 4.9 |  |  | 13 | 9.125 | Wall / Bath |  |  |  |  | 6 | [25 empty] | DP:7/8'' W:5'' H:5'' OB UP:6 5/8'' OB DOWN:2 1/2'' Square |  |  |  | 8 |  |  |  | Hardwired | 0 | 1 | 0 | 0 | 0 | 0 | 0 | 0 | 0 | 0 | 0 | 014817564105 | 14.5 | 14 | 8 | 5.9 | 0.94 | 125 | Yes | [9 empty] | cETL Damp | 2L VANITY CHRM | 2 - Light Vanity |  | VS22802CH.jpg | VS22802CH.jpg
VS22802SN | 2 - Light Vanity | Influenced by classic American Prairie School architecture of the early 20th Century, the transitional Putnam lighting collection by Feiss has gently arched, 4-sided White Opal Etched glass shades finished with a tailored square cap detail. The backplate is stepped with a recessed detail to reinforce the architectural and masculine nature of this updated classic. Lighting fixtures in the Putnam line include 2- and 3-light bath vanities and a 1-light wall sconce, all offered in either a Satin Nickel or Chrome finish. Can be mounted up or down. | BATH | Putnam | Wall / Bath Lighting | Satin Nickel | SN | Steel | White Opal Etched Glass | L:5" W:5" H:4.75" | L:5" W:5" |  | 2 Medium A19 75w |  | 2 | No | [14 empty] | 0 | [12 empty] | 86.95 | 173.9 | 260.85 | W:13'' H:9 1/8'' E:6'' | 4.9 |  |  | 13 | 9.125 | Wall / Bath |  |  |  |  | 6 | [25 empty] | DP:7/8'' W:5'' H:5'' OB UP:6 5/8'' OB DOWN:2 1/2'' Square |  |  |  | 8 |  |  |  | Hardwired | 0 | 1 | 0 | 0 | 0 | 0 | 0 | 0 | 0 | 0 | 0 | 014817564075 | 14.5 | 8 | 14.25 | 5.8 | 0.957 | 125 | Yes | [9 empty] | cETL Damp | 2L VANITY S.NKL | 2 - Light Vanity |  | VS22802SN.jpg | VS22802SN.jpg
VS22803CH | 3 - Light Vanity | Influenced by classic American Prairie School architecture of the early 20th Century, the transitional Putnam lighting collection by Feiss has gently arched, 4-sided White Opal Etched glass shades finished with a tailored square cap detail. The backplate is stepped with a recessed detail to reinforce the architectural and masculine nature of this updated classic. Lighting fixtures in the Putnam line include 2- and 3-light bath vanities and a 1-light wall sconce, all offered in either a Satin Nickel or Chrome finish. Can be mounted up or down. | BATH | Putnam | Wall / Bath Lighting | Chrome | CH | Steel | White Opal Etched Glass | L:5" W:5" H:4.75" | L:5" W:5" |  | 3 Medium A19 75w |  | 3 | No | [14 empty] | 0 | [12 empty] | 121.95 | 243.9 | 365.85 | W:21'' H:9 1/8'' E:6'' | 7 |  |  | 21 | 9.125 | Wall / Bath |  |  |  |  | 6 | [25 empty] | DP:7/8'' W:5'' H:5'' OB UP:6 5/8'' OB DOWN:2 1/2'' Square |  |  |  | 8 |  |  |  | Hardwired | 0 | 1 | 0 | 0 | 0 | 0 | 0 | 0 | 0 | 0 | 0 | 014817564112 | 22 | 14 | 8 | 8.3 | 1.426 | 175 | Yes | [9 empty] | cETL Damp | 3L VANITY CHRM | 3 - Light Vanity |  | VS22803CH.jpg | VS22803CH.jpg
VS22803SN | 3 - Light Vanity | Influenced by classic American Prairie School architecture of the early 20th Century, the transitional Putnam lighting collection by Feiss has gently arched, 4-sided White Opal Etched glass shades finished with a tailored square cap detail. The backplate is stepped with a recessed detail to reinforce the architectural and masculine nature of this updated classic. Lighting fixtures in the Putnam line include 2- and 3-light bath vanities and a 1-light wall sconce, all offered in either a Satin Nickel or Chrome finish. Can be mounted up or down. | BATH | Putnam | Wall / Bath Lighting | Satin Nickel | SN | Cast Zinc | White Opal Etched Glass | L:5" W:5" H:4.75" | L:5" W:5" |  | 3 Medium A19 75w |  | 3 | No | [14 empty] | 0 | [12 empty] | 121.95 | 243.9 | 365.85 | W:21'' H:9 1/8'' E:6'' | 7 |  |  | 21 | 9.125 | Wall / Bath |  |  |  |  | 6 | [25 empty] | DP:7/8'' W:5'' H:5'' OB UP:6 5/8'' OB DOWN:2 1/2'' Square |  |  |  | 8 |  |  |  | Hardwired | 0 | 1 | 0 | 0 | 0 | 0 | 0 | 0 | 0 | 0 | 0 | 014817564082 | 21.75 | 7.25 | 13.5 | 8.2 | 1.232 | 125 | Yes | [9 empty] | cETL Damp | 3L VANITY S.NKL | 3 - Light Vanity |  | VS22803SN.jpg | VS22803SN.jpg
VS23301SN/CH | 1 - Light Wall Sconce | The Prospect Park lighting collection by Feiss takes a traditional profile and modernizes it with updated design elements to create a period uptown vibe. It features a rich, two-tone finish of Satin Nickel with Chrome accents to highlight the details of the silhouette, and each cylindrical Opal Etched glass shade boasts metal bands at the top and bottom to add a bit of formality. Unexpected pressed crystal on each stem elevates the tailored look with a bit of glamour. The Prospect Park collection includes 5-and 9-light chandeliers, a 3-light island chandelier, a 4-light pendant, a 2-light semi-flush mount, a 1-light mini pendant, a 1-light wall sconce and 2- and 3-light bath vanities. | WALL SCONCE | Prospect Park | Wall / Bath Lighting | Satin Nickel / Chrome | SN/CH | Steel | White Opal Etched Glass | D:5" H:5.75" |  |  | 1 Medium A19 75w |  | 1 | No | [14 empty] | 0 | [12 empty] | 61.45 | 122.9 | 184.35 | W:5'' H:9 3/4'' E:6 1/2'' | 3 |  |  | 5 | 9.75 | Wall / Bath |  |  |  |  | 6.5 | [25 empty] | DP:3/4'' W:5'' H:5'' OB UP:7 1/4'' Square |  |  |  | 8 |  |  |  | Hardwired | 0 | 0 | 0 | 0 | 0 | 0 | 0 | 0 | 0 | 0 | 0 | 014817565317 | 13.5 | 9.5 | 8.25 | 3.8 | 0.612 | 125 | Yes | [9 empty] | cETL Damp | PRSPCT PRK 1L SCNC S.NKL CHRM | 1 - Light Wall Sconce |  | VS23301SNCH.jpg | VS23301SNCH.jpg
VS23302SN/CH | 2 - Light Vanity | The Prospect Park lighting collection by Feiss takes a traditional profile and modernizes it with updated design elements to create a period uptown vibe. It features a rich, two-tone finish of Satin Nickel with Chrome accents to highlight the details of the silhouette, and each cylindrical Opal Etched glass shade boasts metal bands at the top and bottom to add a bit of formality. Unexpected pressed crystal on each stem elevates the tailored look with a bit of glamour. The Prospect Park collection includes 5-and 9-light chandeliers, a 3-light island chandelier, a 4-light pendant, a 2-light semi-flush mount, a 1-light mini pendant, a 1-light wall sconce and 2- and 3-light bath vanities. | BATH | Prospect Park | Wall / Bath Lighting | Satin Nickel / Chrome | SN/CH | Steel | White Opal Etched Glass | D:5" H:5.75" |  |  | 2 Medium A19 75w |  | 2 | No | [14 empty] | 0 | [12 empty] | 98.95 | 197.9 | 296.85 | W:14'' H:9 3/4'' E:6 1/2'' | 5.7 |  |  | 14 | 9.75 | Wall / Bath |  |  |  |  | 6.5 | [25 empty] | DP:3/4'' W:5'' H:5'' OB UP:7 1/4'' Square |  |  |  | 8 |  |  |  | Hardwired | 0 | 0 | 0 | 0 | 0 | 0 | 0 | 0 | 0 | 0 | 0 | 014817565140 | 14.25 | 8 | 16.5 | 6.2 | 1.089 | 175 | Yes | [9 empty] | cETL Damp | PRSPCT PRK 2L BTH S.NKL CHRM | 2 - Light Vanity |  | VS23302SNCH.jpg | VS23302SNCH.jpg
VS23303SN/CH | 3 - Light Vanity | The Prospect Park lighting collection by Feiss takes a traditional profile and modernizes it with updated design elements to create a period uptown vibe. It features a rich, two-tone finish of Satin Nickel with Chrome accents to highlight the details of the silhouette, and each cylindrical Opal Etched glass shade boasts metal bands at the top and bottom to add a bit of formality. Unexpected pressed crystal on each stem elevates the tailored look with a bit of glamour. The Prospect Park collection includes 5-and 9-light chandeliers, a 3-light island chandelier, a 4-light pendant, a 2-light semi-flush mount, a 1-light mini pendant, a 1-light wall sconce and 2- and 3-light bath vanities. | BATH | Prospect Park | Wall / Bath Lighting | Satin Nickel / Chrome | SN/CH | Steel | White Opal Etched Glass | D:5" H:5.75" |  |  | 3 Medium A19 75w |  | 3 | No | [14 empty] | 0 | [12 empty] | 133.45 | 266.9 | 400.35 | W:23'' H:9 3/4'' E:6 1/2'' | 7.5 |  |  | 23 | 9.75 | Wall / Bath |  |  |  |  | 6.5 | [25 empty] | DP:3/4'' W:5'' H:5'' OB UP:7 1/4'' Square |  |  |  | 8 |  |  |  | Hardwired | 0 | 0 | 0 | 0 | 0 | 0 | 0 | 0 | 0 | 0 | 0 | 014817565157 | 23.5 | 7.75 | 15.5 | 8.6 | 1.634 | 175 | Yes | [9 empty] | cETL Damp | PRSPCT PRK 3L BTH S.NKL CHRM | 3 - Light Vanity |  | VS23303SNCH.jpg | VS23303SNCH.jpg
VS23401ANBZ | 1 - Light Wall Sconce | The Hooper lighting collection by Feiss features exposed lamping and metal shades, pulling inspiration from vintage lighting fixtures from the Industrial Revolution. Two distinct aesthetics can be achieved by choosing either a more modern Chrome or more rustic Antique Bronze finish. A raised “X” detail on the backplate adds character and visual appeal. Selecting Edison-style filament bulbs (sold separately) will ensure a truly authentic look. Hooper is available in multiple sizes to fit any bathroom space, including a 1-light wall sconce, a 2-light vanity and a 3-light vanity, as well as a 1-light flushmount option in both finishes. In addition to bathrooms, Hooper would be an awesome lighting option to bring an old-school pharmacy feel and schoolhouse electric vibe to any space. | WALL SCONCE | Hooper | Wall / Bath Lighting | Antique Bronze | ANBZ | Steel |  |  |  |  | 1 Medium A19 75w |  | 1 | No | [14 empty] | 0 | [12 empty] | 57.95 | 115.9 | 173.85 | W:9'' H:8 1/4'' E:10'' | 2.86 |  |  | 9 | 8.25 | Wall / Bath |  |  |  |  | 10 | [25 empty] | D:5 1/2'' DP:1'' OB DOWN:2 3/4'' Round |  |  |  | 8 |  |  |  | Hardwired | 0 | 0 | 0 | 0 | 0 | 0 | 0 | 0 | 0 | 0 | 0 | 014817570274 | 11.5 | 11.25 | 10.5 | 3.6 | 0.786 | 175 | Yes | [9 empty] | cETL Damp | 1L WALL SCONCE | 1 - Light Wall Sconce |  | VS23401ANBZ.jpg | VS23401ANBZ.jpg
VS23401CH | 1 - Light Wall Sconce | The Hooper lighting collection by Feiss features exposed lamping and metal shades, pulling inspiration from vintage lighting fixtures from the Industrial Revolution. Two distinct aesthetics can be achieved by choosing either a more modern Chrome or more rustic Antique Bronze finish. A raised “X” detail on the backplate adds character and visual appeal. Selecting Edison-style filament bulbs (sold separately) will ensure a truly authentic look. Hooper is available in multiple sizes to fit any bathroom space, including a 1-light wall sconce, a 2-light vanity and a 3-light vanity, as well as a 1-light flushmount option in both finishes. In addition to bathrooms, Hooper would be an awesome lighting option to bring an old-school pharmacy feel and schoolhouse electric vibe to any space. | WALL SCONCE | Hooper | Wall / Bath Lighting | Chrome | CH | Steel |  |  |  |  | 1 Medium A19 75w |  | 1 | No | [14 empty] | 0 | [12 empty] | 57.95 | 115.9 | 173.85 | W:9'' H:8 1/4'' E:10'' | 2.86 |  |  | 9 | 8.25 | Wall / Bath |  |  |  | 8.25 - 11.25 | 10 | [25 empty] | D:5 1/2'' DP:1'' OB DOWN:2 3/4'' Round |  |  |  | 8 |  |  |  | Hardwired | 0 | 0 | 0 | 0 | 0 | 0 | 0 | 0 | 0 | 0 | 0 | 014817570267 | 11.5 | 11.25 | 10.5 | 3.6 | 0.786 | 175 | Yes | [9 empty] | cETL Damp | 1L WALL SCONCE | 1 - Light Wall Sconce |  | VS23401CH.jpg | VS23401CH.jpg
VS23402ANBZ | 2 - Light Vanity | The Hooper lighting collection by Feiss features exposed lamping and metal shades, pulling inspiration from vintage lighting fixtures from the Industrial Revolution. Two distinct aesthetics can be achieved by choosing either a more modern Chrome or more rustic Antique Bronze finish. A raised “X” detail on the backplate adds character and visual appeal. Selecting Edison-style filament bulbs (sold separately) will ensure a truly authentic look. Hooper is available in multiple sizes to fit any bathroom space, including a 1-light wall sconce, a 2-light vanity and a 3-light vanity, as well as a 1-light flushmount option in both finishes. In addition to bathrooms, Hooper would be an awesome lighting option to bring an old-school pharmacy feel and schoolhouse electric vibe to any space. | BATH | Hooper | Wall / Bath Lighting | Antique Bronze | ANBZ | Steel |  |  |  |  | 2 Medium A19 75w |  | 2 | No | [14 empty] | 0 | [12 empty] | 86.95 | 173.9 | 260.85 | W:19 3/4'' H:8 1/4'' E:10'' | 4.07 |  |  | 19.75 | 8.25 | Wall / Bath |  |  |  |  | 10 | [25 empty] | D:5 1/2'' DP:1'' OB DOWN:2 3/4'' Round |  |  |  | 8 |  |  |  | Hardwired | 0 | 0 | 0 | 0 | 0 | 0 | 0 | 0 | 0 | 0 | 0 | 014817570298 | 11.5 | 11.25 | 10.5 | 3.6 | 0.786 | 175 | Yes | [9 empty] | cETL Damp | 2L BATH VANITY | 2 - Light Vanity |  | VS23402ANBZ.jpg | VS23402ANBZ.jpg
VS23402CH | 2 - Light Vanity | The Hooper lighting collection by Feiss features exposed lamping and metal shades, pulling inspiration from vintage lighting fixtures from the Industrial Revolution. Two distinct aesthetics can be achieved by choosing either a more modern Chrome or more rustic Antique Bronze finish. A raised “X” detail on the backplate adds character and visual appeal. Selecting Edison-style filament bulbs (sold separately) will ensure a truly authentic look. Hooper is available in multiple sizes to fit any bathroom space, including a 1-light wall sconce, a 2-light vanity and a 3-light vanity, as well as a 1-light flushmount option in both finishes. In addition to bathrooms, Hooper would be an awesome lighting option to bring an old-school pharmacy feel and schoolhouse electric vibe to any space. | BATH | Hooper | Wall / Bath Lighting | Chrome | CH | Steel |  |  |  |  | 2 Medium A19 75w |  | 2 | No | [14 empty] | 0 | [12 empty] | 86.95 | 173.9 | 260.85 | W:19 3/4'' H:8 1/4'' E:10'' | 4.07 |  |  | 19.75 | 8.25 | Wall / Bath |  |  |  | 8.25 - 11.25 | 10 | [25 empty] | D:5 1/2'' DP:1'' OB DOWN:2 3/4'' Round |  |  |  | 8 |  |  |  | Hardwired | 0 | 0 | 0 | 0 | 0 | 0 | 0 | 0 | 0 | 0 | 0 | 014817570281 | 17 | 11.75 | 11.5 | 5.5 | 1.329 | 175 | Yes | [9 empty] | cETL Damp | 2L BATH VANITY | 2 - Light Vanity |  | VS23402CH.jpg | VS23402CH.jpg
VS23403ANBZ | 3 - Light Vanity | The Hooper lighting collection by Feiss features exposed lamping and metal shades, pulling inspiration from vintage lighting fixtures from the Industrial Revolution. Two distinct aesthetics can be achieved by choosing either a more modern Chrome or more rustic Antique Bronze finish. A raised “X” detail on the backplate adds character and visual appeal. Selecting Edison-style filament bulbs (sold separately) will ensure a truly authentic look. Hooper is available in multiple sizes to fit any bathroom space, including a 1-light wall sconce, a 2-light vanity and a 3-light vanity, as well as a 1-light flushmount option in both finishes. In addition to bathrooms, Hooper would be an awesome lighting option to bring an old-school pharmacy feel and schoolhouse electric vibe to any space. | BATH | Hooper | Wall / Bath Lighting | Antique Bronze | ANBZ | Steel |  |  |  |  | 3 Medium A19 75w |  | 3 | No | [14 empty] | 0 | [12 empty] | 115.95 | 231.9 | 347.85 | W:31 1/2'' H:8 1/4'' E:10'' | 5.06 |  |  | 31.5 | 8.25 | Wall / Bath |  |  |  |  | 10 | [25 empty] | D:5 1/2'' DP:1'' OB DOWN:2 3/4'' Round |  |  |  | 8 |  |  |  | Hardwired | 0 | 0 | 0 | 0 | 0 | 0 | 0 | 0 | 0 | 0 | 0 | 014817570311 | 28.75 | 11.25 | 12 | 8.4 | 2.246 | 250 | Yes | [9 empty] | cETL Damp | 3L BATH VANITY | 3 - Light Vanity |  | VS23403ANBZ.jpg | VS23403ANBZ.jpg
VS23403CH | 3 - Light Vanity | The Hooper lighting collection by Feiss features exposed lamping and metal shades, pulling inspiration from vintage lighting fixtures from the Industrial Revolution. Two distinct aesthetics can be achieved by choosing either a more modern Chrome or more rustic Antique Bronze finish. A raised “X” detail on the backplate adds character and visual appeal. Selecting Edison-style filament bulbs (sold separately) will ensure a truly authentic look. Hooper is available in multiple sizes to fit any bathroom space, including a 1-light wall sconce, a 2-light vanity and a 3-light vanity, as well as a 1-light flushmount option in both finishes. In addition to bathrooms, Hooper would be an awesome lighting option to bring an old-school pharmacy feel and schoolhouse electric vibe to any space. | BATH | Hooper | Wall / Bath Lighting | Chrome | CH | Steel |  |  |  |  | 3 Medium A19 75w |  | 3 | No | [14 empty] | 0 | [12 empty] | 115.95 | 231.9 | 347.85 | W:31 1/2'' H:8 1/4'' E:10'' | 5.06 |  |  | 31.5 | 8.25 | Wall / Bath |  |  |  | 8.25 - 11.25 | 10 | [25 empty] | D:5 1/2'' DP:1'' OB DOWN:2 3/4'' Round |  |  |  | 8 |  |  |  | Hardwired | 0 | 0 | 0 | 0 | 0 | 0 | 0 | 0 | 0 | 0 | 0 | 014817570304 | 28.75 | 11.25 | 12 | 8.4 | 2.246 | 250 | Yes | [9 empty] | cETL Damp | 3L BATH VANITY | 3 - Light Vanity |  | VS23403CH.jpg | VS23403CH.jpg
VS23601CH | One Light Vanity Fixture | Jennie bathroom lighting is inspired by classic bath hardware design, with a fresh, transitional style and curved lines in the rounded backplates, fitters and shades. White Opal Etched glass shades are subtlety concave and ever-so-slightly tapered in the center for visual appeal. With four size options of a 1-Light Sconce, a 2-Light Vanity, a 3-Light Vanity and a 5-Light Vanity, the Jennie collection can fit bathrooms both large and small. The fixtures can be mounted either up or down, and are available in a Chrome finish for a more contemporary look, or Satin Nickel for a more transitional look. | WALL SCONCE | Jennie | Wall / Bath Lighting | Chrome | CH | Resin / Steel | White Opal Etched Glass | D:4.5" H:5.75" |  |  | 1 Medium A19 75w |  | 1 | No | [14 empty] | 0 | [12 empty] | 41.98 | 83.96 | 125.94 | W:5'' H:9'' E:5 3/4'' | 1.98 |  |  | 5 | 9 | Set Screw(s) |  |  |  |  | 5.75 |  | No |  | No | [21 empty] | D:5'' DP:3/4'' OB UP:6 1/2'' OB DOWN:2 1/2'' Round |  |  |  | 8 | Black/White |  |  | Hardwired | 0 | 1 | 0 | 0 | 1 | 0 | 0 | 1 | 0 | 0 | 0 | 014817570373 | 12.25 | 8.75 | 8.5 | 2.4 | 0.527 | 175 | Yes | [9 empty] | cETL Damp | JENNIE 1L SCONCE-CH | One Light Vanity Fixture |  | VS23601CH.jpg | VS23601CH.jpg
VS23601EN3/CH | One Light Vanity Fixture | Jennie bathroom lighting is inspired by classic bath hardware design, with a fresh, transitional style and curved lines in the rounded backplates, fitters and shades. White Opal Etched glass shades are subtlety concave and ever-so-slightly tapered in the center for visual appeal. With four size options of a 1-Light Sconce, a 2-Light Vanity, a 3-Light Vanity and a 5-Light Vanity, the Jennie collection can fit bathrooms both large and small. The fixtures can be mounted either up or down, and are available in a Chrome finish for a more contemporary look, or Satin Nickel for a more transitional look. | BATH | Jennie | Wall / Bath Lighting | Chrome | CH | Resin / Steel | White Opal Etched Glass | D:4.5" H:5.75" |  |  | 1 Medium A19 9.3w |  | 1 | Yes | [14 empty] | 0 | [12 empty] | 44.95 | 89.9 | 134.85 | W:5'' H:9'' E:5 3/4'' | 1.98 |  |  | 5 | 9 | Set Screw(s) |  |  |  |  | 5.75 |  | No |  | No | [21 empty] | D:5'' DP:3/4'' OB UP:6 1/2'' OB DOWN:2 1/2'' Round |  |  |  | 8 | Black/White |  |  | Hardwired | 0 | 1 | 0 | 1 | 1 | 0 | 0 | 0 | 0 | 0 | 0 | 785652084409 | 12.25 | 8.75 | 8.5 | 2.4 | 0.527 | 175 | Yes | [9 empty] | cETL Damp | JENNIE 1L SCONCE-CH | One Light Vanity Fixture |  | VS23601EN3/CH.jpg | VS23601EN3.jpg
VS23601EN3/SN | One Light Vanity Fixture | Jennie bathroom lighting is inspired by classic bath hardware design, with a fresh, transitional style and curved lines in the rounded backplates, fitters and shades. White Opal Etched glass shades are subtlety concave and ever-so-slightly tapered in the center for visual appeal. With four size options of a 1-Light Sconce, a 2-Light Vanity, a 3-Light Vanity and a 5-Light Vanity, the Jennie collection can fit bathrooms both large and small. The fixtures can be mounted either up or down, and are available in a Chrome finish for a more contemporary look, or Satin Nickel for a more transitional look. | BATH | Jennie | Wall / Bath Lighting | Satin Nickel | SN | Resin / Steel | White Opal Etched Glass | D:4.5" H:5.75" |  |  | 1 Medium A19 9.3w |  | 1 | Yes | [14 empty] | 0 | [12 empty] | 44.95 | 89.9 | 134.85 | W:5'' H:9'' E:5 3/4'' | 1.98 |  |  | 5 | 9 | Set Screw(s) |  |  |  |  | 5.75 |  | No |  | No | [21 empty] | D:5'' DP:3/4'' OB UP:6 1/2'' OB DOWN:2 1/2'' Round |  |  |  | 8 | Black/White |  |  | Hardwired | 0 | 1 | 0 | 1 | 1 | 0 | 0 | 0 | 0 | 0 | 0 | 785652084416 | 12.25 | 8.75 | 8.5 | 2.4 | 0.527 | 175 | Yes | [9 empty] | cETL Damp | JENNIE 1L SCONCE-SN | One Light Vanity Fixture |  | VS23601EN3/SN.jpg | VS23601EN3.jpg
VS23601SN | One Light Vanity Fixture | Jennie bathroom lighting is inspired by classic bath hardware design, with a fresh, transitional style and curved lines in the rounded backplates, fitters and shades. White Opal Etched glass shades are subtlety concave and ever-so-slightly tapered in the center for visual appeal. With four size options of a 1-Light Sconce, a 2-Light Vanity, a 3-Light Vanity and a 5-Light Vanity, the Jennie collection can fit bathrooms both large and small. The fixtures can be mounted either up or down, and are available in a Chrome finish for a more contemporary look, or Satin Nickel for a more transitional look. | WALL SCONCE | Jennie | Wall / Bath Lighting | Satin Nickel | SN | Resin / Steel | White Opal Etched Glass | D:4.5" H:5.75" |  |  | 1 Medium A19 75w |  | 1 | No | [14 empty] | 0 | [12 empty] | 41.98 | 83.96 | 125.94 | W:5'' H:9'' E:5 3/4'' | 1.98 |  |  | 5 | 9 | Set Screw(s) |  |  |  |  | 5.75 |  | No |  | No | [21 empty] | D:5'' DP:3/4'' OB UP:6 1/2'' OB DOWN:2 1/2'' Round |  |  |  | 8 | Black/White |  |  | Hardwired | 0 | 1 | 0 | 0 | 1 | 0 | 0 | 1 | 0 | 0 | 0 | 014817570366 | 12.25 | 8.5 | 7.75 | 2.5 | 0.467 | 175 | Yes | [9 empty] | cETL Damp | JENNIE 1L SCONCE-SN | One Light Vanity Fixture |  | VS23601SN.jpg | VS23601SN.jpg
VS23602CH | Two Light Vanity Fixture | Jennie bathroom lighting is inspired by classic bath hardware design, with a fresh, transitional style and curved lines in the rounded backplates, fitters and shades. White Opal Etched glass shades are subtlety concave and ever-so-slightly tapered in the center for visual appeal. With four size options of a 1-Light Sconce, a 2-Light Vanity, a 3-Light Vanity and a 5-Light Vanity, the Jennie collection can fit bathrooms both large and small. The fixtures can be mounted either up or down, and are available in a Chrome finish for a more contemporary look, or Satin Nickel for a more transitional look. | BATH | Jennie | Wall / Bath Lighting | Chrome | CH | Resin / Steel | White Opal Etched Glass | D:4.5" H:5.75" |  |  | 2 Medium A19 75w |  | 2 | No | [14 empty] | 0 | [12 empty] | 57.98 | 115.96 | 173.94 | W:13'' H:9'' E:5 3/4'' | 4.26 |  |  | 13 | 9 | Set Screw(s) |  |  |  |  | 5.75 |  | No |  | No | [21 empty] | D:5'' DP:3/4'' OB UP:6 1/2'' OB DOWN:2 1/2'' Round |  |  |  | 8 | Black/White |  |  | Hardwired | 0 | 1 | 0 | 0 | 1 | 0 | 0 | 1 | 0 | 0 | 0 | 014817570359 | 14.75 | 7.75 | 14 | 5.1 | 0.926 | 175 | Yes | [9 empty] | cETL Damp | JENNIE 2L BATH-CH | Two Light Vanity Fixture |  | VS23602CH.jpg | VS23602CH.jpg
VS23602EN3/CH | Two Light Vanity Fixture | Jennie bathroom lighting is inspired by classic bath hardware design, with a fresh, transitional style and curved lines in the rounded backplates, fitters and shades. White Opal Etched glass shades are subtlety concave and ever-so-slightly tapered in the center for visual appeal. With four size options of a 1-Light Sconce, a 2-Light Vanity, a 3-Light Vanity and a 5-Light Vanity, the Jennie collection can fit bathrooms both large and small. The fixtures can be mounted either up or down, and are available in a Chrome finish for a more contemporary look, or Satin Nickel for a more transitional look. | BATH | Jennie | Wall / Bath Lighting | Chrome | CH | Resin / Steel | White Opal Etched Glass | D:4.5" H:5.75" |  |  | 2 Medium A19 9.3w |  | 2 | Yes | [14 empty] | 0 | [12 empty] | 65.45 | 130.9 | 196.35 | W:13'' H:9'' E:5 3/4'' | 4.26 |  |  | 13 | 9 | Set Screw(s) |  |  |  |  | 5.75 |  | No |  | No | [21 empty] | D:5'' DP:3/4'' OB UP:6 1/2'' OB DOWN:2 1/2'' Round |  |  |  | 8 | Black/White |  |  | Hardwired | 0 | 1 | 0 | 1 | 1 | 0 | 0 | 0 | 0 | 0 | 0 | 785652084423 | 14.75 | 7.75 | 14 | 5.1 | 0.926 | 175 | Yes | [9 empty] | cETL Damp | JENNIE 2L BATH-CH | Two Light Vanity Fixture |  | VS23602EN3/CH.jpg | VS23602EN3.jpg
VS23602EN3/SN | Two Light Vanity Fixture | Jennie bathroom lighting is inspired by classic bath hardware design, with a fresh, transitional style and curved lines in the rounded backplates, fitters and shades. White Opal Etched glass shades are subtlety concave and ever-so-slightly tapered in the center for visual appeal. With four size options of a 1-Light Sconce, a 2-Light Vanity, a 3-Light Vanity and a 5-Light Vanity, the Jennie collection can fit bathrooms both large and small. The fixtures can be mounted either up or down, and are available in a Chrome finish for a more contemporary look, or Satin Nickel for a more transitional look. | BATH | Jennie | Wall / Bath Lighting | Satin Nickel | SN | Resin / Steel | White Opal Etched Glass | D:4.5" H:5.75" |  |  | 2 Medium A19 9.3w |  | 2 | Yes | [14 empty] | 0 | [12 empty] | 65.45 | 130.9 | 196.35 | W:13'' H:9'' E:5 3/4'' | 4.26 |  |  | 13 | 9 | Set Screw(s) |  |  |  |  | 5.75 |  | No |  | No | [21 empty] | D:5'' DP:3/4'' OB UP:6 1/2'' OB DOWN:2 1/2'' Round |  |  |  | 8 | Black/White |  |  | Hardwired | 0 | 1 | 0 | 1 | 1 | 0 | 0 | 0 | 0 | 0 | 0 | 785652084430 | 14.75 | 7.75 | 14 | 5.1 | 0.926 | 175 | Yes | [9 empty] | cETL Damp | JENNIE 2L BATH-SN | Two Light Vanity Fixture |  | VS23602EN3/SN.jpg | VS23602EN3.jpg
VS23602SN | Two Light Vanity Fixture | Jennie bathroom lighting is inspired by classic bath hardware design, with a fresh, transitional style and curved lines in the rounded backplates, fitters and shades. White Opal Etched glass shades are subtlety concave and ever-so-slightly tapered in the center for visual appeal. With four size options of a 1-Light Sconce, a 2-Light Vanity, a 3-Light Vanity and a 5-Light Vanity, the Jennie collection can fit bathrooms both large and small. The fixtures can be mounted either up or down, and are available in a Chrome finish for a more contemporary look, or Satin Nickel for a more transitional look. | BATH | Jennie | Wall / Bath Lighting | Satin Nickel | SN | Resin / Steel | White Opal Etched Glass | D:4.5" H:5.75" |  |  | 2 Medium A19 75w |  | 2 | No | [14 empty] | 0 | [12 empty] | 57.98 | 115.96 | 173.94 | W:13'' H:9'' E:5 3/4'' | 4.26 |  |  | 13 | 9 | Set Screw(s) |  |  |  |  | 5.75 |  | No |  | No | [21 empty] | D:5'' DP:3/4'' OB UP:6 1/2'' OB DOWN:2 1/2'' Round |  |  |  | 8 | Black/White |  |  | Hardwired | 0 | 1 | 0 | 0 | 1 | 0 | 0 | 1 | 0 | 0 | 0 | 014817570342 | 14.75 | 7.75 | 14 | 5.1 | 0.926 | 175 | Yes | [9 empty] | cETL Damp | JENNIE 2L BATH-SN | Two Light Vanity Fixture |  | VS23602SN.jpg | VS23602SN.jpg
VS23603CH | Three Light Vanity Fixture | Jennie bathroom lighting is inspired by classic bath hardware design, with a fresh, transitional style and curved lines in the rounded backplates, fitters and shades. White Opal Etched glass shades are subtlety concave and ever-so-slightly tapered in the center for visual appeal. With four size options of a 1-Light Sconce, a 2-Light Vanity, a 3-Light Vanity and a 5-Light Vanity, the Jennie collection can fit bathrooms both large and small. The fixtures can be mounted either up or down, and are available in a Chrome finish for a more contemporary look, or Satin Nickel for a more transitional look. | BATH | Jennie | Wall / Bath Lighting | Chrome | CH | Resin / Steel | White Opal Etched Glass | D:4.5" H:5.75" |  |  | 3 Medium A19 75w |  | 3 | No | [14 empty] | 0 | [12 empty] | 70.48 | 140.96 | 211.44 | W:21 1/4'' H:9'' E:5 3/4'' | 5.28 |  |  | 21.25 | 9 | Set Screw(s) |  |  |  |  | 5.75 |  | No |  | No | [21 empty] | D:5'' DP:3/4'' OB UP:6 1/2'' OB DOWN:2 1/2'' Round |  |  |  | 8 | Black/White |  |  | Hardwired | 0 | 1 | 0 | 0 | 1 | 0 | 0 | 1 | 0 | 0 | 0 | 014817570335 | 22.5 | 15.25 | 7.75 | 6.8 | 1.539 | 175 | Yes | [9 empty] | cETL Damp | JENNIE 3L BATH-CH | Three Light Vanity Fixture |  | VS23603CH.jpg | VS23603CH.jpg
VS23603EN3/CH | Three Light Vanity Fixture | Jennie bathroom lighting is inspired by classic bath hardware design, with a fresh, transitional style and curved lines in the rounded backplates, fitters and shades. White Opal Etched glass shades are subtlety concave and ever-so-slightly tapered in the center for visual appeal. With four size options of a 1-Light Sconce, a 2-Light Vanity, a 3-Light Vanity and a 5-Light Vanity, the Jennie collection can fit bathrooms both large and small. The fixtures can be mounted either up or down, and are available in a Chrome finish for a more contemporary look, or Satin Nickel for a more transitional look. | BATH | Jennie | Wall / Bath Lighting | Chrome | CH | Resin / Steel | White Opal Etched Glass | D:4.5" H:5.75" |  |  | 3 Medium A19 9.3w |  | 3 | Yes | [14 empty] | 0 | [12 empty] | 82.45 | 164.9 | 247.35 | W:21 1/4'' H:9'' E:5 3/4'' | 5.28 |  |  | 21.25 | 9 | Set Screw(s) |  |  |  |  | 5.75 |  | No |  | No | [21 empty] | D:5'' DP:3/4'' OB UP:6 1/2'' OB DOWN:2 1/2'' Round |  |  |  | 8 | Black/White |  |  | Hardwired | 0 | 1 | 0 | 1 | 1 | 0 | 0 | 0 | 0 | 0 | 0 | 785652084447 | 22.5 | 15.25 | 7.75 | 6.8 | 1.539 | 175 | Yes | [9 empty] | cETL Damp | JENNIE 3L BATH-CH | Three Light Vanity Fixture |  | VS23603EN3/CH.jpg | VS23603EN3.jpg
VS23603EN3/SN | Three Light Vanity Fixture | Jennie bathroom lighting is inspired by classic bath hardware design, with a fresh, transitional style and curved lines in the rounded backplates, fitters and shades. White Opal Etched glass shades are subtlety concave and ever-so-slightly tapered in the center for visual appeal. With four size options of a 1-Light Sconce, a 2-Light Vanity, a 3-Light Vanity and a 5-Light Vanity, the Jennie collection can fit bathrooms both large and small. The fixtures can be mounted either up or down, and are available in a Chrome finish for a more contemporary look, or Satin Nickel for a more transitional look. | BATH | Jennie | Wall / Bath Lighting | Satin Nickel | SN | Resin / Steel | White Opal Etched Glass | D:4.5" H:5.75" |  |  | 3 Medium A19 9.3w |  | 3 | Yes | [14 empty] | 0 | [12 empty] | 82.45 | 164.9 | 247.35 | W:21 1/4'' H:9'' E:5 3/4'' | 5.28 |  |  | 21.25 | 9 | Set Screw(s) |  |  |  |  | 5.75 |  | No |  | No | [21 empty] | D:5'' DP:3/4'' OB UP:6 1/2'' OB DOWN:2 1/2'' Round |  |  |  | 8 | Black/White |  |  | Hardwired | 0 | 1 | 0 | 1 | 1 | 0 | 0 | 0 | 0 | 0 | 0 | 785652084454 | 22.5 | 15.25 | 7.75 | 6.8 | 1.539 | 175 | Yes | [9 empty] | cETL Damp | JENNIE 3L BATH-SN | Three Light Vanity Fixture |  | VS23603EN3/SN.jpg | VS23603EN3.jpg
VS23603SN | Three Light Vanity Fixture | Jennie bathroom lighting is inspired by classic bath hardware design, with a fresh, transitional style and curved lines in the rounded backplates, fitters and shades. White Opal Etched glass shades are subtlety concave and ever-so-slightly tapered in the center for visual appeal. With four size options of a 1-Light Sconce, a 2-Light Vanity, a 3-Light Vanity and a 5-Light Vanity, the Jennie collection can fit bathrooms both large and small. The fixtures can be mounted either up or down, and are available in a Chrome finish for a more contemporary look, or Satin Nickel for a more transitional look. | BATH | Jennie | Wall / Bath Lighting | Satin Nickel | SN | Resin / Steel | White Opal Etched Glass | D:4.5" H:5.75" |  |  | 3 Medium A19 75w |  | 3 | No | [14 empty] | 0 | [12 empty] | 70.48 | 140.96 | 211.44 | W:21 1/4'' H:9'' E:5 3/4'' | 5.28 |  |  | 21.25 | 9 | Set Screw(s) |  |  |  |  | 5.75 |  | No |  | No | [21 empty] | D:5'' DP:3/4'' OB UP:6 1/2'' OB DOWN:2 1/2'' Round |  |  |  | 8 | Black/White |  |  | Hardwired | 0 | 1 | 0 | 0 | 1 | 0 | 0 | 1 | 0 | 0 | 0 | 014817570328 | 22 | 8 | 15.5 | 6.7 | 1.579 | 175 | Yes | [9 empty] | cETL Damp | JENNIE 3L BATH-SN | Three Light Vanity Fixture |  | VS23603SN.jpg | VS23603SN.jpg
VS23605CH | Five Light Vanity Fixture | Jennie bathroom lighting is inspired by classic bath hardware design, with a fresh, transitional style and curved lines in the rounded backplates, fitters and shades. White Opal Etched glass shades are subtlety concave and ever-so-slightly tapered in the center for visual appeal. With four size options of a 1-Light Sconce, a 2-Light Vanity, a 3-Light Vanity and a 5-Light Vanity, the Jennie collection can fit bathrooms both large and small. The fixtures can be mounted either up or down, and are available in a Chrome finish for a more contemporary look, or Satin Nickel for a more transitional look. | BATH | Jennie | Wall / Bath Lighting | Chrome | CH | Resin / Steel | White Opal Etched Glass | D:4.5" H:5.75" |  |  | 5 Medium A19 75w |  | 5 | No | [14 empty] | 0 | [12 empty] | 144.98 | 289.96 | 434.94 | W:38'' H:9'' E:5 3/4'' | 10.12 |  |  | 38 | 9 | Set Screw(s) |  |  |  |  | 5.75 |  | No |  | No | [21 empty] | D:5'' DP:3/4'' OB UP:6 1/2'' OB DOWN:2 1/2'' Round |  |  |  | 8 | Black/White |  |  | Hardwired | 0 | 1 | 0 | 0 | 1 | 0 | 0 | 1 | 0 | 0 | 0 | 014817571899 | 40.75 | 15 | 7.75 | 12.6 | 2.741 | 175 | Yes | [9 empty] | cETL Damp | JENNIE 5L BATH-CH | Five Light Vanity Fixture |  | VS23605CH.jpg | VS23605CH.jpg
VS23605EN3/CH | Five Light Vanity Fixture | Jennie bathroom lighting is inspired by classic bath hardware design, with a fresh, transitional style and curved lines in the rounded backplates, fitters and shades. White Opal Etched glass shades are subtlety concave and ever-so-slightly tapered in the center for visual appeal. With four size options of a 1-Light Sconce, a 2-Light Vanity, a 3-Light Vanity and a 5-Light Vanity, the Jennie collection can fit bathrooms both large and small. The fixtures can be mounted either up or down, and are available in a Chrome finish for a more contemporary look, or Satin Nickel for a more transitional look. | BATH | Jennie | Wall / Bath Lighting | Chrome | CH | Resin / Steel | White Opal Etched Glass | D:4.5" H:5.75" |  |  | 5 Medium A19 9.3w |  | 5 | Yes | [14 empty] | 0 | [12 empty] | 164.95 | 329.9 | 494.85 | W:38'' H:9'' E:5 3/4'' | 10.12 |  |  | 38 | 9 | Set Screw(s) |  |  |  |  | 5.75 |  | No |  | No | [21 empty] | D:5'' DP:3/4'' OB UP:6 1/2'' OB DOWN:2 1/2'' Round |  |  |  | 8 | Black/White |  |  | Hardwired | 0 | 1 | 0 | 1 | 1 | 0 | 0 | 0 | 0 | 0 | 0 | 785652084461 | 40.75 | 15 | 7.75 | 12.6 | 2.741 | 175 | Yes | [9 empty] | cETL Damp | JENNIE 5L BATH-CH | Five Light Vanity Fixture |  | VS23605EN3/CH.jpg | VS23605EN3.jpg
VS23605EN3/SN | Five Light Vanity Fixture | Jennie bathroom lighting is inspired by classic bath hardware design, with a fresh, transitional style and curved lines in the rounded backplates, fitters and shades. White Opal Etched glass shades are subtlety concave and ever-so-slightly tapered in the center for visual appeal. With four size options of a 1-Light Sconce, a 2-Light Vanity, a 3-Light Vanity and a 5-Light Vanity, the Jennie collection can fit bathrooms both large and small. The fixtures can be mounted either up or down, and are available in a Chrome finish for a more contemporary look, or Satin Nickel for a more transitional look. | BATH | Jennie | Wall / Bath Lighting | Satin Nickel | SN | Resin / Steel | White Opal Etched Glass | D:4.5" H:5.75" |  |  | 5 Medium A19 9.3w |  | 5 | Yes | [14 empty] | 0 | [12 empty] | 164.95 | 329.9 | 494.85 | W:38'' H:9'' E:5 3/4'' | 10.12 |  |  | 38 | 9 | Set Screw(s) |  |  |  |  | 5.75 |  | No |  | No | [21 empty] | D:5'' DP:3/4'' OB UP:6 1/2'' OB DOWN:2 1/2'' Round |  |  |  | 8 | Black/White |  |  | Hardwired | 0 | 1 | 0 | 1 | 1 | 0 | 0 | 0 | 0 | 0 | 0 | 785652084478 | 40.75 | 15 | 7.75 | 12.6 | 2.741 | 175 | Yes | [9 empty] | cETL Damp | JENNIE 5L BATH-SN | Five Light Vanity Fixture |  | VS23605EN3/SN.jpg | VS23605EN3.jpg
VS23605SN | Five Light Vanity Fixture | Jennie bathroom lighting is inspired by classic bath hardware design, with a fresh, transitional style and curved lines in the rounded backplates, fitters and shades. White Opal Etched glass shades are subtlety concave and ever-so-slightly tapered in the center for visual appeal. With four size options of a 1-Light Sconce, a 2-Light Vanity, a 3-Light Vanity and a 5-Light Vanity, the Jennie collection can fit bathrooms both large and small. The fixtures can be mounted either up or down, and are available in a Chrome finish for a more contemporary look, or Satin Nickel for a more transitional look. | BATH | Jennie | Wall / Bath Lighting | Satin Nickel | SN | Resin / Steel | White Opal Etched Glass | D:4.5" H:5.75" |  |  | 5 Medium A19 75w |  | 5 | No | [14 empty] | 0 | [12 empty] | 144.98 | 289.96 | 434.94 | W:38'' H:9'' E:5 3/4'' | 10.12 |  |  | 38 | 9 | Set Screw(s) |  |  |  |  | 5.75 |  | No |  | No | [21 empty] | D:5'' DP:3/4'' OB UP:6 1/2'' OB DOWN:2 1/2'' Round |  |  |  | 8 | Black/White |  |  | Hardwired | 0 | 1 | 0 | 0 | 1 | 0 | 0 | 1 | 0 | 0 | 0 | 014817571882 | 40.75 | 15 | 7.75 | 12.6 | 2.741 | 175 | Yes | [9 empty] | cETL Damp | JENNIE 5L BATH-SN | Five Light Vanity Fixture |  | VS23605SN.jpg | VS23605SN.jpg
VS23701CH | 1 - Light Wall Sconce | Monterro features beautiful tapered glass shades and exquisite cast details, including a cast backplate, cast ring, and hook hardware that elegantly supports the shades. The Chrome version is available with two glass options; either White Opal Etched glass or Clear Seeded glass, while the Burnished Brass, Satin Nickel finish is available in Clear Seeded glass only. | WALL SCONCE | Monterro | Wall / Bath Lighting | Chrome | CH | Steel | White Opal Etched Glass | W:5" H:6.25" |  |  | 1 Medium A19 75w |  | 1 | No | [14 empty] | 0 | [12 empty] | 40.45 | 80.9 | 121.35 | W:5'' H:10 1/2'' E:6'' | 2.71 |  |  | 5 | 10.5 | Wall / Bath |  |  |  |  | 6 | [25 empty] | W:4 1/2'' H:10'' OB UP:5'' OB DOWN:5 1/2'' Rectangular |  |  |  | 8 |  |  |  |  | 0 | 1 | 0 | 0 | 0 | 0 | 0 | 0 | 0 | 0 | 0 | 014817570427 | 13.5 | 8.25 | 7.25 | 3.7 | 0.467 | 125 | Yes | 6 | 10014817570424 | 22.25 | 17.25 | 15 | 24.4 | 3.332 | Yes |  | cETL Damp | MONTERRO 1L SCONCE CH | 1 - Light Wall Sconce |  | VS23701CH.jpg | VS23701CH.jpg
VS23702CH | 2 - Light Vanity | Monterro features beautiful tapered glass shades and exquisite cast details, including a cast backplate, cast ring, and hook hardware that elegantly supports the shades. The Chrome version is available with two glass options; either White Opal Etched glass or Clear Seeded glass, while the Burnished Brass, Satin Nickel finish is available in Clear Seeded glass only. | BATH | Monterro | Wall / Bath Lighting | Chrome | CH | Steel | White Opal Etched Glass | W:5" H:6.25" |  |  | 2 Medium A19 75w |  | 2 | No | [14 empty] | 0 | [12 empty] | 69.95 | 139.9 | 209.85 | W:13 1/2'' H:9 1/2'' E:7'' | 3.85 |  |  | 13.5 | 9.5 | Wall / Bath |  |  |  |  | 7 | [25 empty] | DP:3/4'' W:5'' H:5'' OB UP:2 1/2'' OB DOWN:7'' Square |  |  |  | 8 |  |  |  |  | 0 | 1 | 0 | 0 | 0 | 0 | 0 | 0 | 0 | 0 | 0 | 014817570434 | 13.25 | 11.5 | 8.25 | 4.4 | 0.727 | 125 | Yes | [9 empty] | cETL Damp | MONTERRO 2L BATH CH | 2 - Light Vanity |  | VS23702CH.jpg | VS23702CH.jpg
VS23703CH | 3 - Light Vanity | Monterro features beautiful tapered glass shades and exquisite cast details, including a cast backplate, cast ring, and hook hardware that elegantly supports the shades. The Chrome version is available with two glass options; either White Opal Etched glass or Clear Seeded glass, while the Burnished Brass, Satin Nickel finish is available in Clear Seeded glass only. | BATH | Monterro | Wall / Bath Lighting | Chrome | CH | Steel | White Opal Etched Glass | W:5" H:6.25" |  |  | 3 Medium A19 75w |  | 3 | No | [14 empty] | 0 | [12 empty] | 115.95 | 231.9 | 347.85 | W:21 3/4'' H:9 1/2'' E:6'' | 4.87 |  |  | 21.75 | 9.5 | Wall / Bath |  |  |  |  | 6 | [25 empty] | DP:3/4'' W:5'' H:5'' OB UP:2 1/2'' OB DOWN:7'' Square |  |  |  | 8 |  |  |  |  | 0 | 1 | 0 | 0 | 0 | 0 | 0 | 0 | 0 | 0 | 0 | 014817570441 | 24 | 11 | 8 | 6.8 | 1.222 | 175 | Yes | [9 empty] | cETL Damp | MONTERRO 3L BATH CH WHITE | 3 - Light Vanity |  | VS23703CH.jpg | VS23703CH.jpg
VS23704CH | 4 - Light Vanity | Monterro features beautiful tapered glass shades and exquisite cast details, including a cast backplate, cast ring, and hook hardware that elegantly supports the shades. The Chrome version is available with two glass options; either White Opal Etched glass or Clear Seeded glass, while the Burnished Brass, Satin Nickel finish is available in Clear Seeded glass only. | BATH | Monterro | Wall / Bath Lighting | Chrome | CH | Steel | White Opal Etched Glass | W:5" H:6.25" |  |  | 4 Medium A19 75w |  | 4 | No | [14 empty] | 0 | [12 empty] | 145.45 | 290.9 | 436.35 | W:30 1/4'' H:9 1/2'' E:7'' | 6.5 |  |  | 30.25 | 9.5 | Wall / Bath |  |  |  |  | 7 | [25 empty] | DP:3/4'' W:5'' H:5'' OB UP:2 1/2'' OB DOWN:7'' Square |  |  |  | 8 |  |  |  |  | 0 | 1 | 0 | 0 | 0 | 0 | 0 | 0 | 0 | 0 | 0 | 014817570458 | 30.25 | 10.75 | 8 | 8.6 | 1.505 | 175 | Yes | [9 empty] | cETL Damp | MONTERRO 4L BATH CH WHITE | 4 - Light Vanity |  | VS23704CH.jpg | VS23704CH.jpg
VS23901CH | 1 - Light Wall Sconce | The Reiser bathroom lighting collection by Feiss adds contemporary flair and makes a beautiful statement in any bathroom. Mindfully-crafted barrel fitters secure the Opal Etched Glass shades in place, while the gooseneck, faucet-inspired hardware completes the design theme. Reiser is available to fit bathrooms both large and small, with options of a 1-light wall sconce, 2-light vanity, 3-light vanity or 4-light vanity. The White Opal Etched glass shades, a choice of either a more modern Chrome or more transitional Satin Nickel finish, and the ability to mount the fixtures either up or down make the Reiser collection the perfect lighting solution to accommodate any bathroom space. | WALL SCONCE | Reiser | Wall / Bath Lighting | Chrome | CH | Steel | White Opal Etched Glass | D:4.75" H:5.25" |  |  | 1 Medium A19 75w |  | 1 | No | [14 empty] | 0 | [12 empty] | 34.45 | 68.9 | 103.35 | W:5 1/2'' H:12'' E:7'' | 2.09 |  |  | 5.5 | 12 | [5 empty] | 7 | [25 empty] | D:5 1/2'' DP:3/4'' OB UP:4 7/8'' OB DOWN:7 1/8'' Round |  |  |  | 8 |  |  |  | Hardwired | 0 | 1 | 0 | 0 | 0 | 0 | 0 | 0 | 0 | 0 | 0 | 014817570502 | 16.25 | 7.5 | 8.5 | 3.3 | 0.6 | 175 | Yes | [9 empty] | cETL Damp | REISER 1L SCONCE CHROME | 1 - Light Wall Sconce |  | VS23901CH.jpg | VS23901CH.jpg
VS23901SN | 1 - Light Wall Sconce | The Reiser bathroom lighting collection by Feiss adds contemporary flair and makes a beautiful statement in any bathroom. Mindfully-crafted barrel fitters secure the Opal Etched Glass shades in place, while the gooseneck, faucet-inspired hardware completes the design theme. Reiser is available to fit bathrooms both large and small, with options of a 1-light wall sconce, 2-light vanity, 3-light vanity or 4-light vanity. The White Opal Etched glass shades, a choice of either a more modern Chrome or more transitional Satin Nickel finish, and the ability to mount the fixtures either up or down make the Reiser collection the perfect lighting solution to accommodate any bathroom space. | WALL SCONCE | Reiser | Wall / Bath Lighting | Satin Nickel | SN | Steel | White Opal Etched Glass | D:4.75" H:5.25" |  |  | 1 Medium A19 75w |  | 1 | No | [14 empty] | 0 | [12 empty] | 34.45 | 68.9 | 103.35 | W:5 1/2'' H:12'' E:7'' | 2.09 |  |  | 5.5 | 12 | [5 empty] | 7 | [25 empty] | D:5 1/2'' DP:3/4'' OB UP:4 7/8'' OB DOWN:7 1/8'' Round |  |  |  | 8 |  |  |  | Hardwired | 0 | 1 | 0 | 0 | 0 | 0 | 0 | 0 | 0 | 0 | 0 | 014817570496 | 16.25 | 7.5 | 8.5 | 3.3 | 0.6 | 175 | Yes | [9 empty] | cETL Damp | REISER 1L SCONCE STN NKL | 1 - Light Wall Sconce |  | VS23901SN.jpg | VS23901SN.jpg
VS23902CH | 2 - Light Vanity | The Reiser bathroom lighting collection by Feiss adds contemporary flair and makes a beautiful statement in any bathroom. Mindfully-crafted barrel fitters secure the Opal Etched Glass shades in place, while the gooseneck, faucet-inspired hardware completes the design theme. Reiser is available to fit bathrooms both large and small, with options of a 1-light wall sconce, 2-light vanity, 3-light vanity or 4-light vanity. The White Opal Etched glass shades, a choice of either a more modern Chrome or more transitional Satin Nickel finish, and the ability to mount the fixtures either up or down make the Reiser collection the perfect lighting solution to accommodate any bathroom space. | BATH | Reiser | Wall / Bath Lighting | Chrome | CH | Steel | White Opal Etched Glass | D:4.75" H:5.25" |  |  | 2 Medium A19 75w |  | 2 | No | [14 empty] | 0 | [12 empty] | 69.95 | 139.9 | 209.85 | W:14'' H:12'' E:7'' | 3.39 |  |  | 14 | 12 | [5 empty] | 7 | [25 empty] | D:5 1/2'' DP:3/4'' OB UP:4 7/8'' OB DOWN:7 1/8'' Round |  |  |  | 8 |  |  |  | Hardwired | 0 | 1 | 0 | 0 | 0 | 0 | 0 | 0 | 0 | 0 | 0 | 014817570526 | 20.5 | 11 | 9.75 | 5.6 | 1.272 | 175 | Yes | [9 empty] | cETL Damp | REISER 2L BATH CHROME | 2 - Light Vanity |  | VS23902CH.jpg | VS23902CH.jpg
VS23902SN | 2 - Light Vanity | The Reiser bathroom lighting collection by Feiss adds contemporary flair and makes a beautiful statement in any bathroom. Mindfully-crafted barrel fitters secure the Opal Etched Glass shades in place, while the gooseneck, faucet-inspired hardware completes the design theme. Reiser is available to fit bathrooms both large and small, with options of a 1-light wall sconce, 2-light vanity, 3-light vanity or 4-light vanity. The White Opal Etched glass shades, a choice of either a more modern Chrome or more transitional Satin Nickel finish, and the ability to mount the fixtures either up or down make the Reiser collection the perfect lighting solution to accommodate any bathroom space. | BATH | Reiser | Wall / Bath Lighting | Satin Nickel | SN | Steel | White Opal Etched Glass | D:4.75" H:5.25" |  |  | 2 Medium A19 75w |  | 2 | No | [14 empty] | 0 | [12 empty] | 69.95 | 139.9 | 209.85 | W:14'' H:12'' E:7'' | 3.39 |  |  | 14 | 12 | [5 empty] | 7 | [25 empty] | D:4 7/8'' DP:3/4'' OB UP:7 1/8'' OB DOWN:6'' Round |  |  |  | 8 |  |  |  | Hardwired | 0 | 1 | 0 | 0 | 0 | 0 | 0 | 0 | 0 | 0 | 0 | 014817570519 | 20.5 | 11 | 9.75 | 5.6 | 1.272 | 175 | Yes | [9 empty] | cETL Damp | REISER 2L BATH STN NKL | 2 - Light Vanity |  | VS23902SN.jpg | VS23902SN.jpg
VS23903CH | 3 - Light Vanity | The Reiser bathroom lighting collection by Feiss adds contemporary flair and makes a beautiful statement in any bathroom. Mindfully-crafted barrel fitters secure the Opal Etched Glass shades in place, while the gooseneck, faucet-inspired hardware completes the design theme. Reiser is available to fit bathrooms both large and small, with options of a 1-light wall sconce, 2-light vanity, 3-light vanity or 4-light vanity. The White Opal Etched glass shades, a choice of either a more modern Chrome or more transitional Satin Nickel finish, and the ability to mount the fixtures either up or down make the Reiser collection the perfect lighting solution to accommodate any bathroom space. | BATH | Reiser | Wall / Bath Lighting | Chrome | CH | Steel | White Opal Etched Glass | D:4.75" H:5.25" |  |  | 3 Medium A19 75w |  | 3 | No | [14 empty] | 0 | [12 empty] | 81.45 | 162.9 | 244.35 | W:20 3/4'' H:12'' E:7'' | 4.64 |  |  | 20.75 | 12 | [5 empty] | 7 | [25 empty] | D:5 1/2'' DP:3/4'' OB UP:4 7/8'' OB DOWN:7 1/8'' Round |  |  |  | 8 |  |  |  | Hardwired | 0 | 1 | 0 | 0 | 0 | 0 | 0 | 0 | 0 | 0 | 0 | 014817570489 | 27 | 11 | 9.75 | 8 | 1.676 | 175 | Yes | [9 empty] | cETL Damp | REISER 3L BATH CHROME | 3 - Light Vanity |  | VS23903CH.jpg | VS23903CH.jpg
VS23903SN | 3 - Light Vanity | The Reiser bathroom lighting collection by Feiss adds contemporary flair and makes a beautiful statement in any bathroom. Mindfully-crafted barrel fitters secure the Opal Etched Glass shades in place, while the gooseneck, faucet-inspired hardware completes the design theme. Reiser is available to fit bathrooms both large and small, with options of a 1-light wall sconce, 2-light vanity, 3-light vanity or 4-light vanity. The White Opal Etched glass shades, a choice of either a more modern Chrome or more transitional Satin Nickel finish, and the ability to mount the fixtures either up or down make the Reiser collection the perfect lighting solution to accommodate any bathroom space. | BATH | Reiser | Wall / Bath Lighting | Satin Nickel | SN | Steel | White Opal Etched Glass | D:4.75" H:5.25" |  |  | 3 Medium A19 75w |  | 3 | No | [14 empty] | 0 | [12 empty] | 81.45 | 162.9 | 244.35 | W:20 3/4'' H:12'' E:7'' | 4.64 |  |  | 20.75 | 12 | [5 empty] | 7 | [25 empty] | D:5 1/2'' DP:3/4'' OB UP:4 7/8'' OB DOWN:7 1/8'' Round |  |  |  | 8 |  |  |  | Hardwired | 0 | 1 | 0 | 0 | 0 | 0 | 0 | 0 | 0 | 0 | 0 | 014817570472 | 27 | 11 | 9.75 | 8 | 1.676 | 175 | Yes | [9 empty] | cETL Damp | REISER 3L BATH STN NKL | 3 - Light Vanity |  | VS23903SN.jpg | VS23903SN.jpg
VS23904CH | 4 - Light Vanity | The Reiser bathroom lighting collection by Feiss adds contemporary flair and makes a beautiful statement in any bathroom. Mindfully-crafted barrel fitters secure the Opal Etched Glass shades in place, while the gooseneck, faucet-inspired hardware completes the design theme. Reiser is available to fit bathrooms both large and small, with options of a 1-light wall sconce, 2-light vanity, 3-light vanity or 4-light vanity. The White Opal Etched glass shades, a choice of either a more modern Chrome or more transitional Satin Nickel finish, and the ability to mount the fixtures either up or down make the Reiser collection the perfect lighting solution to accommodate any bathroom space. | BATH | Reiser | Wall / Bath Lighting | Chrome | CH | Steel | White Opal Etched Glass | D:4.75" H:5.25" |  |  | 4 Medium A19 75w |  | 4 | No | [14 empty] | 0 | [12 empty] | 115.95 | 231.9 | 347.85 | W:28 3/4'' H:12'' E:7'' | 6.31 |  |  | 28.75 | 12 | [5 empty] | 7 | [25 empty] | D:5 1/2'' DP:3/4'' OB UP:4 7/8'' OB DOWN:7 1/8'' Round |  |  |  | 8 |  |  |  | Hardwired | 0 | 1 | 0 | 0 | 0 | 0 | 0 | 0 | 0 | 0 | 0 | 014817570540 | 32.5 | 11 | 9.75 | 9.8 | 2.017 | 175 | Yes | [9 empty] | cETL Damp | REISER 4L BATH CHROME | 4 - Light Vanity |  | VS23904CH.jpg | VS23904CH.jpg
VS23904SN | 4 - Light Vanity | The Reiser bathroom lighting collection by Feiss adds contemporary flair and makes a beautiful statement in any bathroom. Mindfully-crafted barrel fitters secure the Opal Etched Glass shades in place, while the gooseneck, faucet-inspired hardware completes the design theme. Reiser is available to fit bathrooms both large and small, with options of a 1-light wall sconce, 2-light vanity, 3-light vanity or 4-light vanity. The White Opal Etched glass shades, a choice of either a more modern Chrome or more transitional Satin Nickel finish, and the ability to mount the fixtures either up or down make the Reiser collection the perfect lighting solution to accommodate any bathroom space. | BATH | Reiser | Wall / Bath Lighting | Satin Nickel | SN | Steel | White Opal Etched Glass | D:4.75" H:5.25" |  |  | 4 Medium A19 75w |  | 4 | No | [14 empty] | 0 | [12 empty] | 115.95 | 231.9 | 347.85 | W:28 3/4'' H:12'' E:7'' | 6.31 |  |  | 28.75 | 12 | [5 empty] | 7 | [25 empty] | D:5 1/2'' DP:3/4'' OB UP:4 7/8'' OB DOWN:7 1/8'' Round |  |  |  | 8 |  |  |  | Hardwired | 0 | 1 | 0 | 0 | 0 | 0 | 0 | 0 | 0 | 0 | 0 | 014817570533 | 32.5 | 11 | 9.75 | 9.8 | 2.017 | 175 | Yes | [9 empty] | cETL Damp | REISER 4L BATH STN NKL | 4 - Light Vanity |  | VS23904SN.jpg | VS23904SN.jpg
VS24001CH | 1 - Wall Sconce | Inspired by fixtures found in turn-of-the-century industrial factories, the Calgary bathroom lighting collection from Feiss features wire frame shades, exposed lamping and a highly structured shape with circular backplate detail. The caged metal style gives a truly rustic feel, and using vintage-style Edison bulbs (sold separately) further enhances the industrial vibe. Calgary fits bathrooms both large and small with 1-light wall sconce, 2-light vanity, 3-light vanity and 5-light vanity options. Choose the more updated Chrome finish option or the more rustic, gilded Parisian Bronze finish to create the perfect look for your space. | CHANDELIERS | Calgary | Wall / Bath Lighting | Chrome | CH | Steel |  |  |  |  | 1 Medium A19 60w |  | 1 | No | [14 empty] | 0 | [12 empty] | 46.45 | 92.9 | 139.35 | W:4 3/4'' H:9 1/4'' E:6 1/2'' | 1.54 |  |  | 4.75 | 9.25 | Wall / Bath |  |  |  |  | 6.5 | [25 empty] | D:4 3/4'' DP:1'' OB DOWN:3 1/2'' Round |  |  |  | 8 |  |  |  | Hardwired | 0 | 1 | 0 | 0 | 0 | 0 | 0 | 0 | 0 | 0 | 0 | 014817570182 | 11.75 | 9.25 | 7.5 | 2.4 | 0.472 | 175 | Yes | [9 empty] | cETL Damp | 1L WALL SCONCE | 1 - Wall Sconce |  | VS24001CH.jpg | VS24001CH.jpg
VS24001PRZ | 1 - Wall Sconce | Inspired by fixtures found in turn-of-the-century industrial factories, the Calgary bathroom lighting collection from Feiss features wire frame shades, exposed lamping and a highly structured shape with circular backplate detail. The caged metal style gives a truly rustic feel, and using vintage-style Edison bulbs (sold separately) further enhances the industrial vibe. Calgary fits bathrooms both large and small with 1-light wall sconce, 2-light vanity, 3-light vanity and 5-light vanity options. Choose the more updated Chrome finish option or the more rustic, gilded Parisian Bronze finish to create the perfect look for your space. | CHANDELIERS | Calgary | Wall / Bath Lighting | Parisian Bronze | PRZ | Steel |  |  |  |  | 1 Medium A19 60w |  | 1 | No | [14 empty] | 0 | [12 empty] | 46.45 | 92.9 | 139.35 | W:4 3/4'' H:9 1/4'' E:6 1/2'' | 1.54 |  |  | 4.75 | 9.25 | Wall / Bath |  |  |  |  | 6.5 | [25 empty] | D:4 3/4'' DP:1'' OB DOWN:3 1/2'' Round |  |  |  | 8 |  |  |  | Hardwired | 0 | 1 | 0 | 0 | 0 | 0 | 0 | 0 | 0 | 0 | 0 | 014817570199 | 11.75 | 9.25 | 8 | 2.4 | 0.503 | 175 | Yes | [9 empty] | cETL Damp | 1L WALL SCONCE | 1 - Wall Sconce |  | VS24001PRZ.jpg | VS24001PRZ.jpg
VS24002CH | 2 - Light Vanity | Inspired by fixtures found in turn-of-the-century industrial factories, the Calgary bathroom lighting collection from Feiss features wire frame shades, exposed lamping and a highly structured shape with circular backplate detail. The caged metal style gives a truly rustic feel, and using vintage-style Edison bulbs (sold separately) further enhances the industrial vibe. Calgary fits bathrooms both large and small with 1-light wall sconce, 2-light vanity, 3-light vanity and 5-light vanity options. Choose the more updated Chrome finish option or the more rustic, gilded Parisian Bronze finish to create the perfect look for your space. | BATH | Calgary | Wall / Bath Lighting | Chrome | CH | Steel |  |  |  |  | 2 Medium A19 60w |  | 2 | No | [14 empty] | 0 | [12 empty] | 86.95 | 173.9 | 260.85 | W:12 3/4'' H:10 1/2'' E:6 1/4'' | 2.53 |  |  | 12.75 | 10.5 | Wall / Bath |  |  |  |  | 6.25 | [25 empty] | D:4 3/4'' DP:1'' OB DOWN:2 1/2'' Round |  |  |  | 8 |  |  |  | Hardwired | 0 | 1 | 0 | 0 | 0 | 0 | 0 | 0 | 0 | 0 | 0 | 014817570205 | 16 | 14 | 9.25 | 4.4 | 1.199 | 250 | Yes | [9 empty] | cETL Damp | 2L BATH VANITY | 2 - Light Vanity |  | VS24002CH.jpg | VS24002CH.jpg
VS24002PRZ | 2 - Light Vanity | Inspired by fixtures found in turn-of-the-century industrial factories, the Calgary bathroom lighting collection from Feiss features wire frame shades, exposed lamping and a highly structured shape with circular backplate detail. The caged metal style gives a truly rustic feel, and using vintage-style Edison bulbs (sold separately) further enhances the industrial vibe. Calgary fits bathrooms both large and small with 1-light wall sconce, 2-light vanity, 3-light vanity and 5-light vanity options. Choose the more updated Chrome finish option or the more rustic, gilded Parisian Bronze finish to create the perfect look for your space. | BATH | Calgary | Wall / Bath Lighting | Parisian Bronze | PRZ | Steel |  |  |  |  | 2 Medium A19 60w |  | 2 | No | [14 empty] | 0 | [12 empty] | 86.95 | 173.9 | 260.85 | W:12 3/4'' H:10 1/2'' E:6 1/4'' | 2.53 |  |  | 12.75 | 10.5 | Wall / Bath |  |  |  |  | 6.25 | [25 empty] | D:4 3/4'' DP:1'' OB DOWN:2 1/2'' Round |  |  |  | 8 |  |  |  | Hardwired | 0 | 1 | 0 | 0 | 0 | 0 | 0 | 0 | 0 | 0 | 0 | 014817570212 | 15.75 | 9.25 | 14.25 | 4.3 | 1.201 | 250 | Yes | [9 empty] | cETL Damp | 2L BATH VANITY | 2 - Light Vanity |  | VS24002PRZ.jpg | VS24002PRZ.jpg
VS24003CH | 3 - Light Vanity | Inspired by fixtures found in turn-of-the-century industrial factories, the Calgary bathroom lighting collection from Feiss features wire frame shades, exposed lamping and a highly structured shape with circular backplate detail. The caged metal style gives a truly rustic feel, and using vintage-style Edison bulbs (sold separately) further enhances the industrial vibe. Calgary fits bathrooms both large and small with 1-light wall sconce, 2-light vanity, 3-light vanity and 5-light vanity options. Choose the more updated Chrome finish option or the more rustic, gilded Parisian Bronze finish to create the perfect look for your space. | BATH | Calgary | Wall / Bath Lighting | Chrome | CH | Steel |  |  |  |  | 3 Medium A19 60w |  | 3 | No | [14 empty] | 0 | [12 empty] | 115.95 | 231.9 | 347.85 | W:22'' H:10 1/2'' E:6 1/4'' | 3.52 |  |  | 22 | 10.5 | Wall / Bath |  |  |  |  | 6.25 | [25 empty] | D:4 3/4'' DP:1'' OB DOWN:2 1/2'' Round |  |  |  | 8 |  |  |  | Hardwired | 0 | 1 | 0 | 0 | 0 | 0 | 0 | 0 | 0 | 0 | 0 | 014817570229 | 25.75 | 14.25 | 9.25 | 6.1 | 1.964 | 250 | Yes | [9 empty] | cETL Damp | 3L BATH VANITY | 3 - Light Vanity |  | VS24003CH.jpg | VS24003CH.jpg
VS24003PRZ | 3 - Light Vanity | Inspired by fixtures found in turn-of-the-century industrial factories, the Calgary bathroom lighting collection from Feiss features wire frame shades, exposed lamping and a highly structured shape with circular backplate detail. The caged metal style gives a truly rustic feel, and using vintage-style Edison bulbs (sold separately) further enhances the industrial vibe. Calgary fits bathrooms both large and small with 1-light wall sconce, 2-light vanity, 3-light vanity and 5-light vanity options. Choose the more updated Chrome finish option or the more rustic, gilded Parisian Bronze finish to create the perfect look for your space. | BATH | Calgary | Wall / Bath Lighting | Parisian Bronze | PRZ | Steel |  |  |  |  | 3 Medium A19 60w |  | 3 | No | [14 empty] | 0 | [12 empty] | 115.95 | 231.9 | 347.85 | W:22'' H:10 1/2'' E:6 1/4'' | 3.52 |  |  | 22 | 10.5 | Wall / Bath |  |  |  |  | 6.25 | [25 empty] | D:4 3/4'' DP:1'' OB DOWN:2 1/2'' Round |  |  |  | 8 |  |  |  | Hardwired | 0 | 1 | 0 | 0 | 0 | 0 | 0 | 0 | 0 | 0 | 0 | 014817570236 | 25.75 | 14.25 | 9.25 | 6.1 | 1.964 | 250 | Yes | [9 empty] | cETL Damp | 3L BATH VANITY | 3 - Light Vanity |  | VS24003PRZ.jpg | VS24003PRZ.jpg
VS24005CH | 5 - Light Vanity | Inspired by fixtures found in turn-of-the-century industrial factories, the Calgary bathroom lighting collection from Feiss features wire frame shades, exposed lamping and a highly structured shape with circular backplate detail. The caged metal style gives a truly rustic feel, and using vintage-style Edison bulbs (sold separately) further enhances the industrial vibe. Calgary fits bathrooms both large and small with 1-light wall sconce, 2-light vanity, 3-light vanity and 5-light vanity options. Choose the more updated Chrome finish option or the more rustic, gilded Parisian Bronze finish to create the perfect look for your space. | BATH | Calgary | Wall / Bath Lighting | Chrome | CH | Steel |  |  |  |  | 5 Medium A19 60w |  | 5 | No | [14 empty] | 0 | [12 empty] | 191.95 | 383.9 | 575.85 | W:32 1/2'' H:10 1/2'' E:6 1/4'' | 5.28 |  |  | 32.5 | 10.5 | Wall / Bath |  |  |  |  | 6.25 | [25 empty] | D:4 3/4'' DP:1'' OB DOWN:2 1/2'' Round |  |  |  | 8 |  |  |  | Hardwired | 0 | 1 | 0 | 0 | 0 | 0 | 0 | 0 | 0 | 0 | 0 | 014817570243 | 37.5 | 14.25 | 10 | 9.2 | 3.092 | 250 | Yes | [9 empty] | cETL Damp | 5L BATH VANITY | 5 - Light Vanity |  | VS24005CH.jpg | VS24005CH.jpg
VS24005PRZ | 5 - Light Vanity | Inspired by fixtures found in turn-of-the-century industrial factories, the Calgary bathroom lighting collection from Feiss features wire frame shades, exposed lamping and a highly structured shape with circular backplate detail. The caged metal style gives a truly rustic feel, and using vintage-style Edison bulbs (sold separately) further enhances the industrial vibe. Calgary fits bathrooms both large and small with 1-light wall sconce, 2-light vanity, 3-light vanity and 5-light vanity options. Choose the more updated Chrome finish option or the more rustic, gilded Parisian Bronze finish to create the perfect look for your space. | BATH | Calgary | Wall / Bath Lighting | Parisian Bronze | PRZ | Steel |  |  |  |  | 5 Medium A19 60w |  | 5 | No | [14 empty] | 0 | [12 empty] | 191.95 | 383.9 | 575.85 | W:32 1/2'' H:10 1/2'' E:6 1/4'' | 5.28 |  |  | 32.5 | 10.5 | Wall / Bath |  |  |  |  | 6.25 | [25 empty] | D:4 3/4'' DP:1'' OB DOWN:2 1/2'' Round |  |  |  | 8 |  |  |  | Hardwired | 0 | 1 | 0 | 0 | 0 | 0 | 0 | 0 | 0 | 0 | 0 | 014817570250 | 37.25 | 14.5 | 10 | 9 | 3.126 | 250 | Yes | [9 empty] | cETL Damp | 5L BATH VANITY | 5 - Light Vanity |  | VS24005PRZ.jpg | VS24005PRZ.jpg
VS24104CH | 4 - Light Vanity | The Paulson collection from Feiss features vintage-inspired silhouettes with an updated, contemporary twist. Industrial-inspired, brightly Chrome-finished hardware secures glass tube shades, which are created using rows of individual clear glass rods that softly diffuse the light. The extensive Paulson collection offers fixtures for every room in the house, should a coordinated design aesthetic be desired throughout your space. The full offering includes a one-light pendant, three-light drum pendant with a White Opal Etched glass diffuser, four-light foyer chandelier, two-light flushmount with a White Opal Etched glass diffuser, three-light flushmount with a White Opal Etched glass diffuser, one-light mini-pendant, two-light vanity, four-light vanity, and one-light wall sconce. Flushmounts, vanity fixtures and wall sconce are all Damp Rated. | BATH | Paulson | Wall / Bath Lighting | Chrome | CH | Steel | Clear Glass | D:0.375" |  |  | 4 Medium A19 40w |  | 4 | No | [14 empty] | 0 | [12 empty] | 149.98 | 299.96 | 449.94 | W:4 3/4'' H:29'' E:6'' | 12.98 |  |  | 4.75 | 29 | Set Screw(s) |  |  |  |  | 6 | [25 empty] | DP:1'' W:4 3/4'' H:28 1/2'' OB UP:14 1/2'' OB DOWN:14 1/2'' Rectangular |  |  |  | 8 |  |  |  | Hardwired | 0 | 0 | 0 | 0 | 0 | 0 | 0 | 0 | 0 | 0 | 0 | 014817571660 | 34.5 | 16.5 | 9 | 17.7 | 2.965 | 125 | Yes | [9 empty] | cETL Damp | PAULSON 4L BATH CH | 4 - Light Vanity |  | VS24104CH.jpg | VS24104CH.jpg
VS24201CH-L1 | 1 - Light Wall Sconce | The clean, modern design of the Volo Collection features a delicate, clear glass-wrapped shade and an inner opal etched glass diffuser to provide a warm, layered glow. The horizontal bar features a subtle knock-out detail in which each glass shade nests within the arm, creating a refined appearance. All products ship with G9 halogen lamps included, however, the "-L1" products include G9 LED lamps that shine at a CCT of 3000K. | WALL SCONCE | Volo | Wall / Bath Lighting | Chrome | CH | Steel | Undefined Glass | D:3.125" H:3.5" |  |  | 1 G9 T4 5w |  | 1 | Yes | 450 | 3000 | 90 | [5 empty] | 10 | 100 |  |  |  | 25000 | 0 | [12 empty] | 57.95 | 115.9 | 173.85 | W:5 5/8'' H:6 1/2'' E:6 1/4'' | 2.1 |  |  | 5.625 | 6.5 | Wall / Bath |  |  |  |  | 6.25 | [25 empty] | W:5'' H:6 1/2'' OB UP:3 1/4'' OB DOWN:3 1/4'' Rectangular |  |  |  | 8 |  |  |  | Hardwired | 0 | 0 | 0 | 0 | 0 | 0 | 0 | 0 | 0 | 0 | 0 | 014817582697 | 9.5 | 9 | 8.5 | 3.6 | 0.421 | 100 | Yes | [9 empty] | cETL Damp | VOLO 1L SCONCE CH | 1 - Light Wall Sconce |  | VS24201CH-L1.jpg | VS24201CHL1.jpg
VS24202CH-L1 | 2 - Light Vanity | The clean, modern design of the Volo Collection features a delicate, clear glass-wrapped shade and an inner opal etched glass diffuser to provide a warm, layered glow. The horizontal bar features a subtle knock-out detail in which each glass shade nests within the arm, creating a refined appearance. All products ship with G9 halogen lamps included, however, the "-L1" products include G9 LED lamps that shine at a CCT of 3000K. | BATH | Volo | Wall / Bath Lighting | Chrome | CH | Steel | Undefined Glass | D:3.125" H:3.5" |  |  | 2 G9 T4 5w |  | 2 | Yes | 900 | 2700 | 90 | [5 empty] | 10 | 100 |  |  |  | 25000 | 0 | [12 empty] | 110.45 | 220.9 | 331.35 | W:13 5/8'' H:5 1/2'' E:6 1/4'' | 3 |  |  | 13.625 | 5.5 | Wall / Bath |  |  |  |  | 6.25 | [25 empty] | W:5'' H:7'' OB UP:3'' OB DOWN:2 1/2'' Rectangular |  |  |  | 8 |  |  |  | Hardwired | 0 | 1 | 0 | 0 | 0 | 0 | 0 | 0 | 0 | 0 | 0 | 014817582703 | 16.38 | 9.5 | 9 | 5.4 | 0.81 | 125 | Yes | [9 empty] | cETL Damp | VOLO 2L BATH CH | 2 - Light Vanity |  | VS24202CH-L1.jpg | VS24202CHL1.jpg
VS24203CH-L1 | 3 - Light Vanity | The clean, modern design of the Volo Collection features a delicate, clear glass-wrapped shade and an inner opal etched glass diffuser to provide a warm, layered glow. The horizontal bar features a subtle knock-out detail in which each glass shade nests within the arm, creating a refined appearance. All products ship with G9 halogen lamps included, however, the "-L1" products include G9 LED lamps that shine at a CCT of 3000K. | BATH | Volo | Wall / Bath Lighting | Chrome | CH | Steel | Undefined Glass | D:3.125" H:3.5" |  |  | 3 G9 T4 5w |  | 3 | Yes | 1350 | 3000 | 90 | [5 empty] | 10 | 100 |  |  |  | 25000 | 0 | [12 empty] | 151.45 | 302.9 | 454.35 | W:22 1/2'' H:5 1/2'' E:6 1/4'' | 4.5 |  |  | 22.5 | 5.5 | Wall / Bath |  |  |  |  | 6.25 | [25 empty] | W:5'' H:7'' OB UP:3'' OB DOWN:2 1/2'' Rectangular |  |  |  | 8 |  |  |  | Hardwired | 0 | 1 | 0 | 0 | 0 | 0 | 0 | 0 | 0 | 0 | 0 | 014817582710 | 25 | 10 | 9.18 | 7.1 | 1.328 | 175 | Yes | [9 empty] | cETL Damp | VOLO 3L BATH CH | 3 - Light Vanity |  | VS24203CH-L1.jpg | VS24203CHL1.jpg
VS24204CH-L1 | 4 - Light Vanity | The clean, modern design of the Volo Collection features a delicate, clear glass-wrapped shade and an inner opal etched glass diffuser to provide a warm, layered glow. The horizontal bar features a subtle knock-out detail in which each glass shade nests within the arm, creating a refined appearance. All products ship with G9 halogen lamps included, however, the "-L1" products include G9 LED lamps that shine at a CCT of 3000K. | BATH | Volo | Wall / Bath Lighting | Chrome | CH | Steel | Undefined Glass | D:3.125" H:3.5" |  |  | 4 G9 T4 5w |  | 4 | Yes | 1800 | 3000 | 90 | [5 empty] | 10 | 100 |  |  |  | 25000 | 0 | [12 empty] | 197.95 | 395.9 | 593.85 | W:31'' H:5 1/2'' E:6 1/4'' | 6.2 |  |  | 31 | 5.5 | Wall / Bath |  |  |  |  | 6.25 | [25 empty] | W:5'' H:7'' OB UP:3'' OB DOWN:2 1/2'' Rectangular |  |  |  | 8 |  |  |  | Hardwired | 0 | 1 | 0 | 0 | 0 | 0 | 0 | 0 | 0 | 0 | 0 | 014817582727 | 34.125 | 9.75 | 9 | 8.8 | 1.733 | 175 | Yes | [9 empty] | cETL Damp | VOLO 4L BATH CH | 4 - Light Vanity |  | VS24204CH-L1.jpg | VS24204CHL1.jpg
VS24301CH | 1 - Light Wall Sconce | Modern details, like the clean square supports of the cross arm and sleek, rectangular backplate, are defining features of the Mercer. Choose from either refreshingly bright Chrome or warm, rustic Oil Rubbed Bronze hardware for a distinct look, both with tapered Clear Seeded glass shades that complete the tailored look. | WALL SCONCE | Mercer | Wall / Bath Lighting | Chrome | CH | Steel | Clear Seeded Glass | D:4.5" H:6.75" |  |  | 1 Medium A19 60w |  | 1 | No | [14 empty] | 0 | [12 empty] | 43.95 | 87.9 | 131.85 | W:5'' H:8 7/8'' E:5 7/8'' | 2.4 |  |  | 5 | 8.875 | Wall / Bath |  |  |  |  | 5.875 | [25 empty] | W:5'' H:7 1/2'' OB UP:3 3/4'' OB DOWN:5 1/8'' Rectangular |  |  |  | 8 |  |  |  | Hardwired | 0 | 1 | 0 | 0 | 0 | 0 | 0 | 0 | 0 | 0 | 0 | 014817574227 | 11.5 | 9 | 8 | 3.4 | 0.479 | 125 | Yes | [9 empty] | cETL Damp | MERCER 1L SCONCE CH | 1 - Light Wall Sconce |  | VS24301CH.jpg | VS24301CH.jpg
VS24301ORB | 1 - Light Wall Sconce | Modern details, like the clean square supports of the cross arm and sleek, rectangular backplate, are defining features of the Mercer. Choose from either refreshingly bright Chrome or warm, rustic Oil Rubbed Bronze hardware for a distinct look, both with tapered Clear Seeded glass shades that complete the tailored look. | WALL SCONCE | Mercer | Wall / Bath Lighting | Oil Rubbed Bronze | ORB | Steel | Clear Seeded Glass | D:4.5" H:6.75" |  |  | 1 Medium A19 60w |  | 1 | No | [14 empty] | 0 | [12 empty] | 43.95 | 87.9 | 131.85 | W:5'' H:8 7/8'' E:5 7/8'' | 2.4 |  |  | 5 | 8.875 | Wall / Bath |  |  |  |  | 5.875 | [25 empty] | DP:7/8'' W:5'' H:7 1/2'' OB UP:3 3/4'' Rectangular |  |  |  | 8 |  |  |  | Hardwired | 0 | 1 | 0 | 0 | 0 | 0 | 0 | 0 | 0 | 0 | 0 | 014817580402 | 11.75 | 8.5 | 7.75 | 3.1 | 0.448 | 125 | Yes | [9 empty] | cETL Damp | MERCER 1L WALL SCONCE ORB | 1 - Light Wall Sconce |  | VS24301ORB.jpg | VS24301ORB.jpg
VS24301SN | 1 - Light Wall Sconce | Modern details, like the clean square supports of the cross arm and sleek, rectangular backplate, are defining features of the Mercer. Choose from either refreshingly bright Chrome or warm, rustic Oil Rubbed Bronze hardware for a distinct look, both with tapered Clear Seeded glass shades that complete the tailored look. | WALL SCONCE | Mercer | Wall / Bath Lighting | Satin Nickel | SN | Steel | Undefined Glass | D:4.5" H:6.75" |  |  | 1 Medium A19 60w |  | 1 | No | [14 empty] | 0 | [12 empty] | 43.95 | 87.9 | 131.85 | W:5'' H:8 7/8'' E:5 7/8'' | 2.4 |  |  | 5 | 8.875 | Wall / Bath |  |  |  |  | 5.875 | [25 empty] | DP:7/8'' W:5'' H:7 1/2'' OB UP:3 3/4'' Rectangular |  |  |  | 8 |  |  |  | Hardwired | 0 | 1 | 0 | 0 | 0 | 0 | 0 | 0 | 0 | 0 | 0 | 014817580365 | 11.34 | 8.5 | 7.5 | 3 | 0.418 | 125 | Yes | [9 empty] | cETL Damp | MERCER 1L WALL SCONCE SN | 1 - Light Wall Sconce |  | VS24301SN.jpg | VS24301SN.jpg
VS24302CH | 2 - Light Vanity | Modern details, like the clean square supports of the cross arm and sleek, rectangular backplate, are defining features of the Mercer. Choose from either refreshingly bright Chrome or warm, rustic Oil Rubbed Bronze hardware for a distinct look, both with tapered Clear Seeded glass shades that complete the tailored look. | BATH | Mercer | Wall / Bath Lighting | Chrome | CH | Steel | Clear Seeded Glass | D:4.5" H:6.75" |  |  | 2 Medium A19 60w |  | 2 | No | [14 empty] | 0 | [12 empty] | 69.95 | 139.9 | 209.85 | W:12 1/2'' H:8 7/8'' E:6 7/8'' | 3.6 |  |  | 12.5 | 8.875 | Wall / Bath |  |  |  |  | 6.875 | [25 empty] | W:7 1/2'' H:5'' OB UP:2 1/2'' OB DOWN:6 3/8'' Rectangular |  |  |  | 8 |  |  |  | Hardwired | 0 | 1 | 0 | 0 | 0 | 0 | 0 | 0 | 0 | 0 | 0 | 014817574234 | 13.5 | 12.25 | 8.75 | 6.3 | 0.837 | 125 | Yes | [9 empty] | cETL Damp | MERCER 2L BATH CH | 2 - Light Vanity |  | VS24302CH.jpg | VS24302CH.jpg
VS24302ORB | 2 - Light Vanity | Modern details, like the clean square supports of the cross arm and sleek, rectangular backplate, are defining features of the Mercer. Choose from either refreshingly bright Chrome or warm, rustic Oil Rubbed Bronze hardware for a distinct look, both with tapered Clear Seeded glass shades that complete the tailored look. | BATH | Mercer | Wall / Bath Lighting | Oil Rubbed Bronze | ORB | Steel | Clear Seeded Glass | D:4.5" H:6.75" |  |  | 2 Medium A19 60w |  | 2 | No | [14 empty] | 0 | [12 empty] | 69.95 | 139.9 | 209.85 | W:12 1/2'' H:8 7/8'' E:6 7/8'' | 3.5 |  |  | 12.5 | 8.875 | Wall / Bath |  |  |  |  | 6.875 | [25 empty] | DP:7/8'' W:7 1/2'' H:5'' OB UP:2 1/2'' Rectangular |  |  |  | 8 |  |  |  | Hardwired | 0 | 1 | 0 | 0 | 0 | 0 | 0 | 0 | 0 | 0 | 0 | 014817580419 | 13.75 | 12.25 | 8.75 | 5 | 0.853 | 175 | Yes | [9 empty] | cETL Damp | MERCER 2L VANITY ORB | 2 - Light Vanity |  | VS24302ORB.jpg | VS24302ORB.jpg
VS24302SN | 2 - Light Vanity | Modern details, like the clean square supports of the cross arm and sleek, rectangular backplate, are defining features of the Mercer. Choose from either refreshingly bright Chrome or warm, rustic Oil Rubbed Bronze hardware for a distinct look, both with tapered Clear Seeded glass shades that complete the tailored look. | BATH | Mercer | Wall / Bath Lighting | Satin Nickel | SN | Steel | Clear Seeded Glass | D:4.5" H:6.75" |  |  | 2 Medium A19 60w |  | 2 | No | [14 empty] | 0 | [12 empty] | 69.95 | 139.9 | 209.85 | W:12 1/2'' H:8 7/8'' E:6 7/8'' | 3.5 |  |  | 12.5 | 8.875 | Wall / Bath |  |  |  |  | 6.875 | [25 empty] | DP:7/8'' W:7 1/2'' H:5'' OB UP:2 1/2'' Rectangular |  |  |  | 8 |  |  |  | Hardwired | 0 | 1 | 0 | 0 | 0 | 0 | 0 | 0 | 0 | 0 | 0 | 014817580372 | 13.75 | 12.5 | 8.75 | 5.2 | 0.87 | 125 | Yes | [9 empty] | cETL Damp | MERCER 2L VANITY SN | 2 - Light Vanity |  | VS24302SN.jpg | VS24302SN.jpg
VS24303CH | 3 - Light Vanity | Modern details, like the clean square supports of the cross arm and sleek, rectangular backplate, are defining features of the Mercer. Choose from either refreshingly bright Chrome or warm, rustic Oil Rubbed Bronze hardware for a distinct look, both with tapered Clear Seeded glass shades that complete the tailored look. | BATH | Mercer | Wall / Bath Lighting | Chrome | CH | Steel | Clear Seeded Glass | D:4.5" H:6.75" |  |  | 3 Medium A19 60w |  | 3 | No | [14 empty] | 0 | [12 empty] | 92.95 | 185.9 | 278.85 | W:21 1/2'' H:8 7/8'' E:6 7/8'' | 5.1 |  |  | 21.5 | 8.875 | Wall / Bath |  |  |  |  | 6.875 | [25 empty] | W:7 1/2'' H:5'' OB UP:2 1/2'' OB DOWN:6 3/8'' Rectangular |  |  |  | 8 |  |  |  | Hardwired | 0 | 1 | 0 | 0 | 0 | 0 | 0 | 0 | 0 | 0 | 0 | 014817574241 | 22.25 | 12.25 | 8.75 | 7.4 | 1.38 | 175 | Yes | [9 empty] | cETL Damp | MERCER 3L BATH CH | 3 - Light Vanity |  | VS24303CH.jpg | VS24303CH.jpg
VS24303ORB | 3 - Light Vanity | Modern details, like the clean square supports of the cross arm and sleek, rectangular backplate, are defining features of the Mercer. Choose from either refreshingly bright Chrome or warm, rustic Oil Rubbed Bronze hardware for a distinct look, both with tapered Clear Seeded glass shades that complete the tailored look. | BATH | Mercer | Wall / Bath Lighting | Oil Rubbed Bronze | ORB | Steel | Clear Seeded Glass | D:4.5" H:6.75" |  |  | 3 Medium A19 60w |  | 3 | No | [14 empty] | 0 | [12 empty] | 92.95 | 185.9 | 278.85 | W:21 1/2'' H:8 7/8'' E:6 7/8'' | 5.1 |  |  | 21.5 | 8.875 | Wall / Bath |  |  |  |  | 6.875 | [25 empty] | DP:7/8'' W:7 1/2'' H:5'' OB UP:2 1/2'' Rectangular |  |  |  | 8 |  |  |  | Hardwired | 0 | 1 | 0 | 0 | 0 | 0 | 0 | 0 | 0 | 0 | 0 | 014817580426 | 22.25 | 8.75 | 12 | 6.8 | 1.352 | 175 | Yes | [9 empty] | cETL Damp | MERCER 3L VANITY ORB | 3 - Light Vanity |  | VS24303ORB.jpg | VS24303ORB.jpg
VS24303SN | 3 - Light Vanity | Modern details, like the clean square supports of the cross arm and sleek, rectangular backplate, are defining features of the Mercer. Choose from either refreshingly bright Chrome or warm, rustic Oil Rubbed Bronze hardware for a distinct look, both with tapered Clear Seeded glass shades that complete the tailored look. | BATH | Mercer | Wall / Bath Lighting | Satin Nickel | SN | Steel | Clear Seeded Glass | D:4.5" H:6.75" |  |  | 3 Medium A19 60w |  | 3 | No | [14 empty] | 0 | [12 empty] | 92.95 | 185.9 | 278.85 | W:21 1/2'' H:8 7/8'' E:6 7/8'' | 5.1 |  |  | 21.5 | 8.875 | Wall / Bath |  |  |  |  | 6.875 | [25 empty] | DP:7/8'' W:7 1/2'' H:5'' OB UP:2 1/2'' Rectangular |  |  |  | 8 |  |  |  | Hardwired | 0 | 1 | 0 | 0 | 0 | 0 | 0 | 0 | 0 | 0 | 0 | 014817580389 | 22.25 | 12.25 | 9 | 7.5 | 1.42 | 175 | Yes | [9 empty] | cETL Damp | MERCER 3L VANITY SN | 3 - Light Vanity |  | VS24303SN.jpg | VS24303SN.jpg
VS24304CH | 4 - Light Vanity | Modern details, like the clean square supports of the cross arm and sleek, rectangular backplate, are defining features of the Mercer. Choose from either refreshingly bright Chrome or warm, rustic Oil Rubbed Bronze hardware for a distinct look, both with tapered Clear Seeded glass shades that complete the tailored look. | BATH | Mercer | Wall / Bath Lighting | Chrome | CH | Steel | Clear Seeded Glass | D:4.5" H:6.75" |  |  | 4 Medium A19 60w |  | 4 | No | [14 empty] | 0 | [12 empty] | 127.95 | 255.9 | 383.85 | W:28 5/8'' H:8 7/8'' E:6 7/8'' | 7 |  |  | 28.625 | 8.875 | Wall / Bath |  |  |  |  | 6.875 | [25 empty] | W:7 1/2'' H:5'' OB UP:2 1/2'' OB DOWN:6 3/8'' Rectangular |  |  |  | 8 |  |  |  | Hardwired | 0 | 1 | 0 | 0 | 0 | 0 | 0 | 0 | 0 | 0 | 0 | 014817574258 | 29.75 | 12.5 | 8.75 | 9.2 | 1.883 | 175 | Yes | [9 empty] | cETL Damp | MERCER 4L BATH CH | 4 - Light Vanity |  | VS24304CH.jpg | VS24304CH.jpg
VS24304ORB | 4 - Light Vanity | Modern details, like the clean square supports of the cross arm and sleek, rectangular backplate, are defining features of the Mercer. Choose from either refreshingly bright Chrome or warm, rustic Oil Rubbed Bronze hardware for a distinct look, both with tapered Clear Seeded glass shades that complete the tailored look. | BATH | Mercer | Wall / Bath Lighting | Oil Rubbed Bronze | ORB | Steel | Clear Seeded Glass | D:4.5" H:6.75" |  |  | 4 Medium A19 60w |  | 4 | No | [14 empty] | 0 | [12 empty] | 139.95 | 279.9 | 419.85 | W:28 5/8'' H:8 7/8'' E:6 7/8'' | 5 |  |  | 28.625 | 8.875 | Wall / Bath |  |  |  |  | 6.875 | [25 empty] | DP:7/8'' W:7 1/2'' H:5'' OB UP:2 1/2'' Rectangular |  |  |  | 8 |  |  |  | Hardwired | 0 | 1 | 0 | 0 | 0 | 0 | 0 | 0 | 0 | 0 | 0 | 014817580433 | 29.5 | 12.25 | 9 | 9.3 | 1.882 | 175 | Yes | [9 empty] | cETL Damp | MERCER 4L VANITY ORB | 4 - Light Vanity |  | VS24304ORB.jpg | VS24304ORB.jpg
VS24304SN | 4 - Light Vanity | Modern details, like the clean square supports of the cross arm and sleek, rectangular backplate, are defining features of the Mercer. Choose from either refreshingly bright Chrome or warm, rustic Oil Rubbed Bronze hardware for a distinct look, both with tapered Clear Seeded glass shades that complete the tailored look. | BATH | Mercer | Wall / Bath Lighting | Satin Nickel | SN | Steel | Clear Seeded Glass | D:4.5" H:6.75" |  |  | 4 Medium A19 60w |  | 4 | No | [14 empty] | 0 | [12 empty] | 139.95 | 279.9 | 419.85 | W:28 5/8'' H:8 7/8'' E:6 7/8'' | 5 |  |  | 28.625 | 8.875 | Wall / Bath |  |  |  |  | 6.875 | [25 empty] | DP:7/8'' W:7 1/2'' H:5'' OB UP:2 1/2'' Rectangular |  |  |  | 8 |  |  |  | Hardwired | 0 | 1 | 0 | 0 | 0 | 0 | 0 | 0 | 0 | 0 | 0 | 014817580396 | 29.25 | 12.25 | 9 | 8.8 | 1.866 | 175 | Yes | [9 empty] | cETL Damp | MERCER 4L VANITY SN | 4 - Light Vanity |  | VS24304SN.jpg | VS24304SN.jpg
VS24321CH-L1 | 1 - Light Wall Sconce | Sutton vanity lights brings fresh, contemporary style to any bathroom. The square-shaped Opal Etched glass shades sit atop a cast detail that anchors to the crossbar. The glass shades have an open top, allowing light to glow upwards. Sutton is available in a Satin Nickel or Chrome finish. | WALL SCONCE | Sutton | Wall / Bath Lighting | Chrome | CH | Steel | White Opal Etched Glass | L:4" W:4" H:4" |  |  | 1 G9 Mini 5w |  | 1 | Yes | 450 | 3000 | 90 | [5 empty] | 10 | 100 |  |  |  | 25000 | 0 | [12 empty] | 57.95 | 115.9 | 173.85 | W:5 3/4'' H:7 3/4'' E:5 3/8'' | 2.2 |  |  | 5.75 | 7.75 | Screw(s) |  |  |  |  | 5.375 | [25 empty] | DP:7/8'' W:6 3/4'' H:6'' OB UP:3 7/8'' Rectangular |  |  |  | 8 | Black/White |  |  | Hardwired | 0 | 1 | 0 | 0 | 0 | 0 | 0 | 0 | 0 | 0 | 0 | 014817581508 | 10.58 | 8.75 | 8.5 | 4.4 | 0.455 | 100 | Yes | [9 empty] | cETL Damp | SUTTON 1L WALL SCONCE CH | 1 - Light Wall Sconce |  | VS24321CH-L1.png | VS24321CHL1.jpg
VS24321SN-L1 | 1 - Light Wall Sconce | Sutton vanity lights brings fresh, contemporary style to any bathroom. The square-shaped Opal Etched glass shades sit atop a cast detail that anchors to the crossbar. The glass shades have an open top, allowing light to glow upwards. Sutton is available in a Satin Nickel or Chrome finish. | WALL SCONCE | Sutton | Wall / Bath Lighting | Satin Nickel | SN | Steel | White Opal Etched Glass | L:4" W:4" H:4" |  |  | 1 G9 Mini 5w |  | 1 | Yes | 450 | 3000 | 90 | [5 empty] | 10 | 100 |  |  |  | 25000 | 0 | [12 empty] | 57.95 | 115.9 | 173.85 | W:5 3/4'' H:7 3/4'' E:5 3/8'' | 2.2 |  |  | 5.75 | 7.75 | Screw(s) |  |  |  |  | 5.375 | [25 empty] | DP:7/8'' W:6 3/4'' H:6'' OB UP:3 7/8'' Rectangular |  |  |  | 8 | Black/White |  |  | Hardwired | 0 | 1 | 0 | 0 | 0 | 0 | 0 | 0 | 0 | 0 | 0 | 014817581461 | 10.58 | 8.75 | 8.5 | 3.9 | 0.455 | 100 | Yes | [9 empty] | cETL Damp | SUTTON 1L WALL SCONCE SN | 1 - Light Wall Sconce |  | VS24321SN-L1.png | VS24321SNL1.jpg
VS24322CH-L1 | 2 - Light Vanity | Sutton vanity lights brings fresh, contemporary style to any bathroom. The square-shaped Opal Etched glass shades sit atop a cast detail that anchors to the crossbar. The glass shades have an open top, allowing light to glow upwards. Sutton is available in a Satin Nickel or Chrome finish. | BATH | Sutton | Wall / Bath Lighting | Chrome | CH | Steel | White Opal Etched Glass | L:4" W:4" H:4" |  |  | 2 G9 Mini 5w |  | 2 | Yes | 900 | 3000 | 90 | [5 empty] | 10 | 100 |  |  |  | 25000 | 0 | [12 empty] | 98.95 | 197.9 | 296.85 | W:12'' H:6'' E:5 1/2'' | 3.8 |  |  | 12 | 6 | Screw(s) |  |  |  |  | 5.5 | [25 empty] | DP:7/8'' W:6 3/4'' H:6'' OB UP:3 1/8'' Rectangular |  |  |  | 8 | Black/White |  |  | Hardwired | 0 | 1 | 0 | 0 | 0 | 0 | 0 | 0 | 0 | 0 | 0 | 014817581515 | 15.75 | 10.38 | 8.75 | 5.5 | 0.828 | 125 | Yes | [9 empty] | cETL Damp | SUTTON 2L VANITY CH | 2 - Light Vanity |  | VS24322CH-L1.png | VS24322CHL1.jpg
VS24322SN-L1 | 2 - Light Vanity | Sutton vanity lights brings fresh, contemporary style to any bathroom. The square-shaped Opal Etched glass shades sit atop a cast detail that anchors to the crossbar. The glass shades have an open top, allowing light to glow upwards. Sutton is available in a Satin Nickel or Chrome finish. | BATH | Sutton | Wall / Bath Lighting | Satin Nickel | SN | Steel | White Opal Etched Glass | L:4" W:4" H:4" |  |  | 2 G9 Mini 5w |  | 2 | Yes | 900 | 3000 | 90 | [5 empty] | 10 | 100 |  |  |  | 25000 | 0 | [12 empty] | 98.95 | 197.9 | 296.85 | W:12'' H:6'' E:5 1/2'' | 3.8 |  |  | 12 | 6 | Screw(s) |  |  |  |  | 5.5 | [25 empty] | DP:7/8'' W:6 3/4'' H:6'' OB UP:3 1/8'' Rectangular |  |  |  | 8 | Black/White |  |  | Hardwired | 0 | 1 | 0 | 0 | 0 | 0 | 0 | 0 | 0 | 0 | 0 | 014817581478 | 15.75 | 13.275 | 8.75 | 5.2 | 1.059 | 175 | Yes | [9 empty] | cETL Damp | SUTTON 2L VANITY SN | 2 - Light Vanity |  | VS24322SN-L1.png | VS24322SNL1.jpg
VS24323CH-L1 | 3 - Light Vanity | Sutton vanity lights brings fresh, contemporary style to any bathroom. The square-shaped Opal Etched glass shades sit atop a cast detail that anchors to the crossbar. The glass shades have an open top, allowing light to glow upwards. Sutton is available in a Satin Nickel or Chrome finish. | BATH | Sutton | Wall / Bath Lighting | Chrome | CH | Steel | White Opal Etched Glass | L:4" W:4" H:4" |  |  | 3 G9 Mini 5w |  | 3 | Yes | 1350 | 3000 | 90 | [5 empty] | 10 | 100 |  |  |  | 25000 | 0 | [12 empty] | 145.45 | 290.9 | 436.35 | W:22'' H:6'' E:5 1/2'' | 4.9 |  |  | 22 | 6 | Screw(s) |  |  |  |  | 5.5 | [25 empty] | DP:7/8'' W:6 3/4'' H:5 3/4'' OB UP:3 1/8'' Rectangular |  |  |  | 8 | Black/White |  |  | Hardwired | 0 | 1 | 0 | 0 | 0 | 0 | 0 | 0 | 0 | 0 | 0 | 014817581522 | 25.25 | 10.375 | 9 | 6.9 | 1.364 | 175 | Yes | [9 empty] | cETL Damp | SUTTON 3L VANITY CH | 3 - Light Vanity |  | VS24323CH-L1.png | VS24323CHL1.jpg
VS24323SN-L1 | 3 - Light Vanity | Sutton vanity lights brings fresh, contemporary style to any bathroom. The square-shaped Opal Etched glass shades sit atop a cast detail that anchors to the crossbar. The glass shades have an open top, allowing light to glow upwards. Sutton is available in a Satin Nickel or Chrome finish. | BATH | Sutton | Wall / Bath Lighting | Satin Nickel | SN | Steel | White Opal Etched Glass | L:4" W:4" H:4" |  |  | 3 G9 Mini 5w |  | 3 | Yes | 1350 | 3000 | 90 | [5 empty] | 10 | 100 |  |  |  | 25000 | 0 | [12 empty] | 149.98 | 299.96 | 449.94 | W:22'' H:6'' E:5 1/2'' | 4.9 |  |  | 22 | 6 | Screw(s) |  |  |  |  | 5.5 | [25 empty] | DP:7/8'' W:6 3/4'' H:5 3/4'' OB UP:3 1/8'' Rectangular |  |  |  | 8 | Black/White |  |  | Hardwired | 0 | 1 | 0 | 0 | 0 | 0 | 0 | 0 | 0 | 0 | 0 | 014817581485 | 25.5 | 10.5 | 8.75 | 6.8 | 1.356 | 175 | Yes | [9 empty] | cETL Damp | SUTTON 3L VANITY SN | 3 - Light Vanity |  | VS24323SN-L1_10.png | VS24323SNL1.jpg
VS24324CH-L1 | 4 - Light Vanity | Sutton vanity lights brings fresh, contemporary style to any bathroom. The square-shaped Opal Etched glass shades sit atop a cast detail that anchors to the crossbar. The glass shades have an open top, allowing light to glow upwards. Sutton is available in a Satin Nickel or Chrome finish. | BATH | Sutton | Wall / Bath Lighting | Chrome | CH | Steel | White Opal Etched Glass | L:4" W:4" H:4" |  |  | 4 G9 Mini 5w |  | 4 | Yes | 1800 | 3000 | 90 | [5 empty] | 10 | 100 |  |  |  | 25000 | 0 | [12 empty] | 191.95 | 383.9 | 575.85 | W:28'' H:6'' E:5 1/2'' | 7.1 |  |  | 28 | 6 | Screw(s) |  |  |  |  | 5.5 | [25 empty] | DP:7/8'' W:6 23/32'' H:5 3/4'' OB UP:3 1/8'' Rectangular |  |  |  | 8 | Black/White |  |  | Hardwired | 0 | 1 | 0 | 0 | 0 | 0 | 0 | 0 | 0 | 0 | 0 | 014817581539 | 32.18 | 8.58 | 10.5 | 8.6 | 1.678 | 175 | Yes | [9 empty] | cETL Damp | SUTTON 4L VANITY CH | 4 - Light Vanity |  | VS24324CH-L1.png | VS24324CHL1.jpg
VS24324SN-L1 | 4 - Light Vanity | Sutton vanity lights brings fresh, contemporary style to any bathroom. The square-shaped Opal Etched glass shades sit atop a cast detail that anchors to the crossbar. The glass shades have an open top, allowing light to glow upwards. Sutton is available in a Satin Nickel or Chrome finish. | BATH | Sutton | Wall / Bath Lighting | Satin Nickel | SN | Steel | White Opal Etched Glass | L:4" W:4" H:4" |  |  | 4 G9 Mini 5w |  | 4 | Yes | 1800 | 3000 | 90 | [5 empty] | 10 | 100 |  |  |  | 25000 | 0 | [12 empty] | 191.95 | 383.9 | 575.85 | W:28'' H:6'' E:5 1/2'' | 7.1 |  |  | 28 | 6 | Screw(s) |  |  |  |  | 5.5 | [25 empty] | DP:7/8'' W:6 23/32'' H:5 3/4'' OB UP:3 1/8'' Rectangular |  |  |  | 8 | Black/White |  |  | Hardwired | 0 | 1 | 0 | 0 | 0 | 0 | 0 | 0 | 0 | 0 | 0 | 014817581492 | 32 | 10.25 | 8.75 | 8.4 | 1.661 | 175 | Yes | [9 empty] | cETL Damp | SUTTON 4L VANITY SN | 4 - Light Vanity |  | VS24324SN-L1.png | VS24324SNL1.jpg
VS24331CH-L1 | 1 - Light Wall Sconce | Pressed clear Snowball glass shades are the highlight of the Arielle Bath Collection. Arielle produces glowing light and may be mounted either up or down so light shines where you need it. The funky yet glamorous 6-light fixture adds an edgy vibe to any bathroom. | WALL SCONCE | Arielle | Wall / Bath Lighting | Chrome | CH | Steel | Clear Glass | D:4" H:3.5" |  |  | 1 G9 Mini 5w |  | 1 | Yes | 450 | 3000 | 90 | [5 empty] | 10 | 100 |  |  |  | 25000 | 0 | [12 empty] | 55.45 | 110.9 | 166.35 | W:5'' H:9'' E:5 1/4'' | 2.2 |  |  | 5 | 9 | Screw(s) |  |  |  |  | 5.25 | [25 empty] | DP:3/4'' W:5'' H:9'' OB UP:4 1/2'' Rectangular |  |  |  | 8 | Black/White |  |  | Hardwired | 0 | 1 | 0 | 0 | 0 | 0 | 0 | 0 | 0 | 0 | 0 | 014817581546 | 12 | 8.375 | 8 | 4 | 0.465 | 100 | Yes | [9 empty] | cETL Damp | ARIELLE 1L WALL SCONCE CH | 1 - Light Wall Sconce |  | VS24331CH-L1.png | VS24331CHL1.jpg
VS24332CH-L1 | 2 - Light Vanity | Pressed clear Snowball glass shades are the highlight of the Arielle Bath Collection. Arielle produces glowing light and may be mounted either up or down so light shines where you need it. The funky yet glamorous 6-light fixture adds an edgy vibe to any bathroom. | BATH | Arielle | Wall / Bath Lighting | Chrome | CH | Steel | Clear Glass | D:4" H:3.5" |  |  | 2 G9 Mini 5w |  | 2 | Yes | 900 | 3000 | 90 | [5 empty] | 10 | 100 |  |  |  | 25000 | 0 | [12 empty] | 104.45 | 208.9 | 313.35 | W:12 3/4'' H:5 1/2'' E:5 1/4'' | 4 |  |  | 12.75 | 5.5 | Screw(s) |  |  |  |  | 5.25 | [25 empty] | DP:7/8'' W:6 7/8'' H:5 1/2'' OB UP:2 1/2'' Rectangular |  |  |  | 8 | Black/White |  |  | Hardwired | 0 | 1 | 0 | 0 | 0 | 0 | 0 | 0 | 0 | 0 | 0 | 014817581553 | 13.75 | 13 | 7 | 5.7 | 0.724 | 125 | Yes | [9 empty] | cETL Damp | ARIELLE 2L VANITY CH | 2 - Light Vanity |  | VS24332CH-L1.png | VS24332CHL1.jpg
VS24333CH-L1 | 3 - Light Vanity | Pressed clear Snowball glass shades are the highlight of the Arielle Bath Collection. Arielle produces glowing light and may be mounted either up or down so light shines where you need it. The funky yet glamorous 6-light fixture adds an edgy vibe to any bathroom. | BATH | Arielle | Wall / Bath Lighting | Chrome | CH | Steel | Clear Glass | D:4" H:3.5" |  |  | 3 G9 Mini 5w |  | 3 | Yes | 1350 | 3000 | 90 | [5 empty] | 10 | 100 |  |  |  | 25000 | 0 | [12 empty] | 139.95 | 279.9 | 419.85 | W:21 1/2'' H:5 1/2'' E:5 1/4'' | 6.5 |  |  | 21.5 | 5.5 | Screw(s) |  |  |  |  | 5.25 | [25 empty] | DP:7/8'' W:6 7/8'' H:5 1/2'' OB UP:2 1/2'' Rectangular |  |  |  | 8 | Black/White |  |  | Hardwired | 0 | 1 | 0 | 0 | 0 | 0 | 0 | 0 | 0 | 0 | 0 | 014817581560 | 22 | 13 | 7 | 8 | 1.159 | 125 | Yes | [9 empty] | cETL Damp | ARIELLE 3L VANITY CH | 3 - Light Vanity |  | VS24333CH-L1.png | VS24333CHL1.jpg
VS24334CH-L1 | 4 - Light Vanity | Pressed clear Snowball glass shades are the highlight of the Arielle Bath Collection. Arielle produces glowing light and may be mounted either up or down so light shines where you need it. The funky yet glamorous 6-light fixture adds an edgy vibe to any bathroom. | BATH | Arielle | Wall / Bath Lighting | Chrome | CH | Steel | Clear Glass | D:4" H:3.5" |  |  | 4 G9 Mini 5w |  | 4 | Yes | 1800 | 3000 | 90 | [5 empty] | 10 | 100 |  |  |  | 25000 | 0 | [12 empty] | 186.45 | 372.9 | 559.35 | W:30 1/4'' H:5 1/2'' E:5 1/4'' | 7 |  |  | 30.25 | 5.5 | Screw(s) |  |  |  |  | 5.25 | [25 empty] | DP:7/8'' W:6 7/8'' H:5 1/2'' OB UP:2 1/2'' Rectangular |  |  |  | 8 | Black/White |  |  | Hardwired | 0 | 1 | 0 | 0 | 0 | 0 | 0 | 0 | 0 | 0 | 0 | 014817581577 | 30.7 | 9.25 | 8.25 | 10.3 | 1.356 | 125 | Yes | [9 empty] | cETL Damp | ARIELLE 4L VANITY CH | 4 - Light Vanity |  | VS24334CH-L1.png | VS24334CHL1.jpg
VS24336CH-L1 | 6 - Light Vanity | Pressed clear Snowball glass shades are the highlight of the Arielle Bath Collection. Arielle produces glowing light and may be mounted either up or down so light shines where you need it. The funky yet glamorous 6-light fixture adds an edgy vibe to any bathroom. | BATH | Arielle | Wall / Bath Lighting | Chrome | CH | Steel | Clear Glass | D:4" H:3.5" |  |  | 6 G9 Mini 5w |  | 6 | Yes | 2700 | 3000 | 90 | [5 empty] | 10 | 100 |  |  |  | 25000 | 0 | [12 empty] | 267.95 | 535.9 | 803.85 | W:23'' H:10 3/4'' E:7 3/8'' | 9.5 |  |  | 23 | 10.75 | Screw(s) |  |  |  |  | 7.375 | [25 empty] | DP:7/8'' W:6 7/8'' H:5'' OB UP:5 3/8'' Rectangular |  |  |  | 8 | Black/White |  |  | Hardwired | 0 | 1 | 0 | 0 | 0 | 0 | 0 | 0 | 0 | 0 | 0 | 014817581584 | 22 | 15.25 | 8.25 | 14 | 1.602 | 100 | Yes | [9 empty] | cETL Damp | ARIELLE 6L VANITY CH | 6 - Light Vanity |  | VS24336CH-L1.png | VS24336CHL1.jpg
VS24341CH-L1 | 1 - Light Wall Sconce | On the Brinton Bath, the beauty is in the glass. Two distinct glass types are offered on a Chrome frame; an organic Basket Weave design on the outer glass with an Opal Etched inner diffuser or a Chunky Sugar Glass outer shade with an Opal Etched inner diffuser. | WALL SCONCE | Brinton | Wall / Bath Lighting | Chrome | CH | Steel | Clear Glass | L:6" W:3" H:4" |  | Undefined Glass | 1 G9 Mini 5w |  | 1 | Yes | 450 | 3000 | 90 |  |  |  | G - Globe Shape |  | 10 | 100 |  |  |  | 25000 | 0 | [12 empty] | 92.95 | 185.9 | 278.85 | W:8'' H:5'' E:4 1/8'' | 3 |  |  | 8 | 5 | Screw(s) |  |  |  |  | 4.125 | [25 empty] | DP:1 1/32'' W:7'' H:5'' OB UP:2 1/2'' Rectangular |  |  |  | 8 | Black/White |  |  | Hardwired | 0 | 0 | 0 | 0 | 0 | 0 | 0 | 0 | 0 | 0 | 0 | 014817581386 | 10.5 | 9.34 | 7.25 | 3.3 | 0.411 | 100 | Yes | [9 empty] | cETL Damp | BRINTON 1L SCNC CH BSKT WV GL | 1 - Light Wall Sconce |  | VS24341CH-L1.png | VS24341CHL1.jpg
VS24342CH-L1 | 2 - Light Vanity | On the Brinton Bath, the beauty is in the glass. Two distinct glass types are offered on a Chrome frame; an organic Basket Weave design on the outer glass with an Opal Etched inner diffuser or a Chunky Sugar Glass outer shade with an Opal Etched inner diffuser. | BATH | Brinton | Wall / Bath Lighting | Chrome | CH | Steel | Undefined Glass | L:6" W:3" H:4" |  | Undefined Glass | 2 G9 Mini 5w |  | 2 | Yes | 900 | 3000 | 90 | [5 empty] | 10 | 100 |  |  |  | 25000 | 0 | [12 empty] | 151.45 | 302.9 | 454.35 | W:15 5/8'' H:5'' E:4 1/8'' | 4.1 |  |  | 15.625 | 5 | Screw(s) |  |  |  |  | 4.125 | [25 empty] | DP:1 1/32'' W:7'' H:5'' OB UP:2 1/2'' Rectangular |  |  |  | 8 | Black/White |  |  | Hardwired | 0 | 0 | 0 | 0 | 0 | 0 | 0 | 0 | 0 | 0 | 0 | 014817581409 | 18.5 | 9.34 | 7.25 | 5.1 | 0.725 | 125 | Yes | [9 empty] | cETL Damp | BRINTON 2L VTY CH BSKT WV GL | 2 - Light Vanity |  | VS24342CH-L1.png | VS24342CHL1.jpg
VS24343CH-L1 | 3 - Light Vanity | On the Brinton Bath, the beauty is in the glass. Two distinct glass types are offered on a Chrome frame; an organic Basket Weave design on the outer glass with an Opal Etched inner diffuser or a Chunky Sugar Glass outer shade with an Opal Etched inner diffuser. | BATH | Brinton | Wall / Bath Lighting | Chrome | CH | Steel | Undefined Glass | L:6" W:3" H:4" |  | Undefined Glass | 3 G9 Mini 5w |  | 3 | Yes | 1350 | 3000 | 90 | [5 empty] | 10 | 100 |  |  |  | 25000 | 0 | [12 empty] | 209.45 | 418.9 | 628.35 | W:24 1/2'' H:5'' E:4 1/8'' | 6.3 |  |  | 24.5 | 5 | Screw(s) |  |  |  |  | 4.125 | [25 empty] | DP:1 1/32'' W:7'' H:5'' OB UP:2 1/2'' Rectangular |  |  |  | 8 | Black/White |  |  | Hardwired | 0 | 0 | 0 | 0 | 0 | 0 | 0 | 0 | 0 | 0 | 0 | 014817581423 | 27.5 | 10 | 7.25 | 7.3 | 1.154 | 125 | Yes | [9 empty] | cETL Damp | BRINTON 3L VTY CH BSKT WV GL | 3 - Light Vanity |  | VS24343CH-L1.png | VS24343CHL1.jpg
VS24344CH-L1 | 4 - Light Vanity | On the Brinton Bath, the beauty is in the glass. Two distinct glass types are offered on a Chrome frame; an organic Basket Weave design on the outer glass with an Opal Etched inner diffuser or a Chunky Sugar Glass outer shade with an Opal Etched inner diffuser. | BATH | Brinton | Wall / Bath Lighting | Chrome | CH | Steel | Undefined Glass | L:6" W:3" H:4" |  | Undefined Glass | 4 G9 Mini 5w |  | 4 | Yes | 1800 | 3000 | 90 | [5 empty] | 10 | 100 |  |  |  | 25000 | 0 | [12 empty] | 256.45 | 512.9 | 769.35 | W:33 3/8'' H:5'' E:4 1/8'' | 8.7 |  |  | 33.375 | 5 | Screw(s) |  |  |  |  | 4.125 | [25 empty] | DP:1 1/32'' W:7'' H:5'' OB UP:2 1/2'' Rectangular |  |  |  | 8 | Black/White |  |  | Hardwired | 0 | 0 | 0 | 0 | 0 | 0 | 0 | 0 | 0 | 0 | 0 | 014817581447 | 36.25 | 9.34 | 7 | 9.2 | 1.372 | 125 | Yes | [9 empty] | cETL Damp | BRINTON 4L VTY CH BSKT WV GL | 4 - Light Vanity |  | VS24344CH-L1.png | VS24344CHL1.jpg
VS24351CH-L1 | 1 - Light Wall Sconce | On the Brinton Bath, the beauty is in the glass. Two distinct glass types are offered on a Chrome frame; an organic Basket Weave design on the outer glass with an Opal Etched inner diffuser or a Chunky Sugar Glass outer shade with an Opal Etched inner diffuser. | WALL SCONCE | Brinton | Wall / Bath Lighting | Chrome | CH | Steel | Undefined Glass | L:6" W:3" H:4" |  | Undefined Glass | 1 G9 Mini 5w |  | 1 | Yes | 450 | 3000 | 90 | [5 empty] | 10 | 100 |  |  |  | 25000 | 0 | [12 empty] | 92.95 | 185.9 | 278.85 | W:8'' H:5'' E:4 1/8'' | 3 |  |  | 8 | 5 | Screw(s) |  |  |  |  | 4.125 | [25 empty] | DP:1 1/32'' W:7'' H:5'' OB UP:2 1/2'' Rectangular |  |  |  | 8 | Black/White |  |  | Hardwired | 0 | 0 | 0 | 0 | 0 | 0 | 0 | 0 | 0 | 0 | 0 | 014817581393 | 10.34 | 9.34 | 7.25 | 3.2 | 0.405 | 125 | Yes | [9 empty] | cETL Damp | BRINTON 1L SCNC CH SUGAR GLASS | 1 - Light Wall Sconce |  | VS24351CH-L1.png | VS24351CHL1.jpg
VS24352CH-L1 | 2 - Light Vanity | On the Brinton Bath, the beauty is in the glass. Two distinct glass types are offered on a Chrome frame; an organic Basket Weave design on the outer glass with an Opal Etched inner diffuser or a Chunky Sugar Glass outer shade with an Opal Etched inner diffuser. | BATH | Brinton | Wall / Bath Lighting | Chrome | CH | Steel | Undefined Glass | L:6" W:3" H:4" |  | Undefined Glass | 2 G9 Mini 5w |  | 2 | Yes | 900 | 3000 | 90 | [5 empty] | 10 | 100 |  |  |  | 25000 | 0 | [12 empty] | 151.45 | 302.9 | 454.35 | W:15 5/8'' H:5'' E:4 1/8'' | 4 |  |  | 15.625 | 5 | Screw(s) |  |  |  |  | 4.125 | [25 empty] | DP:1 1/32'' W:7'' H:5'' OB UP:2 1/2'' Rectangular |  |  |  | 8 | Black/White |  |  | Hardwired | 0 | 0 | 0 | 0 | 0 | 0 | 0 | 0 | 0 | 0 | 0 | 014817581416 | 18.75 | 9.75 | 7.25 | 5 | 0.767 | 125 | Yes | [9 empty] | cETL Damp | BRINTON 2L VTY CH SUGAR GLASS | 2 - Light Vanity |  | VS24352CH-L1.png | VS24352CHL1.jpg
VS24353CH-L1 | 3 - Light Vanity | On the Brinton Bath, the beauty is in the glass. Two distinct glass types are offered on a Chrome frame; an organic Basket Weave design on the outer glass with an Opal Etched inner diffuser or a Chunky Sugar Glass outer shade with an Opal Etched inner diffuser. | BATH | Brinton | Wall / Bath Lighting | Chrome | CH | Steel | Undefined Glass | L:6" W:3" H:4" |  | Undefined Glass | 3 G9 Mini 5w |  | 3 | Yes | 1350 | 3000 | 90 | [5 empty] | 10 | 100 |  |  |  | 25000 | 0 | [12 empty] | 209.45 | 418.9 | 628.35 | W:24 1/2'' H:5'' E:4 1/8'' | 6.2 |  |  | 24.5 | 5 | Screw(s) |  |  |  |  | 4.125 | [25 empty] | DP:1 1/32'' W:7'' H:5'' OB UP:2 1/2'' Rectangular |  |  |  | 8 | Black/White |  |  | Hardwired | 0 | 0 | 0 | 0 | 0 | 0 | 0 | 0 | 0 | 0 | 0 | 014817581430 | 27.5 | 9.34 | 7.25 | 6.9 | 1.078 | 125 | Yes | [9 empty] | cETL Damp | BRINTON 3L VTY CH SUGAR GLASS | 3 - Light Vanity |  | VS24353CH-L1.png | VS24353CHL1.jpg
VS24354CH-L1 | 4 - Light Vanity | On the Brinton Bath, the beauty is in the glass. Two distinct glass types are offered on a Chrome frame; an organic Basket Weave design on the outer glass with an Opal Etched inner diffuser or a Chunky Sugar Glass outer shade with an Opal Etched inner diffuser. | BATH | Brinton | Wall / Bath Lighting | Chrome | CH | Steel | Undefined Glass | L:6" W:3" H:4" |  | Undefined Glass | 4 G9 Mini 5w |  | 4 | Yes | 1800 | 3000 | 90 | [5 empty] | 10 | 100 |  |  |  | 25000 | 0 | [12 empty] | 256.45 | 512.9 | 769.35 | W:33 3/8'' H:5'' E:4 1/8'' | 8.6 |  |  | 33.375 | 5 | Screw(s) |  |  |  |  | 4.125 | [25 empty] | DP:1 1/32'' W:7'' H:5'' OB UP:2 1/2'' Rectangular |  |  |  | 8 | Black/White |  |  | Hardwired | 0 | 0 | 0 | 0 | 0 | 0 | 0 | 0 | 0 | 0 | 0 | 014817581454 | 36.25 | 10 | 7.25 | 8.8 | 1.521 | 175 | Yes | [9 empty] | cETL Damp | BRINTON 4L VTY CH SUGAR GLASS | 4 - Light Vanity |  | VS24354CH-L1.png | VS24354CHL1.jpg
VS24371CH-L1 | 1 - Light Wall Sconce | Classic, cylindrical Opal Etched Glass shades on the Winter Park bath boast metal bands at the top and bottom for a contemporary feel. Winter Park is offered in two finish options, Satin Nickel or Chrome, and features pressed crystal on each stem that adds a touch of elegance to this tailored silhouette. | WALL SCONCE | Winter Park | Wall / Bath Lighting | Chrome | CH | Steel | White Opal Etched Glass | D:5" H:4.375" |  |  | 1 G9 Mini 5w |  | 1 | Yes | 450 | 3000 | 90 | [5 empty] | 10 | 100 |  |  |  | 25000 | 0 | [12 empty] | 63.95 | 127.9 | 191.85 | W:5'' H:8'' E:6 1/2'' | 3.1 |  |  | 5 | 8 | Screw(s) |  |  |  |  | 6.5 | [25 empty] | DP:3/4'' W:5'' H:5'' OB UP:6'' Rectangular |  |  |  | 8 | Black/White |  |  | Hardwired | 0 | 0 | 0 | 0 | 0 | 0 | 0 | 0 | 0 | 0 | 0 | 014817581751 | 10.75 | 9.25 | 8.25 | 3.4 | 0.475 | 125 | Yes | [9 empty] | cETL Damp | WINTER PARK 1L WALL SCONCE CH | 1 - Light Wall Sconce |  | VS24371CH-L1.png | VS24371CHL1.jpg
VS24371SN-L1 | 1 - Light Wall Sconce | Classic, cylindrical Opal Etched Glass shades on the Winter Park bath boast metal bands at the top and bottom for a contemporary feel. Winter Park is offered in two finish options, Satin Nickel or Chrome, and features pressed crystal on each stem that adds a touch of elegance to this tailored silhouette. | WALL SCONCE | Winter Park | Wall / Bath Lighting | Satin Nickel | SN | Steel | White Opal Etched Glass | D:5" H:4.375" |  |  | 1 G9 Mini 5w |  | 1 | Yes | 450 | 3000 | 90 | [5 empty] | 10 | 100 |  |  |  | 25000 | 0 | [12 empty] | 63.95 | 127.9 | 191.85 | W:5'' H:8'' E:6 1/2'' | 3.1 |  |  | 5 | 8 | Screw(s) |  |  |  |  | 6.5 | [25 empty] | DP:3/4'' W:5'' H:5'' OB UP:6'' Rectangular |  |  |  | 8 | Black/White |  |  | Hardwired | 0 | 0 | 0 | 0 | 0 | 0 | 0 | 0 | 0 | 0 | 0 | 014817581713 | 10.75 | 9.25 | 8.25 | 3.4 | 0.475 | 125 | Yes | [9 empty] | cETL Damp | WINTER PARK 1L WALL SCONCE SN | 1 - Light Wall Sconce |  | VS24371SN-L1.png | VS24371SNL1.jpg
VS24372CH-L1 | 2 - Light Vanity | Classic, cylindrical Opal Etched Glass shades on the Winter Park bath boast metal bands at the top and bottom for a contemporary feel. Winter Park is offered in two finish options, Satin Nickel or Chrome, and features pressed crystal on each stem that adds a touch of elegance to this tailored silhouette. | BATH | Winter Park | Wall / Bath Lighting | Chrome | CH | Steel | White Opal Etched Glass | D:5" H:4.375" |  |  | 2 G9 Mini 5w |  | 2 | Yes | 900 | 3000 | 90 | [5 empty] | 10 | 100 |  |  |  | 25000 | 0 | [12 empty] | 110.45 | 220.9 | 331.35 | W:14'' H:8'' E:6 1/2'' | 4.8 |  |  | 14 | 8 | Screw(s) |  |  |  |  | 6.5 | [25 empty] | DP:3/4'' W:5'' H:5'' OB UP:6'' Rectangular |  |  |  | 8 | Black/White |  |  | Hardwired | 0 | 0 | 0 | 0 | 0 | 0 | 0 | 0 | 0 | 0 | 0 | 014817581768 | 10.75 | 9.25 | 8.25 | 3.4 | 0.475 | 125 | Yes | [9 empty] | cETL Damp | WINTER PARK 2L VANITY CH | 2 - Light Vanity |  | VS24372CH-L1.png | VS24372CHL1.jpg
VS24372SN-L1 | 2 - Light Vanity | Classic, cylindrical Opal Etched Glass shades on the Winter Park bath boast metal bands at the top and bottom for a contemporary feel. Winter Park is offered in two finish options, Satin Nickel or Chrome, and features pressed crystal on each stem that adds a touch of elegance to this tailored silhouette. | BATH | Winter Park | Wall / Bath Lighting | Satin Nickel | SN | Steel | White Opal Etched Glass | D:5" H:4.375" |  |  | 2 G9 Mini 5w |  | 2 | Yes | 900 | 3000 | 90 | [5 empty] | 10 | 100 |  |  |  | 25000 | 0 | [12 empty] | 110.45 | 220.9 | 331.35 | W:14'' H:8'' E:6 1/2'' | 5 |  |  | 14 | 8 | Screw(s) |  |  |  |  | 6.5 | [25 empty] | DP:3/4'' W:5'' H:5'' OB UP:6'' Rectangular |  |  |  | 8 | Black/White |  |  | Hardwired | 0 | 0 | 0 | 0 | 0 | 0 | 0 | 0 | 0 | 0 | 0 | 014817581720 | 14 | 13.75 | 8 | 5.3 | 0.891 | 175 | Yes | [9 empty] | cETL Damp | WINTER PARK 2L VANITY SN | 2 - Light Vanity |  | VS24372SN-L1.png | VS24372SNL1.jpg
VS24373CH-L1 | 3 - Light Vanity | Classic, cylindrical Opal Etched Glass shades on the Winter Park bath boast metal bands at the top and bottom for a contemporary feel. Winter Park is offered in two finish options, Satin Nickel or Chrome, and features pressed crystal on each stem that adds a touch of elegance to this tailored silhouette. | BATH | Winter Park | Wall / Bath Lighting | Chrome | CH | Steel | White Opal Etched Glass | D:5" H:4.375" |  |  | 3 G9 Mini 5w |  | 3 | Yes | 1350 | 3000 | 90 | [5 empty] | 10 | 100 |  |  |  | 25000 | 0 | [12 empty] | 165.48 | 330.96 | 496.44 | W:22 7/8'' H:8'' E:6 1/2'' | 7 |  |  | 22.875 | 8 | Screw(s) |  |  |  |  | 6.5 | [25 empty] | DP:3/4'' W:5'' H:5'' OB UP:6'' Rectangular |  |  |  | 8 | Black/White |  |  | Hardwired | 0 | 0 | 0 | 0 | 0 | 0 | 0 | 0 | 0 | 0 | 0 | 014817581775 | 22.5 | 13.75 | 7.75 | 7.5 | 1.388 | 175 | Yes | [9 empty] | cETL Damp | WINTER PARK 3L VANITY CH | 3 - Light Vanity |  | VS24373CH-L1.png | VS24373CHL1.jpg
VS24373SN-L1 | 3 - Light Vanity | Classic, cylindrical Opal Etched Glass shades on the Winter Park bath boast metal bands at the top and bottom for a contemporary feel. Winter Park is offered in two finish options, Satin Nickel or Chrome, and features pressed crystal on each stem that adds a touch of elegance to this tailored silhouette. | BATH | Winter Park | Wall / Bath Lighting | Satin Nickel | SN | Steel | White Opal Etched Glass | D:5" H:4.375" |  |  | 3 G9 Mini 5w |  | 3 | Yes | 1350 | 3000 | 90 | [5 empty] | 10 | 100 |  |  |  | 25000 | 0 | [12 empty] | 162.95 | 325.9 | 488.85 | W:22 7/8'' H:8'' E:6 1/2'' | 7 |  |  | 22.875 | 8 | Screw(s) |  |  |  |  | 6.5 | [25 empty] | DP:3/4'' W:5'' H:5'' OB UP:6'' Rectangular |  |  |  | 8 | Black/White |  |  | Hardwired | 0 | 0 | 0 | 0 | 0 | 0 | 0 | 0 | 0 | 0 | 0 | 014817581737 | 22.75 | 13.5 | 7.75 | 7.4 | 1.377 | 175 | Yes | [9 empty] | cETL Damp | WINTER PARK 3L VANITY SN | 3 - Light Vanity |  | VS24373SN-L1.png | VS24373SNL1.jpg
VS24374CH-L1 | 4 - Light Vanity | Classic, cylindrical Opal Etched Glass shades on the Winter Park bath boast metal bands at the top and bottom for a contemporary feel. Winter Park is offered in two finish options, Satin Nickel or Chrome, and features pressed crystal on each stem that adds a touch of elegance to this tailored silhouette. | BATH | Winter Park | Wall / Bath Lighting | Chrome | CH | Steel | White Opal Etched Glass | D:5" H:4.375" |  |  | 4 G9 Mini 5w |  | 4 | Yes | 1800 | 3000 | 90 | [5 empty] | 10 | 100 |  |  |  | 25000 | 0 | [12 empty] | 220.95 | 441.9 | 662.85 | W:31 7/8'' H:8'' E:6 1/2'' | 8.5 |  |  | 31.875 | 8 | Screw(s) |  |  |  |  | 6.5 | [25 empty] | DP:3/4'' W:5'' H:5'' OB UP:6'' Square |  |  |  | 8 | Black/White |  |  | Hardwired | 0 | 0 | 0 | 0 | 0 | 0 | 0 | 0 | 0 | 0 | 0 | 014817581782 | 31.7 | 10.7 | 8.8 | 9.8 | 1.727 | 175 | Yes | [9 empty] | cETL Damp | WINTER PARK 4L VANITY CH | 4 - Light Vanity |  | VS24374CH-L1.png | VS24374CHL1.jpg
VS24374SN-L1 | 4 - Light Vanity | Classic, cylindrical Opal Etched Glass shades on the Winter Park bath boast metal bands at the top and bottom for a contemporary feel. Winter Park is offered in two finish options, Satin Nickel or Chrome, and features pressed crystal on each stem that adds a touch of elegance to this tailored silhouette. | BATH | Winter Park | Wall / Bath Lighting | Satin Nickel | SN | Steel | White Opal Etched Glass | D:5" H:4.375" |  |  | 4 G9 Mini 5w |  | 4 | Yes | 1800 | 3000 | 90 | [5 empty] | 10 | 100 |  |  |  | 25000 | 0 | [12 empty] | 220.95 | 441.9 | 662.85 | W:31 7/8'' H:8'' E:6 1/2'' | 8.5 |  |  | 31.875 | 8 | Screw(s) |  |  |  |  | 6.5 | [25 empty] | DP:3/4'' W:5'' H:5'' OB UP:6'' Square |  |  |  | 8 | Black/White |  |  | Hardwired | 0 | 0 | 0 | 0 | 0 | 0 | 0 | 0 | 0 | 0 | 0 | 014817581744 | 32 | 10.8 | 8.25 | 9.7 | 1.65 | 175 | Yes | [9 empty] | cETL Damp | WINTER PARK 4L VANITY SN | 4 - Light Vanity |  | VS24374SN-L1.jpg | VS24374SNL1.jpg
VS24401BBS | 1 - Light Clara Wall Sconce | Clara features Clear Seeded glass shades that subtly diffuse the lamping while allowing the exposed bulb to be a central design element of the fixture. Choose the look that is right for your space with four finish options: Burnished Brass, Chrome, Satin Nickel, Oil Rubbed Bronze or a two-toned finish of Textured Black with Chrome. | WALL SCONCE | Clara | Wall / Bath Lighting | Burnished Brass | BBS | Steel | Clear Seeded Glass | D:6.25" H:5.875" |  |  | 1 Medium A19 75w |  | 1 | No | [14 empty] | 0 | [12 empty] | 41.45 | 82.9 | 124.35 | W:6 1/4'' H:10'' E:6 3/4'' | 1.5 |  |  | 6.25 | 10 | Set Screw(s) |  |  |  |  | 6.75 | [25 empty] | D:5'' DP:7/8'' OB UP:2 1/2'' Round |  |  |  | 8 | Black/White |  |  | Hardwired | 0 | 1 | 0 | 0 | 0 | 0 | 0 | 0 | 0 | 0 | 0 | 014817597967 | 14 | 9.25 | 9 | 2.8 | 0.674 | 175 | Yes | [9 empty] | cETL Damp | 1L CLARA WALL SCONCE BBS | 1 - Light Clara Wall Sconce |  | VS24401BBS.jpg | VS24401BBS.jpg
VS24401CH | 1 - Light Wall Sconce | Clara features Clear Seeded glass shades that subtly diffuse the lamping while allowing the exposed bulb to be a central design element of the fixture. Choose the look that is right for your space with four finish options: Burnished Brass, Chrome, Satin Nickel, Oil Rubbed Bronze or a two-toned finish of Textured Black with Chrome. | WALL SCONCE | Clara | Wall / Bath Lighting | Chrome | CH | Steel | Clear Seeded Glass | D:6.25" H:5.875" |  |  | 1 Medium A19 75w |  | 1 | No | [14 empty] | 0 | [12 empty] | 43.95 | 87.9 | 131.85 | W:6 1/4'' H:10 1/2'' E:6 3/4'' | 1.5 |  |  | 6.25 | 10.5 | Set Screw(s) |  |  |  |  | 6.75 | [25 empty] | D:5'' DP:7/8'' OB UP:2 1/2'' Round |  |  |  | 8 |  |  |  | Hardwired | 0 | 1 | 0 | 0 | 0 | 0 | 0 | 0 | 0 | 0 | 0 | 014817581799 | 14 | 9 | 9 | 2.9 | 0.656 | 175 | Yes | [9 empty] | cETL Damp | CLARA 1L WALL SCONCE CH | 1 - Light Wall Sconce |  | VS24401CH.jpg | VS24401CH.jpg
VS24401ORB | 1 - Light Wall Sconce | Clara features Clear Seeded glass shades that subtly diffuse the lamping while allowing the exposed bulb to be a central design element of the fixture. Choose the look that is right for your space with four finish options: Burnished Brass, Chrome, Satin Nickel, Oil Rubbed Bronze or a two-toned finish of Textured Black with Chrome. | WALL SCONCE | Clara | Wall / Bath Lighting | Oil Rubbed Bronze | ORB | Steel | Clear Seeded Glass | D:6.25" H:5.875" |  |  | 1 Medium A19 75w |  | 1 | No | [14 empty] | 0 | [12 empty] | 43.95 | 87.9 | 131.85 | W:6 1/4'' H:10 1/2'' E:6 3/4'' | 1.5 |  |  | 6.25 | 10.5 | Set Screw(s) |  |  |  |  | 6.75 | [25 empty] | D:5'' DP:7/8'' OB UP:2 1/2'' Round |  |  |  | 8 |  |  |  | Hardwired | 0 | 1 | 0 | 0 | 0 | 0 | 0 | 0 | 0 | 0 | 0 | 014817581874 | 14 | 9.25 | 8.75 | 2.9 | 0.656 | 175 | Yes | [9 empty] | cETL Damp | CLARA 1L WALL SCONCE ORB | 1 - Light Wall Sconce |  | VS24401ORB.jpg | VS24401ORB.jpg
VS24401PN/TXB | 1-Light Wall Sconce | Clara features Clear Seeded glass shades that subtly diffuse the lamping while allowing the exposed bulb to be a central design element of the fixture. Choose the look that is right for your space with four finish options: Burnished Brass, Chrome, Satin Nickel, Oil Rubbed Bronze or a two-toned finish of Textured Black with Chrome. | WALL SCONCE | Clara | Wall / Bath Lighting | Polished Nickel/Textured Black | PN/TXB | Steel | Clear Seeded Glass | D:6.25" H:5.875" |  |  | 1 Medium A19 75w |  | 1 | No | [14 empty] | 0 | [12 empty] | 43.95 | 87.9 | 131.85 | W:6 1/4'' H:10 5/8'' E:6 3/4'' | 1.8 |  |  | 6.25 | 10.625 | Set Screw(s) |  |  |  |  | 6.75 | [25 empty] | D:5'' DP:7/8'' OB UP:2 1/2'' Round |  |  |  | 8 |  |  |  | Hardwired | 0 | 1 | 0 | 0 | 0 | 0 | 0 | 0 | 0 | 0 | 0 | 014817587586 | 14 | 9.18 | 9 | 3 | 0.669 | 175 | Yes | [9 empty] | cETL Damp | 1L CLARA WALL SCONCE PN/TXB | 1L CLARA WALL SCONCE PN/TXB |  | VS24401PNTXB.jpg | VS24401PNTXB.jpg
VS24401SN | 1 - Light Wall Sconce | Clara features Clear Seeded glass shades that subtly diffuse the lamping while allowing the exposed bulb to be a central design element of the fixture. Choose the look that is right for your space with four finish options: Burnished Brass, Chrome, Satin Nickel, Oil Rubbed Bronze or a two-toned finish of Textured Black with Chrome. | WALL SCONCE | Clara | Wall / Bath Lighting | Satin Nickel | SN | Steel | Clear Seeded Glass | D:6.25" H:5.875" |  |  | 1 Medium A19 75w |  | 1 | No | [14 empty] | 0 | [12 empty] | 43.95 | 87.9 | 131.85 | W:6 1/4'' H:10 1/2'' E:6 3/4'' | 1.5 |  |  | 6.25 | 10.5 | Set Screw(s) |  |  |  |  | 6.75 | [25 empty] | D:5'' DP:7/8'' OB UP:2 1/2'' Round |  |  |  | 8 |  |  |  | Hardwired | 0 | 1 | 0 | 0 | 0 | 0 | 0 | 0 | 0 | 0 | 0 | 014817581836 | 14 | 9 | 8.75 | 3 | 0.638 | 175 | Yes | [9 empty] | cETL Damp | CLARA 1L WALL SCONCE SN | 1 - Light Wall Sconce |  | VS24401SN.jpg | VS24401SN.jpg
VS24402CH | 2 - Light Vanity | Clara features Clear Seeded glass shades that subtly diffuse the lamping while allowing the exposed bulb to be a central design element of the fixture. Choose the look that is right for your space with four finish options: Burnished Brass, Chrome, Satin Nickel, Oil Rubbed Bronze or a two-toned finish of Textured Black with Chrome. | BATH | Clara | Wall / Bath Lighting | Chrome | CH | Steel | Clear Seeded Glass | D:5.875" H:6.25" |  |  | 2 Medium A19 75w |  | 2 | No | [14 empty] | 0 | [12 empty] | 69.95 | 139.9 | 209.85 | W:14 3/4'' H:9 5/8'' E:6 3/4'' | 2.2 |  |  | 14.75 | 9.625 | Set Screw(s) |  |  |  |  | 6.75 | [25 empty] | D:5'' DP:7/8'' OB UP:2 1/2'' Round |  |  |  | 8 |  |  |  | Hardwired | 0 | 1 | 0 | 0 | 0 | 0 | 0 | 0 | 0 | 0 | 0 | 014817581805 | 16 | 15.75 | 9 | 4.9 | 1.313 | 250 | Yes | [9 empty] | cETL Damp | CLARA 2L VANITY CH | 2 - Light Vanity |  | VS24402CH.jpg | VS24402CH.jpg
VS24402ORB | 2 - Light Vanity | Clara features Clear Seeded glass shades that subtly diffuse the lamping while allowing the exposed bulb to be a central design element of the fixture. Choose the look that is right for your space with four finish options: Burnished Brass, Chrome, Satin Nickel, Oil Rubbed Bronze or a two-toned finish of Textured Black with Chrome. | BATH | Clara | Wall / Bath Lighting | Oil Rubbed Bronze | ORB | Steel | Clear Seeded Glass | D:5.875" H:6.25" |  |  | 2 Medium A19 75w |  | 2 | No | [14 empty] | 0 | [12 empty] | 69.95 | 139.9 | 209.85 | W:14 3/4'' H:9 5/8'' E:6 3/4'' | 2.2 |  |  | 14.75 | 9.625 | Set Screw(s) |  |  |  |  | 6.75 | [25 empty] | D:5'' DP:7/8'' OB UP:2 1/2'' Round |  |  |  | 8 |  |  |  | Hardwired | 0 | 1 | 0 | 0 | 0 | 0 | 0 | 0 | 0 | 0 | 0 | 014817581881 | 16 | 14 | 8.75 | 4.8 | 1.134 | 175 | Yes | [9 empty] | cETL Damp | CLARA 2L VANITY ORB | 2 - Light Vanity |  | VS24402ORB.jpg | VS24402ORB.jpg
VS24402PN/TXB | 2-Light Vanity | Clara features Clear Seeded glass shades that subtly diffuse the lamping while allowing the exposed bulb to be a central design element of the fixture. Choose the look that is right for your space with four finish options: Burnished Brass, Chrome, Satin Nickel, Oil Rubbed Bronze or a two-toned finish of Textured Black with Chrome. | BATH | Clara | Wall / Bath Lighting | Polished Nickel/Textured Black | PN/TXB | Steel | Clear Seeded Glass | D:5.875" H:6.25" |  |  | 2 Medium A19 75w |  | 2 | No | [14 empty] | 0 | [12 empty] | 69.95 | 139.9 | 209.85 | W:14 3/4'' H:10 1/4'' E:6 3/4'' | 3.3 |  |  | 14.75 | 10.25 | Set Screw(s) |  |  |  |  | 6.75 | [25 empty] | D:5'' DP:7/8'' OB UP:2 1/2'' Round |  |  |  | 8 |  |  |  | Hardwired | 0 | 1 | 0 | 0 | 0 | 0 | 0 | 0 | 0 | 0 | 0 | 014817587593 | 16 | 14 | 8.75 | 4.8 | 1.134 | 175 | Yes | [9 empty] | cETL Damp | 2L CLARA BATH PN/TXB | 2L CLARA BATH PN/TXB |  | VS24402PNTXB.png | VS24402PNTXB.jpg
VS24402SN | 2 - Light Vanity | Clara features Clear Seeded glass shades that subtly diffuse the lamping while allowing the exposed bulb to be a central design element of the fixture. Choose the look that is right for your space with four finish options: Burnished Brass, Chrome, Satin Nickel, Oil Rubbed Bronze or a two-toned finish of Textured Black with Chrome. | BATH | Clara | Wall / Bath Lighting | Satin Nickel | SN | Steel | Clear Seeded Glass | D:5.875" H:6.25" |  |  | 2 Medium A19 75w |  | 2 | No | [14 empty] | 0 | [12 empty] | 69.95 | 139.9 | 209.85 | W:14 3/4'' H:9 5/8'' E:6 3/4'' | 2.2 |  |  | 14.75 | 9.625 | Set Screw(s) |  |  |  |  | 6.75 | [25 empty] | D:5'' DP:7/8'' OB UP:2 1/2'' Round |  |  |  | 8 |  |  |  | Hardwired | 0 | 1 | 0 | 0 | 0 | 0 | 0 | 0 | 0 | 0 | 0 | 014817581843 | 16 | 14.25 | 9 | 4.7 | 1.188 | 175 | Yes | [9 empty] | cETL Damp | CLARA 2L VANITY SN | 2 - Light Vanity |  | VS24402SN.jpg | VS24402SN.jpg
VS24403BBS | 3 - Light Vanity | Clara features Clear Seeded glass shades that subtly diffuse the lamping while allowing the exposed bulb to be a central design element of the fixture. Choose the look that is right for your space with four finish options: Burnished Brass, Chrome, Satin Nickel, Oil Rubbed Bronze or a two-toned finish of Textured Black with Chrome. | BATH | Clara | Wall / Bath Lighting | Burnished Brass | BBS | Steel | Clear Seeded Glass | D:5.875" H:6.25" |  |  | 3 Medium A19 75w |  | 3 | No | [14 empty] | 0 | [12 empty] | 87.45 | 174.9 | 262.35 | W:24'' H:9 5/8'' E:6 3/4'' | 4 |  |  | 24 | 9.625 | Set Screw(s) |  |  |  |  | 6.75 | [25 empty] | D:5'' DP:7/8'' OB UP:2 1/2'' Round |  |  |  | 8 | Black/White |  |  | Hardwired | 0 | 1 | 0 | 0 | 0 | 0 | 0 | 0 | 0 | 0 | 0 | 014817597974 | 24 | 9 | 13.5 | 6.8 | 1.688 | 175 | Yes | [9 empty] | cETL Damp | 3L CLARA BATH BBS | 3 - Light Vanity |  | VS24403BBS.jpg | VS24403BBS.jpg
VS24403CH | 3 - Light Vanity | Clara features Clear Seeded glass shades that subtly diffuse the lamping while allowing the exposed bulb to be a central design element of the fixture. Choose the look that is right for your space with four finish options: Burnished Brass, Chrome, Satin Nickel, Oil Rubbed Bronze or a two-toned finish of Textured Black with Chrome. | BATH | Clara | Wall / Bath Lighting | Chrome | CH | Steel | Clear Seeded Glass | D:5.875" H:6.25" |  |  | 3 Medium A19 75w |  | 3 | No | [14 empty] | 0 | [12 empty] | 92.95 | 185.9 | 278.85 | W:24'' H:9 5/8'' E:6 3/4'' | 4 |  |  | 24 | 9.625 | Set Screw(s) |  |  |  |  | 6.75 | [25 empty] | D:5'' DP:7/8'' OB UP:2 1/2'' Round |  |  |  | 8 |  |  |  | Hardwired | 0 | 1 | 0 | 0 | 0 | 0 | 0 | 0 | 0 | 0 | 0 | 014817581812 | 24 | 14 | 9 | 6.3 | 1.75 | 250 | Yes | [9 empty] | cETL Damp | CLARA 3L VANITY CH | 3 - Light Vanity |  | VS24403CH.jpg | VS24403CH.jpg
VS24403ORB | 3 - Light Vanity | Clara features Clear Seeded glass shades that subtly diffuse the lamping while allowing the exposed bulb to be a central design element of the fixture. Choose the look that is right for your space with four finish options: Burnished Brass, Chrome, Satin Nickel, Oil Rubbed Bronze or a two-toned finish of Textured Black with Chrome. | BATH | Clara | Wall / Bath Lighting | Oil Rubbed Bronze | ORB | Steel | Clear Seeded Glass | D:5.875" H:6.25" |  |  | 3 Medium A19 75w |  | 3 | No | [14 empty] | 0 | [12 empty] | 92.95 | 185.9 | 278.85 | W:24'' H:9 5/8'' E:6 3/4'' | 4 |  |  | 24 | 9.625 | Set Screw(s) |  |  |  |  | 6.75 | [25 empty] | D:5'' DP:7/8'' OB UP:2 1/2'' Round |  |  |  | 8 |  |  |  | Hardwired | 0 | 1 | 0 | 0 | 0 | 0 | 0 | 0 | 0 | 0 | 0 | 014817581898 | 24.25 | 14.25 | 8.75 | 6.3 | 1.75 | 250 | Yes | [9 empty] | cETL Damp | CLARA 3L VANITY ORB | 3 - Light Vanity |  | VS24403ORB.jpg | VS24403ORB.jpg
VS24403PN/TXB | 3-Light Vanity | Clara features Clear Seeded glass shades that subtly diffuse the lamping while allowing the exposed bulb to be a central design element of the fixture. Choose the look that is right for your space with four finish options: Burnished Brass, Chrome, Satin Nickel, Oil Rubbed Bronze or a two-toned finish of Textured Black with Chrome. | BATH | Clara | Wall / Bath Lighting | Polished Nickel/Textured Black | PN/TXB | Steel | Clear Seeded Glass | D:5.875" H:6.25" |  |  | 3 Medium A19 75w |  | 3 | No | [14 empty] | 0 | [12 empty] | 92.95 | 185.9 | 278.85 | W:24'' H:10 1/4'' E:6 3/4'' | 4.9 |  |  | 24 | 10.25 | Set Screw(s) |  |  |  |  | 6.75 | [25 empty] | D:5'' DP:7/8'' OB UP:2 1/2'' Round |  |  |  | 8 |  |  |  | Hardwired | 0 | 1 | 0 | 0 | 0 | 0 | 0 | 0 | 0 | 0 | 0 | 014817587609 | 24 | 14.25 | 9.25 | 6.4 | 1.831 | 250 | Yes | [9 empty] | cETL Damp | 3L CLARA BATH PN/TXB | 3L CLARA BATH PN/TXB |  | VS24403PNTXB.png | VS24403PNTXB.jpg
VS24403SN | 3 - Light Vanity | Clara features Clear Seeded glass shades that subtly diffuse the lamping while allowing the exposed bulb to be a central design element of the fixture. Choose the look that is right for your space with four finish options: Burnished Brass, Chrome, Satin Nickel, Oil Rubbed Bronze or a two-toned finish of Textured Black with Chrome. | BATH | Clara | Wall / Bath Lighting | Satin Nickel | SN | Steel | Clear Seeded Glass | D:5.875" H:6.25" |  |  | 3 Medium A19 75w |  | 3 | No | [14 empty] | 0 | [12 empty] | 92.95 | 185.9 | 278.85 | W:24'' H:9 5/8'' E:6 3/4'' | 4 |  |  | 24 | 9.625 | Set Screw(s) |  |  |  |  | 6.75 | [25 empty] | D:5'' DP:7/8'' OB UP:2 1/2'' Round |  |  |  | 8 |  |  |  | Hardwired | 0 | 1 | 0 | 0 | 0 | 0 | 0 | 0 | 0 | 0 | 0 | 014817581850 | 24 | 14 | 9 | 6.3 | 1.75 | 250 | Yes | [9 empty] | cETL Damp | CLARA 3L VANITY SN | 3 - Light Vanity |  | VS24403SN.jpg | VS24403SN.jpg
VS24405CH | 5 - Light Vanity | Clara features Clear Seeded glass shades that subtly diffuse the lamping while allowing the exposed bulb to be a central design element of the fixture. Choose the look that is right for your space with four finish options: Burnished Brass, Chrome, Satin Nickel, Oil Rubbed Bronze or a two-toned finish of Textured Black with Chrome. | BATH | Clara | Wall / Bath Lighting | Chrome | CH | Steel | Clear Seeded Glass | D:5.875" H:6.25" |  |  | 5 Medium A19 75w |  | 5 | No | [14 empty] | 0 | [12 empty] | 139.95 | 279.9 | 419.85 | W:40'' H:10'' E:6 3/4'' | 8 |  |  | 40 | 10 | Set Screw(s) |  |  |  |  | 6.75 | [25 empty] | DP:7/8'' W:9 15/32'' H:5'' OB UP:2 1/2'' Rectangular |  |  |  | 8 |  |  |  | Hardwired | 0 | 1 | 0 | 0 | 0 | 0 | 0 | 0 | 0 | 0 | 0 | 014817581829 | 40.75 | 14.25 | 8.75 | 11.1 | 2.94 | 250 | Yes | [9 empty] | cETL Damp | CLARA 5L VANITY CH | 5 - Light Vanity |  | VS24405CH.jpg | VS24405CH.jpg
VS24405ORB | 5 - Light Vanity | Clara features Clear Seeded glass shades that subtly diffuse the lamping while allowing the exposed bulb to be a central design element of the fixture. Choose the look that is right for your space with four finish options: Burnished Brass, Chrome, Satin Nickel, Oil Rubbed Bronze or a two-toned finish of Textured Black with Chrome. | BATH | Clara | Wall / Bath Lighting | Oil Rubbed Bronze | ORB | Steel | Clear Seeded Glass | D:5.875" H:6.25" |  |  | 5 Medium A19 75w |  | 5 | No | [14 empty] | 0 | [12 empty] | 139.95 | 279.9 | 419.85 | W:40'' H:10'' E:6 3/4'' | 8 |  |  | 40 | 10 | Set Screw(s) |  |  |  |  | 6.75 | [25 empty] | DP:7/8'' W:9 15/32'' H:5'' OB UP:2 1/2'' Rectangular |  |  |  | 8 |  |  |  | Hardwired | 0 | 1 | 0 | 0 | 0 | 0 | 0 | 0 | 0 | 0 | 0 | 014817581904 | 40.5 | 14 | 9 | 12.2 | 2.953 | 175 | Yes | [9 empty] | cETL Damp | CLARA 5L VANITY ORB | 5 - Light Vanity |  | VS24405ORB.jpg | VS24405ORB.jpg
VS24405PN/TXB | 5-Light Vanity | Clara features Clear Seeded glass shades that subtly diffuse the lamping while allowing the exposed bulb to be a central design element of the fixture. Choose the look that is right for your space with four finish options: Burnished Brass, Chrome, Satin Nickel, Oil Rubbed Bronze or a two-toned finish of Textured Black with Chrome. | BATH | Clara | Wall / Bath Lighting | Polished Nickel/Textured Black | PN/TXB | Steel | Clear Seeded Glass | D:5.875" H:6.25" |  |  | 5 Medium A19 75w |  | 5 | No | [14 empty] | 0 | [12 empty] | 139.95 | 279.9 | 419.85 | W:40'' H:10 1/2'' E:6 3/4'' | 7.3 |  |  | 40 | 10.5 | Set Screw(s) |  |  |  |  | 6.75 | [25 empty] | DP:7/8'' W:9 15/32'' H:5'' OB UP:2 1/2'' Rectangular |  |  |  | 8 |  |  |  | Hardwired | 0 | 1 | 0 | 0 | 0 | 0 | 0 | 0 | 0 | 0 | 0 | 014817587616 | 40.5 | 13.75 | 9 | 12.3 | 2.9 | 175 | Yes | [9 empty] | cETL Damp | 5L CLARA BATH PN/TXB | 5L CLARA BATH PN/TXB |  | VS24405PNTXB.png | VS24405PNTXB.jpg
VS24405SN | 5 - Light Vanity | Clara features Clear Seeded glass shades that subtly diffuse the lamping while allowing the exposed bulb to be a central design element of the fixture. Choose the look that is right for your space with four finish options: Burnished Brass, Chrome, Satin Nickel, Oil Rubbed Bronze or a two-toned finish of Textured Black with Chrome. | BATH | Clara | Wall / Bath Lighting | Satin Nickel | SN | Steel | Clear Seeded Glass | D:5.875" H:6.25" |  |  | 5 Medium A19 75w |  | 5 | No | [14 empty] | 0 | [12 empty] | 139.95 | 279.9 | 419.85 | W:40'' H:10'' E:6 3/4'' | 8 |  |  | 40 | 10 | Set Screw(s) |  |  |  |  | 6.75 | [25 empty] | DP:7/8'' W:9 15/32'' H:5'' OB UP:2 1/2'' Rectangular |  |  |  | 8 |  |  |  | Hardwired | 0 | 1 | 0 | 0 | 0 | 0 | 0 | 0 | 0 | 0 | 0 | 014817581867 | 40.25 | 14.25 | 8.75 | 12.1 | 2.904 | 175 | Yes | [9 empty] | cETL Damp | CLARA 5L VANITY SN | 5 - Light Vanity |  | VS24405SN.jpg | VS24405SN.jpg
VS2451AI | 1 - Light Wall Sconce | The epitome of Mountain Luxe, Ansley has a historical, raw material look with sturdy framing. Its New Aged Iron finish gives it an artisanal, hard-forged feel. The assortment includes: 12-Light Chandelier, 8-Light Chandelier, 8-Light Linear, one-light sconce and vanity silhouettes. | BATH | Ansley | Wall / Bath Lighting | Aged Iron | AI | Steel | Clear Glass | D:4" H:6.875" |  |  | 1 Medium A19 60w |  | 1 | No | [14 empty] | 0 | [12 empty] | 65.45 | 130.9 | 196.35 | W:4 3/4'' H:12'' E:6'' | 4.6 |  |  | 4.75 | 12 | Wall / Bath |  |  |  |  | 6 | [25 empty] | DP:3/4'' W:4 3/4'' H:7'' OB UP:3 1/2'' OB DOWN:8 1/2'' Rectangular |  |  |  | 8 |  |  |  | Hardwired | 0 | 0 | 0 | 0 | 0 | 0 | 0 | 0 | 0 | 0 | 0 | 014817592207 | 13.25 | 9 | 10.58 | 7.3 | 0.73 | 93 | Yes | [8 empty] | ETL Damp | cETL Damp | 1L ANSLEY WALL SCONCE AI | 1 - Light Wall Sconce |  | VS2451AI.jpg | VS2451AI.jpg
VS2452AI | 2 - Light Vanity | The epitome of Mountain Luxe, Ansley has a historical, raw material look with sturdy framing. Its New Aged Iron finish gives it an artisanal, hard-forged feel. The assortment includes: 12-Light Chandelier, 8-Light Chandelier, 8-Light Linear, one-light sconce and vanity silhouettes. | BATH | Ansley | Wall / Bath Lighting | Aged Iron | AI | Steel | Clear Glass | D:4" H:6.875" |  |  | 2 Medium A19 60w |  | 2 | No | [14 empty] | 0 | [12 empty] | 109.45 | 218.9 | 328.35 | W:13 1/8'' H:9 3/8'' E:6 3/4'' | 8.6 |  |  | 13.125 | 9.375 | Wall / Bath |  |  |  |  | 6.75 | [25 empty] | DP:3/4'' W:7'' H:4 3/4'' OB UP:2 3/8'' OB DOWN:7'' Rectangular |  |  |  | 8 |  |  |  | Hardwired | 0 | 0 | 0 | 0 | 0 | 0 | 0 | 0 | 0 | 0 | 0 | 014817592214 | 16 | 13 | 10 | 12 | 1.204 | 93 | Yes | [8 empty] | ETL Damp | cETL Damp | 2L ANSLEY VANITY AI | 2 - Light Vanity |  | VS2452AI.jpg | VS2452AI.jpg
VS2453AI | 3 - Light Vanity | The epitome of Mountain Luxe, Ansley has a historical, raw material look with sturdy framing. Its New Aged Iron finish gives it an artisanal, hard-forged feel. The assortment includes: 12-Light Chandelier, 8-Light Chandelier, 8-Light Linear, one-light sconce and vanity silhouettes. | BATH | Ansley | Wall / Bath Lighting | Aged Iron | AI | Steel | Clear Glass | D:4" H:6.875" |  |  | 3 Medium A19 60w |  | 3 | No | [14 empty] | 0 | [12 empty] | 158.95 | 317.9 | 476.85 | W:23 1/8'' H:9 3/8'' E:6 3/4'' | 12.8 |  |  | 23.125 | 9.375 | Wall / Bath |  |  |  |  | 6.75 | [25 empty] | DP:3/4'' W:7'' H:4 3/4'' OB UP:2 3/8'' OB DOWN:7'' Rectangular |  |  |  | 8 |  |  |  | Hardwired | 0 | 0 | 0 | 0 | 0 | 0 | 0 | 0 | 0 | 0 | 0 | 014817592221 | 26.75 | 9.78 | 13.25 | 17.1 | 2.006 | 100 | Yes | [8 empty] | ETL Damp | cETL Damp | 3L ANSLEY VANITY AI | 3 - Light Vanity |  | VS2453AI.jpg | VS2453AI.jpg
VS2454AI | 4 - Light Vanity | The epitome of Mountain Luxe, Ansley has a historical, raw material look with sturdy framing. Its New Aged Iron finish gives it an artisanal, hard-forged feel. The assortment includes: 12-Light Chandelier, 8-Light Chandelier, 8-Light Linear, one-light sconce and vanity silhouettes. | BATH | Ansley | Wall / Bath Lighting | Aged Iron | AI | Steel | Clear Glass | D:4" H:6.875" |  |  | 3 Medium A19 60w |  | 3 | No | [14 empty] | 0 | [12 empty] | 219.45 | 438.9 | 658.35 | W:32 3/4'' H:9 3/8'' E:6 3/4'' | 17.2 |  |  | 32.75 | 9.375 | Wall / Bath |  |  |  |  | 6.75 | [25 empty] | DP:3/4'' W:7'' H:4 3/4'' OB UP:2 3/8'' OB DOWN:7'' Rectangular |  |  |  | 8 |  |  |  | Hardwired | 0 | 0 | 0 | 0 | 0 | 0 | 0 | 0 | 0 | 0 | 0 | 014817592238 | 37.25 | 10.25 | 13.25 | 21.9 | 2.928 | 125 | Yes | [8 empty] | ETL Damp | cETL Damp | 4L ANSLEY VANITY AI | 4 - Light Vanity |  | VS2454AI.jpg | VS2454AI.jpg
VS2461BBS | 1 - Light Wall Sconce | An updated take on a retro design, the Abbott vanity lights bring a splash of mid-century modern inspiration to your decor. Crafted of metal and suited for damp spaces, this streamlined fixture is offered in three sizes to fit comfortably above a vanity or single as sconce. Round-shaped milk glass shades in a satin hue complete the look and diffuse brightness. | WALL SCONCE | Abbott | Wall / Bath Lighting | Burnished Brass | BBS | Steel | White Milk Glass | D:5.875" H:5.25" |  |  | 1 Candelabra Torpedo 60w |  | 1 | No | [14 empty] | 0 | [12 empty] | 70.95 | 141.9 | 212.85 | W:6 3/8'' H:7 3/4'' E:8 1/8'' | 1.3 |  |  | 6.375 | 7.75 | Wall / Bath |  |  |  |  | 8.125 | [25 empty] | DP:3/4'' W:4 1/2'' H:7'' OB UP:3 1/2'' OB DOWN:4 1/4'' Rectangular |  |  |  | 8 | Black/White |  |  | Hardwired | 0 | 1 | 0 | 0 | 0 | 0 | 0 | 0 | 0 | 0 | 0 | 014817592283 | 12.5 | 9.38 | 8.18 | 3.3 | 0.555 | 175 | Yes | [8 empty] | ETL Damp | cETL Damp | 1L ABBOTT WALL SCONCE BBS | 1 - Light Wall Sconce |  | VS2461BBS.jpg | VS2461BBS.jpg
VS2461PN | 1 - Light Wall Sconce | An updated take on a retro design, the Abbott vanity lights bring a splash of mid-century modern inspiration to your decor. Crafted of metal and suited for damp spaces, this streamlined fixture is offered in three sizes to fit comfortably above a vanity or single as sconce. Round-shaped milk glass shades in a satin hue complete the look and diffuse brightness. | WALL SCONCE | Abbott | Wall / Bath Lighting | Polished Nickel | PN | Steel | White Milk Glass | D:5.875" H:5.25" |  |  | 1 Candelabra Torpedo 60w |  | 1 | No | [14 empty] | 0 | [12 empty] | 70.95 | 141.9 | 212.85 | W:6 3/8'' H:7 3/4'' E:8 1/8'' | 1.3 |  |  | 6.375 | 7.75 | Wall / Bath |  |  |  |  | 8.125 | [25 empty] | DP:3/4'' W:4 1/2'' H:7'' OB UP:3 1/2'' OB DOWN:4 1/4'' Rectangular |  |  |  | 8 | Black/White |  |  | Hardwired | 0 | 1 | 0 | 0 | 0 | 0 | 0 | 0 | 0 | 0 | 0 | 014817592276 | 12.38 | 9.78 | 8.18 | 3.4 | 0.573 | 175 | Yes | [8 empty] | ETL Damp | cETL Damp | 1L ABBOTT WALL SCONCE PN | 1 - Light Wall Sconce |  | VS2461PN.jpg | VS2461PN.jpg
VS2463BBS | 3 - Light Vanity | An updated take on a retro design, the Abbott vanity lights bring a splash of mid-century modern inspiration to your decor. Crafted of metal and suited for damp spaces, this streamlined fixture is offered in three sizes to fit comfortably above a vanity or single as sconce. Round-shaped milk glass shades in a satin hue complete the look and diffuse brightness. | BATH | Abbott | Wall / Bath Lighting | Burnished Brass | BBS | Steel | White Milk Glass | D:4.5" H:4.125" |  |  | 3 G9 T4 4.5w |  | 3 | Yes | [14 empty] | 0 | [12 empty] | 219.45 | 438.9 | 658.35 | W:24 1/8'' H:5 1/2'' E:7'' | 4.4 |  |  | 24.125 | 5.5 | Wall / Bath |  |  |  |  | 7 | [25 empty] | DP:3/4'' W:7'' H:4 3/4'' OB UP:2 3/8'' OB DOWN:3 1/8'' Rectangular |  |  |  | 8 | Black/White |  |  | Hardwired | 0 | 1 | 0 | 0 | 0 | 0 | 0 | 0 | 0 | 0 | 0 | 014817592306 | 25.5 | 10.25 | 8.25 | 6 | 1.248 | 175 | Yes | [8 empty] | ETL Damp | cETL Damp | 3L ABBOTT VANITY BBS | 3 - Light Vanity |  | VS2463BBS.jpg | VS2463BBS.jpg
VS2463PN | 3 - Light Vanity | An updated take on a retro design, the Abbott vanity lights bring a splash of mid-century modern inspiration to your decor. Crafted of metal and suited for damp spaces, this streamlined fixture is offered in three sizes to fit comfortably above a vanity or single as sconce. Round-shaped milk glass shades in a satin hue complete the look and diffuse brightness. | BATH | Abbott | Wall / Bath Lighting | Polished Nickel | PN | Steel | White Milk Glass | D:4.5" H:4.125" |  |  | 3 G9 T4 4.5w |  | 3 | Yes | [14 empty] | 0 | [12 empty] | 219.45 | 438.9 | 658.35 | W:24 1/8'' H:5 1/2'' E:7'' | 4.4 |  |  | 24.125 | 5.5 | Wall / Bath |  |  |  |  | 7 | [25 empty] | DP:3/4'' W:7'' H:4 3/4'' OB UP:2 3/8'' OB DOWN:3 1/8'' Rectangular |  |  |  | 8 | Black/White |  |  | Hardwired | 0 | 1 | 0 | 0 | 0 | 0 | 0 | 0 | 0 | 0 | 0 | 014817592290 | 26 | 9.75 | 8.25 | 6.1 | 1.21 | 175 | Yes | [8 empty] | ETL Damp | cETL Damp | 3L ABBOTT VANITY PN | 3 - Light Vanity |  | VS2463PN.jpg | VS2463PN.jpg
VS24701BBS | 1 - Light Wall Sconce | Monterro features beautiful tapered glass shades and exquisite cast details, including a cast backplate, cast ring, and hook hardware that elegantly supports the shades. The Chrome version is available with two glass options; either White Opal Etched glass or Clear Seeded glass, while the Burnished Brass, Satin Nickel finish is available in Clear Seeded glass only. | WALL SCONCE | Monterro | Wall / Bath Lighting | Burnished Brass | BBS | Steel | Clear Seeded Glass | D:5" H:6.25" |  |  | 1 Medium A19 75w |  | 1 | No | [14 empty] | 0 | [12 empty] | 40.95 | 81.9 | 122.85 | W:5'' H:11'' E:6'' | 3 |  |  | 5 | 11 | Set Screw(s) |  |  |  |  | 6 | [25 empty] | DP:3/4'' W:5'' H:11'' OB UP:5 1/2'' Square |  |  |  | 8 | Black/White |  |  | Hardwired | 0 | 1 | 0 | 0 | 0 | 0 | 0 | 0 | 0 | 0 | 0 | 014817597929 | 14.25 | 9.25 | 8.25 | 3.1 | 0.629 | 125 | Yes | 6 | 10014817597926 | 28.25 | 15 | 17.5 | 26 | 4.291 | Yes |  | cETL Damp | MONTERRO 1L WALL SCONCE BBS | 1 - Light Wall Sconce |  | VS24701BBS.jpg | VS24701BBS.jpg
VS24701CH | 1 - Light Wall Sconce | Monterro features beautiful tapered glass shades and exquisite cast details, including a cast backplate, cast ring, and hook hardware that elegantly supports the shades. The Chrome version is available with two glass options; either White Opal Etched glass or Clear Seeded glass, while the Burnished Brass, Satin Nickel finish is available in Clear Seeded glass only. | WALL SCONCE | Monterro | Wall / Bath Lighting | Chrome | CH | Steel | Clear Seeded Glass | W:5" H:6.25" |  |  | 1 Medium A19 75w |  | 1 | No | [14 empty] | 0 | [12 empty] | 40.45 | 80.9 | 121.35 | W:5'' H:10 1/2'' E:6'' | 2.71 |  |  | 5 | 10.5 | Wall / Bath |  |  |  |  | 6 | [25 empty] | W:4 1/2'' H:10'' OB UP:5'' OB DOWN:5 1/2'' Rectangular |  |  |  | 8 |  |  |  |  | 0 | 1 | 0 | 0 | 0 | 0 | 0 | 0 | 0 | 0 | 0 | 014817571974 | 14 | 9.25 | 8.25 | 3.9 | 0.618 | 125 | Yes | 6 | 10014817571971 | 28 | 14.75 | 17.75 | 26.5 | 4.242 | Yes |  | cETL Damp | MONTERRO 1L SCONCE CH | 1 - Light Wall Sconce |  | VS24701CH.jpg | VS24701CH.jpg
VS24701SN | 1 - Light Wall Sconce | Monterro features beautiful tapered glass shades and exquisite cast details, including a cast backplate, cast ring, and hook hardware that elegantly supports the shades. The Chrome version is available with two glass options; either White Opal Etched glass or Clear Seeded glass, while the Burnished Brass, Satin Nickel finish is available in Clear Seeded glass only. | WALL SCONCE | Monterro | Wall / Bath Lighting | Satin Nickel | SN | Steel | Clear Seeded Glass | D:5" H:6.25" |  |  | 1 Medium A19 75w |  | 1 | No | [14 empty] | 0 | [12 empty] | 43.95 | 87.9 | 131.85 | W:5'' H:11'' E:6'' | 2.2 |  |  | 5 | 11 | Set Screw(s) |  |  |  |  | 6 | [25 empty] | DP:3/4'' W:5'' H:11'' OB UP:5 1/2'' Rectangular |  |  |  | 8 |  |  |  | Hardwired | 0 | 1 | 0 | 0 | 0 | 0 | 0 | 0 | 0 | 0 | 0 | 014817580327 | 14.5 | 9.5 | 9 | 3.8 | 0.717 | 175 | Yes | 6 | 10014817580324 | 28.5 | 18.5 | 15 | 25.3 | 4.577 | Yes |  | cETL Damp | MONTERRO 1L WALL SCONCE SN | 1 - Light Wall Sconce |  | VS24701SN.jpg | VS24701SN.jpg
VS24702BBS | 2 - Light Vanity | Monterro features beautiful tapered glass shades and exquisite cast details, including a cast backplate, cast ring, and hook hardware that elegantly supports the shades. The Chrome version is available with two glass options; either White Opal Etched glass or Clear Seeded glass, while the Burnished Brass, Satin Nickel finish is available in Clear Seeded glass only. | BATH | Monterro | Wall / Bath Lighting | Burnished Brass | BBS | Steel | Clear Seeded Glass | D:5" H:6.25" |  |  | 2 Medium A19 75w |  | 2 | No | [14 empty] | 0 | [12 empty] | 69.95 | 139.9 | 209.85 | W:13 3/8'' H:9 3/8'' E:6'' | 7 |  |  | 13.375 | 9.375 | Set Screw(s) |  |  |  |  | 6 | [25 empty] | DP:3/4'' W:5'' H:5'' OB UP:2 1/2'' Square |  |  |  | 8 | Black/White |  |  | Hardwired | 0 | 1 | 0 | 0 | 0 | 0 | 0 | 0 | 0 | 0 | 0 | 014817597936 | 15.25 | 8.5 | 12.75 | 5.5 | 0.956 | 175 | Yes | [9 empty] | cETL Damp | MONTERRO 2L VANITY BBS | 2 - Light Vanity |  | VS24702BBS.jpg | VS24702BBS.jpg
VS24702CH | 2 - Light Vanity | Monterro features beautiful tapered glass shades and exquisite cast details, including a cast backplate, cast ring, and hook hardware that elegantly supports the shades. The Chrome version is available with two glass options; either White Opal Etched glass or Clear Seeded glass, while the Burnished Brass, Satin Nickel finish is available in Clear Seeded glass only. | BATH | Monterro | Wall / Bath Lighting | Chrome | CH | Steel | Clear Seeded Glass | W:5" H:6.25" |  |  | 2 Medium A19 75w |  | 2 | No | [14 empty] | 0 | [12 empty] | 69.95 | 139.9 | 209.85 | W:13 1/2'' H:9 1/2'' E:7'' | 3.85 |  |  | 13.5 | 9.5 | Wall / Bath |  |  |  |  | 7 | [25 empty] | DP:3/4'' W:5'' H:5'' OB UP:2 1/2'' OB DOWN:7'' Square |  |  |  | 8 |  |  |  |  | 0 | 1 | 0 | 0 | 0 | 0 | 0 | 0 | 0 | 0 | 0 | 014817571981 | 13 | 11.5 | 8.25 | 4.7 | 0.714 | 125 | Yes | [9 empty] | cETL Damp | MONTERRO 2L BATH CH | 2 - Light Vanity |  | VS24702CH.jpg | VS24702CH.jpg
VS24702SN | 2 - Light Vanity | Monterro features beautiful tapered glass shades and exquisite cast details, including a cast backplate, cast ring, and hook hardware that elegantly supports the shades. The Chrome version is available with two glass options; either White Opal Etched glass or Clear Seeded glass, while the Burnished Brass, Satin Nickel finish is available in Clear Seeded glass only. | BATH | Monterro | Wall / Bath Lighting | Satin Nickel | SN | Steel | Clear Seeded Glass | D:5" H:6.25" |  |  | 2 Medium A19 75w |  | 2 | No | [14 empty] | 0 | [12 empty] | 69.95 | 139.9 | 209.85 | W:13 3/8'' H:9 3/8'' E:6 1/4'' | 3.1 |  |  | 13.375 | 9.375 | Set Screw(s) |  |  |  |  | 6.25 | [25 empty] | DP:3/4'' W:5'' H:5'' OB UP:2 1/2'' Square |  |  |  | 8 |  |  |  | Hardwired | 0 | 1 | 0 | 0 | 0 | 0 | 0 | 0 | 0 | 0 | 0 | 014817580334 | 15.5 | 13.75 | 7.75 | 5.4 | 0.956 | 175 | Yes | [9 empty] | cETL Damp | MONTERRO 2L VANITY SN | 2 - Light Vanity |  | VS24702SN.jpg | VS24702SN.jpg
VS24703BBS | 3 - Light Vanity | Monterro features beautiful tapered glass shades and exquisite cast details, including a cast backplate, cast ring, and hook hardware that elegantly supports the shades. The Chrome version is available with two glass options; either White Opal Etched glass or Clear Seeded glass, while the Burnished Brass, Satin Nickel finish is available in Clear Seeded glass only. | BATH | Monterro | Wall / Bath Lighting | Burnished Brass | BBS | Steel | Clear Seeded Glass | W:5" H:6.25" |  |  | 3 Medium A19 75w |  | 3 | No | [14 empty] | 0 | [12 empty] | 92.95 | 185.9 | 278.85 | W:21 3/4'' H:9 3/8'' E:6'' | 10 |  |  | 21.75 | 9.375 | Set Screw(s) |  |  |  |  | 6 | [25 empty] | DP:3/4'' W:5'' H:5'' OB UP:2 1/2'' Square |  |  |  | 8 | Black/White |  |  | Hardwired | 0 | 1 | 0 | 0 | 0 | 0 | 0 | 0 | 0 | 0 | 0 | 014817597943 | 21.5 | 9 | 14 | 7 | 1.568 | 175 | Yes | [9 empty] | cETL Damp | MONTERRO 3L VANITY BBS | 3 - Light Vanity |  | VS24703BBS.jpg | VS24703BBS.jpg
VS24703CH | 3 - Light Vanity | Monterro features beautiful tapered glass shades and exquisite cast details, including a cast backplate, cast ring, and hook hardware that elegantly supports the shades. The Chrome version is available with two glass options; either White Opal Etched glass or Clear Seeded glass, while the Burnished Brass, Satin Nickel finish is available in Clear Seeded glass only. | BATH | Monterro | Wall / Bath Lighting | Chrome | CH | Steel | Clear Seeded Glass | W:5" H:6.25" |  |  | 3 Medium A19 75w |  | 3 | No | [14 empty] | 0 | [12 empty] | 115.95 | 231.9 | 347.85 | W:21 3/4'' H:9 1/2'' E:6'' | 4.87 |  |  | 21.75 | 9.5 | Wall / Bath |  |  |  |  | 6 | [25 empty] | DP:3/4'' W:5'' H:5'' OB UP:2 1/2'' OB DOWN:7'' Square |  |  |  | 8 |  |  |  |  | 0 | 1 | 0 | 0 | 0 | 0 | 0 | 0 | 0 | 0 | 0 | 014817571998 | 23.75 | 11 | 7.75 | 6.4 | 1.172 | 175 | Yes | [9 empty] | cETL Damp | MONTERRO 3L BATH CH SEEDED | 3 - Light Vanity |  | VS24703CH.jpg | VS24703CH.jpg
VS24703SN | 3 - Light Vanity | Monterro features beautiful tapered glass shades and exquisite cast details, including a cast backplate, cast ring, and hook hardware that elegantly supports the shades. The Chrome version is available with two glass options; either White Opal Etched glass or Clear Seeded glass, while the Burnished Brass, Satin Nickel finish is available in Clear Seeded glass only. | BATH | Monterro | Wall / Bath Lighting | Satin Nickel | SN | Steel | Clear Seeded Glass | W:5" H:6.25" |  |  | 3 Medium A19 75w |  | 3 | No | [14 empty] | 0 | [12 empty] | 92.95 | 185.9 | 278.85 | W:21 3/4'' H:9 3/8'' E:6'' | 4.5 |  |  | 21.75 | 9.375 | Set Screw(s) |  |  |  |  | 6 | [25 empty] | DP:3/4'' W:5'' H:5'' OB UP:2 1/2'' Square |  |  |  | 8 |  |  |  |  | 0 | 1 | 0 | 0 | 0 | 0 | 0 | 0 | 0 | 0 | 0 | 014817580341 | 21.75 | 9 | 15 | 7 | 1.699 | 175 | Yes | [9 empty] | cETL Damp | MONTERRO 3L VANITY SN | 3 - Light Vanity |  | VS24703SN.jpg | VS24703SN.jpg
VS24704BBS | 4 - Light Vanity | Monterro features beautiful tapered glass shades and exquisite cast details, including a cast backplate, cast ring, and hook hardware that elegantly supports the shades. The Chrome version is available with two glass options; either White Opal Etched glass or Clear Seeded glass, while the Burnished Brass, Satin Nickel finish is available in Clear Seeded glass only. | BATH | Monterro | Wall / Bath Lighting | Burnished Brass | BBS | Steel | Clear Seeded Glass | W:5" H:6.25" |  |  | 4 Medium A19 75w |  | 4 | No | [14 empty] | 0 | [12 empty] | 139.95 | 279.9 | 419.85 | W:30 1/8'' H:9 3/8'' E:6'' | 13 |  |  | 30.125 | 9.375 | Set Screw(s) |  |  |  |  | 6 | [25 empty] | DP:3/4'' W:5'' H:5'' OB UP:2 1/2'' Square |  |  |  | 8 | Black/White |  |  | Hardwired | 0 | 1 | 0 | 0 | 0 | 0 | 0 | 0 | 0 | 0 | 0 | 014817597950 | 30.5 | 9 | 14 | 8.5 | 2.224 | 250 | Yes | [9 empty] | cETL Damp | MONTERRO 4L VANITY BBS | 4 - Light Vanity |  | VS24704BBS.jpg | VS24704BBS.jpg
VS24704CH | 4 - Light Vanity | Monterro features beautiful tapered glass shades and exquisite cast details, including a cast backplate, cast ring, and hook hardware that elegantly supports the shades. The Chrome version is available with two glass options; either White Opal Etched glass or Clear Seeded glass, while the Burnished Brass, Satin Nickel finish is available in Clear Seeded glass only. | BATH | Monterro | Wall / Bath Lighting | Chrome | CH | Steel | Clear Seeded Glass | W:5" H:6.25" |  |  | 4 Medium A19 75w |  | 4 | No | [14 empty] | 0 | [12 empty] | 145.45 | 290.9 | 436.35 | W:30 1/4'' H:9 1/2'' E:7'' | 6.5 |  |  | 30.25 | 9.5 | Wall / Bath |  |  |  |  | 7 | [25 empty] | DP:3/4'' W:5'' H:5'' OB UP:2 1/2'' OB DOWN:7'' Square |  |  |  | 8 |  |  |  |  | 0 | 1 | 0 | 0 | 0 | 0 | 0 | 0 | 0 | 0 | 0 | 014817572001 | 30.25 | 10.75 | 8 | 8.7 | 1.505 | 175 | Yes | [9 empty] | cETL Damp | MONTERRO 4L BATH CH SEEDED | 4 - Light Vanity |  | VS24704CH.jpg | VS24704CH.jpg
VS24704SN | 4 - Light Vanity | Monterro features beautiful tapered glass shades and exquisite cast details, including a cast backplate, cast ring, and hook hardware that elegantly supports the shades. The Chrome version is available with two glass options; either White Opal Etched glass or Clear Seeded glass, while the Burnished Brass, Satin Nickel finish is available in Clear Seeded glass only. | BATH | Monterro | Wall / Bath Lighting | Satin Nickel | SN | Steel | Clear Seeded Glass | W:5" H:6.25" |  |  | 4 Medium A19 75w |  | 4 | No | [14 empty] | 0 | [12 empty] | 139.95 | 279.9 | 419.85 | W:30 1/8'' H:9 3/8'' E:6'' | 6.6 |  |  | 30.125 | 9.375 | Set Screw(s) |  |  |  |  | 6 | [25 empty] | DP:3/4'' W:5'' H:5'' OB UP:2 1/2'' Square |  |  |  | 8 |  |  |  |  | 0 | 1 | 0 | 0 | 0 | 0 | 0 | 0 | 0 | 0 | 0 | 014817580358 | 31.25 | 14.5 | 9 | 9.1 | 2.36 | 250 | Yes | [9 empty] | cETL Damp | MONTERRO 4L VANITY SN | 4 - Light Vanity |  | VS24704SN.jpg | VS24704SN.jpg
VS2471MBK | 1 - Light Wall Sconce | Adelaide features Clear Seeded glass shades that subtly diffuse the lamping while allowing the exposed bulb to be a central design element of the fixture in a Midnight Black finish. | WALL SCONCE | Adelaide | Wall / Bath Lighting | Midnight Black | MBK | Steel | Clear Seeded Glass | D:5.375" H:8.875" |  |  | 1 Medium A19 75w |  | 1 | No | [14 empty] | 0 | [12 empty] | 65.45 | 130.9 | 196.35 | W:5 3/8'' H:13 1/2'' E:7'' | 2.65 |  |  | 5.375 | 13.5 | Wall / Bath |  |  |  |  | 7 | [25 empty] | DP:7/8'' W:4 3/4'' H:8'' OB UP:4'' OB DOWN:9 1/2'' Rectangular |  |  |  | 8 | Black/White |  |  | Hardwired | 0 | 1 | 0 | 0 | 0 | 0 | 0 | 0 | 0 | 0 | 0 | 014817592368 | 20.18 | 8.58 | 8.25 | 5.4 | 0.827 | 125 | Yes | [8 empty] | ETL Damp | cETL Damp | 1L ADELAIDE WALL SCONCE MBK | 1 - Light Wall Sconce |  | VS2471MBK.jpg | VS2471MBK.jpg
VS2472MBK | 2 - Light Vanity | Adelaide features Clear Seeded glass shades that subtly diffuse the lamping while allowing the exposed bulb to be a central design element of the fixture in a Midnight Black finish. | BATH | Adelaide | Wall / Bath Lighting | Midnight Black | MBK | Steel | Clear Seeded Glass | D:4.75" H:7" |  |  | 2 Medium A19 75w |  | 2 | No | [14 empty] | 0 | [12 empty] | 109.45 | 218.9 | 328.35 | W:14 1/2'' H:9 1/2'' E:7'' | 5.3 |  |  | 14.5 | 9.5 | Wall / Bath |  |  |  |  | 7 | [25 empty] | DP:7/8'' W:8'' H:4 3/4'' OB UP:2 3/8'' OB DOWN:7 1/8'' Rectangular |  |  |  | 8 | Black/White |  |  | Hardwired | 0 | 1 | 0 | 0 | 0 | 0 | 0 | 0 | 0 | 0 | 0 | 014817592375 | 20 | 11.18 | 11 | 6.7 | 1.423 | 175 | Yes | [8 empty] | ETL Damp | cETL Damp | 2L ADELAIDE VANITY MBK | 2 - Light Vanity |  | VS2472MBK.jpg | VS2472MBK.jpg
VS2473MBK | 3 - Light Vanity | Adelaide features Clear Seeded glass shades that subtly diffuse the lamping while allowing the exposed bulb to be a central design element of the fixture in a Midnight Black finish. | BATH | Adelaide | Wall / Bath Lighting | Midnight Black | MBK | Steel | Clear Seeded Glass | D:4.75" H:7" |  |  | 3 Medium A19 75w |  | 3 | No | [14 empty] | 0 | [12 empty] | 164.45 | 328.9 | 493.35 | W:24'' H:9 1/2'' E:7'' | 7.1 |  |  | 24 | 9.5 | Wall / Bath |  |  |  |  | 7 | [25 empty] | DP:7/8'' W:8'' H:4 3/4'' OB UP:2 3/8'' OB DOWN:7 1/8'' Rectangular |  |  |  | 8 | Black/White |  |  | Hardwired | 0 | 1 | 0 | 0 | 0 | 0 | 0 | 0 | 0 | 0 | 0 | 014817592382 | 30 | 11.25 | 11.25 | 8.5 | 2.197 | 250 | Yes | [8 empty] | ETL Damp | cETL Damp | 3L ADELAIDE VANITY MBK | 3 - Light Vanity |  | VS2473MBK.jpg | VS2473MBK.jpg
VS2474MBK | 4 - Light Vanity | Adelaide features Clear Seeded glass shades that subtly diffuse the lamping while allowing the exposed bulb to be a central design element of the fixture in a Midnight Black finish. | BATH | Adelaide | Wall / Bath Lighting | Midnight Black | MBK | Steel | White Milk Glass | D:4.75" H:7" |  |  | 4 Medium A19 75w |  | 4 | No | [14 empty] | 0 | [12 empty] | 219.45 | 438.9 | 658.35 | W:33 1/2'' H:9 1/2'' E:7'' | 8.8 |  |  | 33.5 | 9.5 | Wall / Bath |  |  |  |  | 7 | [25 empty] | DP:7/8'' W:8'' H:4 3/4'' OB UP:2 3/8'' OB DOWN:7 1/8'' Rectangular |  |  |  | 8 | Black/White |  |  | Hardwired | 0 | 1 | 0 | 0 | 0 | 0 | 0 | 0 | 0 | 0 | 0 | 014817592399 | 39 | 11.18 | 10.78 | 11.5 | 2.72 | 175 | Yes | [8 empty] | ETL Damp | cETL Damp | 4L ADELAIDE VANITY MBK | 4 - Light Vanity |  | VS2474MBK.jpg | VS2474MBK.jpg
VS2481FWO/DWW | 1 - Light Wall Sconce | Cosette bath vanities are a bow to French Country style with their latticed cages and back plates finished in Driftwood White—plus a second finish of textured French White Oak on the stems. | WALL SCONCE | Cosette | Wall / Bath Lighting | French Washed Oak / Distressed White Wood | FWO/DWW | Steel |  |  |  |  | 1 Medium A19 75w |  | 1 | No | [14 empty] | 0 | [12 empty] | 65.45 | 130.9 | 196.35 | W:5 3/4'' H:13 5/8'' E:6 1/2'' | 1.9 |  |  | 5.75 | 13.625 | Wall / Bath |  |  |  |  | 6.5 | [25 empty] | DP:7/8'' W:7 7/8'' H:5 3/4'' OB UP:9 3/4'' OB DOWN:3 7/8'' Irregular |  |  |  | 8 | Black/White |  |  | Hardwired | 0 | 1 | 0 | 0 | 0 | 0 | 0 | 0 | 0 | 0 | 0 | 014817592405 | 16.18 | 8.5 | 8.18 | 2.9 | 0.651 | 175 | Yes | [8 empty] | ETL Damp | cETL Damp | 1L COSETTE WALL SCNC FWO/DWW | 1 - Light Wall Sconce |  | VS2481FWODWW.jpg | VS2481FWODWW.jpg
VS2482FWO/DWW | 2 - Light Vanity | Cosette bath vanities are a bow to French Country style with their latticed cages and back plates finished in Driftwood White—plus a second finish of textured French White Oak on the stems. | BATH | Cosette | Wall / Bath Lighting | French Washed Oak / Distressed White Wood | FWO/DWW | Steel |  |  |  |  | 2 Medium A19 75w |  | 2 | No | [14 empty] | 0 | [12 empty] | 109.45 | 218.9 | 328.35 | W:13 3/4'' H:9 5/8'' E:7'' | 3.1 |  |  | 13.75 | 9.625 | Wall / Bath |  |  |  |  | 7 | [25 empty] | DP:7/8'' W:7 7/8'' H:5 3/4'' OB UP:2 7/8'' OB DOWN:6 3/4'' Irregular |  |  |  | 8 | Black/White |  |  | Hardwired | 0 | 1 | 0 | 0 | 0 | 0 | 0 | 0 | 0 | 0 | 0 | 014817592412 | 16.58 | 13 | 9.75 | 4.4 | 1.216 | 250 | Yes | [8 empty] | ETL Damp | cETL Damp | 2L COSETTE VANITY FWO/DWW | 2 - Light Vanity |  | VS2482FWODWW.jpg | VS2482FWODWW.jpg
VS2483FWO/DWW | 3 - Light Vanity | Cosette bath vanities are a bow to French Country style with their latticed cages and back plates finished in Driftwood White—plus a second finish of textured French White Oak on the stems. | BATH | Cosette | Wall / Bath Lighting | French Washed Oak / Distressed White Wood | FWO/DWW | Steel |  |  |  |  | 3 Medium A19 75w |  | 3 | No | [14 empty] | 0 | [12 empty] | 147.95 | 295.9 | 443.85 | W:23 1/4'' H:9 5/8'' E:7'' | 4.3 |  |  | 23.25 | 9.625 | Wall / Bath |  |  |  |  | 7 | [25 empty] | DP:7/8'' W:7 7/8'' H:5 3/4'' OB UP:2 7/8'' OB DOWN:6 3/4'' Irregular |  |  |  | 8 | Black/White |  |  | Hardwired | 0 | 1 | 0 | 0 | 0 | 0 | 0 | 0 | 0 | 0 | 0 | 014817592429 | 26.18 | 13.25 | 9.5 | 6.2 | 1.907 | 250 | Yes | [8 empty] | ETL Damp | cETL Damp | 3L COSETTE VANITY FWO/DWW | 3 - Light Vanity |  | VS2483FWODWW.jpg | VS2483FWODWW.jpg
VS2484FWO/DWW | 4 - Light Vanity | Cosette bath vanities are a bow to French Country style with their latticed cages and back plates finished in Driftwood White—plus a second finish of textured French White Oak on the stems. | BATH | Cosette | Wall / Bath Lighting | French Washed Oak / Distressed White Wood | FWO/DWW | Steel |  |  |  |  | 4 Medium A19 75w |  | 4 | No | [14 empty] | 0 | [12 empty] | 191.95 | 383.9 | 575.85 | W:32 3/4'' H:9 5/8'' E:7'' | 5.5 |  |  | 32.75 | 9.625 | Wall / Bath |  |  |  |  | 7 | [25 empty] | DP:7/8'' W:7 7/8'' H:5 3/4'' OB UP:2 7/8'' OB DOWN:6 3/4'' Irregular |  |  |  | 8 | Black/White |  |  | Hardwired | 0 | 1 | 0 | 0 | 0 | 0 | 0 | 0 | 0 | 0 | 0 | 014817592436 | 36 | 13 | 9.5 | 7.8 | 2.573 | 250 | Yes | [8 empty] | ETL Damp | cETL Damp | 4L COSETTE VANITY FWO/DWW | 4 - Light Vanity |  | VS2484FWODWW.jpg | VS2484FWODWW.jpg
VS2493NWB | 3 - Light Vanity | Inspired by classic lanterns, the clean, geometric silhouette of the transitional Finnegan chandelier collection by Feiss features exquisite metal work and marries two new, contrasting finishes. The square tubing of the open frame in a New World Bronze finish is in dramatic contrast to the new Burnished Brass finish of the socket cups, which brighten and bring life to this mixed-material collection. This design will perfectly complement a wide range of décor from urban, eclectic loft spaces to clean, contemporary interpretations of Colonial or nautical décor to rich, European inspired space. This updated take on a classic lantern lighting collection includes a four-light, square chandelier, four-light tall foyer chandelier, seven-light linear chandelier, five-light linear chandelier, one-light mini-pendant light and a one-light wall sconce. The one-light wall sconce is Damp Rated. | BATH | Finnegan | Wall / Bath Lighting | New World Bronze | NWB | Steel |  |  |  |  | 3 Medium A19 75w |  | 3 | No | [14 empty] | 0 | [12 empty] | 99.5 | 199 | 298.5 | L:24'' W:5 1/2'' H:7 1/8'' E:5 1/2'' | 6 |  | 24 | 5.5 | 7.125 | Wall / Bath |  |  |  |  | 5.5 | [25 empty] | DP:3/4'' W:5 1/2'' H:22 1/2'' OB UP:3 1/2'' Rectangular |  |  |  | 8 | Black/White |  |  | Hardwired | 0 | 0 | 0 | 0 | 0 | 0 | 0 | 0 | 0 | 0 | 0 | 014817605624 | [16 empty] | cETL Damp | FINNEGAN 3L VNTY NWB | 3 - Light Vanity |  | VS2493NWB.jpg | VS2493NWB.jpg
VS26002-PN | 2 - Light Vanity Fixture | With its clean and glistening design, the Malibu lighting collection by Feiss is suitable for interiors classic to modern. It features crisp Opal Etched glass drum shades supported by a steel frame. The frame's shiny Polished Nickel finish accentuates the stepped details on each shade holder and the central column. On the vanity fixtures, the stepped details are duplicated in the oval backplate. The Malibu collection consists of multiple chandeliers, pendants, and bath and ceiling fixtures. | BATH | Malibu | Wall / Bath Lighting | Polished Nickel | PN | Steel / Glass | Opal Etched Glass | H:4.25" |  |  | 2 Medium A19 100w |  | 2 | No | [27 empty] | 54.45 | 108.9 | 163.35 | W:14'' H:8 7/16'' E:7'' | 2.64 |  |  | 14 | 8.4375 | [5 empty] | 7 | [25 empty] | DP:7/8'' W:8'' H:4 9/16'' OB UP:4 17/32'' OB DOWN:4 29/32'' Oval |  |  |  | 8 | Black/White |  |  | Hardwired | 0 | 0 | 0 | 0 | 0 | 0 | 0 | 0 | 0 | 0 | 0 | 014817482942 | 14.75 | 14.5 | 8.25 | 4.7 | 1.021 | 175 | Yes | 2 | 10014817482949 | 15 | 15 | 17.5 | 11.2 | 2.279 | Yes |  | cUL Damp | (HS) VANITY STRIP | 2 - Light Malibu |  | VS26002PN.jpg | VS26002PN.jpg
VS26003-PN | 3 - Light Vanity Fixture | With its clean and glistening design, the Malibu lighting collection by Feiss is suitable for interiors classic to modern. It features crisp Opal Etched glass drum shades supported by a steel frame. The frame's shiny Polished Nickel finish accentuates the stepped details on each shade holder and the central column. On the vanity fixtures, the stepped details are duplicated in the oval backplate. The Malibu collection consists of multiple chandeliers, pendants, and bath and ceiling fixtures. | BATH | Malibu | Wall / Bath Lighting | Polished Nickel | PN | Steel / Glass | Opal Etched Glass | H:4.25" |  |  | 3 Medium A19 100w |  | 3 | No | [27 empty] | 73.45 | 146.9 | 220.35 | W:22 1/16'' H:8 13/32'' E:7'' | 3.83 |  |  | 22.0625 | 8.4062 | [5 empty] | 7 | [25 empty] | DP:7/8'' W:4 9/16'' H:12'' OB UP:4 17/32'' OB DOWN:3 7/8'' Oval |  |  |  | 8 | Black/White |  |  | Hardwired | 0 | 0 | 0 | 0 | 0 | 0 | 0 | 0 | 0 | 0 | 0 | 014817482959 | 23 | 15.25 | 8.25 | 6.7 | 1.675 | 175 | Yes | [9 empty] | cUL Damp | (HS) VANITY STRIP | 3 - Light Malibu |  | VS26003PN.jpg | VS26003PN.jpg
VS26004-PN | 4 - Light Vanity Fixture | With its clean and glistening design, the Malibu lighting collection by Feiss is suitable for interiors classic to modern. It features crisp Opal Etched glass drum shades supported by a steel frame. The frame's shiny Polished Nickel finish accentuates the stepped details on each shade holder and the central column. On the vanity fixtures, the stepped details are duplicated in the oval backplate. The Malibu collection consists of multiple chandeliers, pendants, and bath and ceiling fixtures. | BATH | Malibu | Wall / Bath Lighting | Polished Nickel | PN | Steel / Glass | Opal Etched Glass | H:4.25" |  |  | 4 Medium A19 100w |  | 4 | No | [27 empty] | 98.45 | 196.9 | 295.35 | W:30 9/16'' H:8 7/16'' E:7'' | 5.02 |  |  | 30.5625 | 8.4375 | [5 empty] | 7 | [25 empty] | DP:7/8'' W:12'' H:4 9/16'' OB UP:4 17/32'' OB DOWN:4 29/32'' Oval |  |  |  | 8 | Black/White |  |  | Hardwired | 0 | 0 | 0 | 0 | 0 | 0 | 0 | 0 | 0 | 0 | 0 | 014817482966 | 31 | 14.5 | 8 | 8.2 | 2.081 | 250 | Yes | [9 empty] | cUL Damp | (HS) VANITY STRIP | 4 - Light Malibu |  | VS26004PN.jpg | VS26004PN.jpg
VS29002-BS | 2 - Light Vanity Fixture | The Kincaid lighting collection by Feiss is both modern and warm, featuring a strong metal frame, in a soft Brushed Steel finish, which forgoes the traditional round construction with unique, flat arm supports instead. The frame’s clean lines complement the drum-shaped Opal Etched glass shades and frosty tone. The Kincaid collection consists of multiple chandeliers, pendants, bath, and ceiling fixtures. | BATH | Kincaid | Wall / Bath Lighting | Brushed Steel | BS | Steel / Glass | Opal Etched Glass | D:5.875" H:4.4375" |  |  | 2 G9 Mini 75w |  | 2 | Yes | [27 empty] | 58 | 116 | 174 | W:16 3/8'' H:8 1/4'' E:7 1/4'' | 3.89 |  |  | 16.375 | 8.25 | [5 empty] | 7.25 | [25 empty] | DP:13/16'' W:8'' H:4 9/16'' OB UP:5 27/32'' OB DOWN:2 13/32'' Oval |  |  |  | 8 | Black/White |  |  | Hardwired | 0 | 0 | 0 | 0 | 0 | 0 | 0 | 0 | 0 | 0 | 0 | 014817483161 | 18.75 | 9 | 9.5 | 5.4 | 0.928 | 175 | Yes | [9 empty] | cUL Damp | (HS) VANITY STRIP | 2 - Light Kincid |  | VS29002BS.jpg | VS29002BS.jpg
VS36003-DAB | 3 - Light Urban Renewal Vanity Strip | The Urban Renewal lighting collection by Feiss is a diverse selection of pendants, chandeliers and sconces all inspired by the 20th century Industrial Revolution. Featuring reproduction pieces from the nation’s vintage factories and warehouses, Urban Renewal adds an industrial-inspired aesthetic to any home – adding flair and fun to classic, traditional decor or to the most sleek, contemporary urban spaces. | BATH | Urban Renewal | Wall / Bath Lighting | Dark Antique Brass | DAB | Steel | Dark Antique Brass Die Cast Zinc |  |  |  | 3 Medium A19 100w |  | 3 | No | [14 empty] | 0 | [12 empty] | 197.95 | 395.9 | 593.85 | W:21 3/8'' H:12 1/4'' E:7 1/4'' | 6.93 |  |  | 21.375 | 12.25 | [5 empty] | 7.25 | [25 empty] | D:5 1/2'' DP:3/4'' OB UP:6'' OB DOWN:6 1/4'' Rectangular |  |  |  | 8 | Black/White |  |  | Hardwired | 0 | 0 | 0 | 0 | 0 | 0 | 0 | 0 | 0 | 0 | 0 | 014817509755 | 23.75 | 9.75 | 14.25 | 10.8 | 1.91 | 175 | Yes | [9 empty] | cUL Damp | VANITY STRIP | 3 - Light Vanity Strip |  | VS36003DAB.jpg | VS36003DAB.jpg
VS36003PN | 3 - Light Vanity Strip | The Urban Renewal lighting collection by Feiss is a diverse selection of pendants, chandeliers and sconces all inspired by the 20th century Industrial Revolution. Featuring reproduction pieces from the nation’s vintage factories and warehouses, Urban Renewal adds an industrial-inspired aesthetic to any home – adding flair and fun to classic, traditional decor or to the most sleek, contemporary urban spaces. | BATH | Urban Renewal | Wall / Bath Lighting | Polished Nickel | PN | Steel | Polished Nickel Die Cast Zinc |  |  |  | 3 Medium A19 100w |  | 3 | No | [14 empty] | 0 | [12 empty] | 197.95 | 395.9 | 593.85 | W:21 3/8'' H:12 1/4'' E:7 1/4'' | 6.93 |  |  | 21.375 | 12.25 | Cap Nuts |  |  |  |  | 7.25 | [25 empty] | D:5 1/2'' DP:3/4'' OB UP:6'' OB DOWN:6 1/4'' Rectangular |  |  |  | 8 | Black/White |  |  | Hardwired | 0 | 0 | 0 | 0 | 0 | 0 | 0 | 0 | 0 | 0 | 0 | 014817597905 | 24.5 | 10 | 14.25 | 10.5 | 2.02 | 175 | Yes | [9 empty] | cUL Damp | VANITY STRIP | 3 - Light Vanity Strip |  | VS36003PN.jpg | VS36003PN.jpg
VS43003-BBS | 3 - Light Lismore Vanity Strip | Modernizing the traditional wagon-wheel profile, the Lismore lighting collection by Feiss puts a contemporary twist on a classic. An unexpected pressed crystal detail on each stem adds a bit of updated glamour to the clean lines of the tapered fabric shades. | BATH | Lismore | Wall / Bath Lighting | Burnished Brass | BBS | Steel | White Fabric | D:5.5" H:6.5" | D:4" |  | 3 Candelabra B10 Torpedo 60w |  | 3 | No | [14 empty] | 0 | [12 empty] | 138.95 | 277.9 | 416.85 | W:24'' H:12 1/2'' E:6 3/8'' | 3.3 |  |  | 24 | 12.5 | Set Screw(s) |  |  |  |  | 6.375 | [25 empty] | D:5'' DP:1 1/8'' OB UP:10'' Round |  |  |  | 8 | Black/White |  |  | Hardwired | 0 | 0 | 0 | 0 | 0 | 0 | 0 | 0 | 0 | 0 | 0 | 014817597691 | 29.25 | 8.75 | 11 | 6 | 1.629 | 250 | Yes | [8 empty] | ETL Damp |  | VANITY STRIP | 3 - Light Lismore Vanity Strip |  | VS43003BBS.jpg | VS43003BBS.jpg
VS43003-ORB | 3 - Light Lismore Vanity Strip | Modernizing the traditional wagon-wheel profile, the Lismore lighting collection by Feiss puts a contemporary twist on a classic. An unexpected pressed crystal detail on each stem adds a bit of updated glamour to the clean lines of the tapered fabric shades. | BATH | Lismore | Wall / Bath Lighting | Oil Rubbed Bronze | ORB |  | Ivory Fabric | D:5.5" H:6.5" | D:4" |  | 3 Candelabra B10 Torpedo 60w |  | 3 | No | [14 empty] | 0 | [12 empty] | 139.95 | 279.9 | 419.85 | W:24'' H:12 7/8'' E:6 3/8'' | 3.3 |  |  | 24 | 12.875 | Other |  |  |  |  | 6.375 | [25 empty] | D:5'' DP:1 1/8'' OB UP:10 3/8'' OB DOWN:2 1/2'' |  |  |  | 8 | Black/White |  |  | Hardwired | 0 | 0 | 0 | 0 | 0 | 0 | 0 | 0 | 0 | 0 | 0 | 014817523065 | 23 | 10 | 8.75 | 5.4 | 1.165 | 175 | Yes | [8 empty] | ETL Damp |  | VANITY STRIP | 3 - Light Lismore Vanity Strip |  | VS43003ORB.jpg | VS43003ORB.jpg
VS43003-PN | 3 - Light Lismore Vanity Strip | Modernizing the traditional wagon-wheel profile, the Lismore lighting collection by Feiss puts a contemporary twist on a classic. An unexpected pressed crystal detail on each stem adds a bit of updated glamour to the clean lines of the tapered fabric shades. | BATH | Lismore | Wall / Bath Lighting | Polished Nickel | PN |  | White Fabric | D:5.5" H:6.5" | D:4" |  | 3 Candelabra B10 Torpedo 60w |  | 3 | No | [14 empty] | 0 | [12 empty] | 139.95 | 279.9 | 419.85 | W:24'' H:12 7/8'' E:6 3/8'' | 3.3 |  |  | 24 | 12.875 | Other |  |  |  |  | 6.375 | [25 empty] | D:5'' DP:1 1/8'' OB UP:10 3/8'' OB DOWN:2 1/2'' |  |  |  | 8 | Black/White |  |  | Hardwired | 0 | 0 | 0 | 0 | 0 | 0 | 0 | 0 | 0 | 0 | 0 | 014817523058 | 23 | 8.5 | 10 | 5.5 | 1.131 | 175 | Yes | [8 empty] | ETL Damp |  | VANITY STRIP | 3 - Light Lismore Vanity Strip |  | VS43003PN.jpg | VS43003PN.jpg
VS47004-BS | 4 - Light Sophie Vanity Fixture | Inspired by classic crystal drawer pulls, the Sophie lighting collection by Feiss couples contemporary crystal with traditional lines. On each light’s base, a faceted crystal detail adds sparkle. The etched, white case glass shade features the same faceted corner detail as seen in the cut crystal. It’s the perfect balance of feminine and masculine influences. | BATH | Sophie | Wall / Bath Lighting | Brushed Steel | BS | Aluminum / Zinc / Steel / Glass / Brass | Opal Etched Cased Glass | L:4.5" W:4.5" H:5.75" |  |  | 4 Medium A19 100w |  | 4 | No | [14 empty] | 0 | [12 empty] | 164.5 | 329 | 493.5 | W:30 3/4'' H:9 1/2'' | 7.48 |  |  | 30.75 | 9.5 | Other |  |  |  |  | 6.25 | [25 empty] | DP:1 5/8'' W:4 5/8'' H:4 5/8'' OB UP:7 1/4'' OB DOWN:2 1/4'' Square |  |  |  | 8 | Black/White |  |  | Hardwired | 0 | 0 | 0 | 0 | 0 | 0 | 0 | 0 | 0 | 0 | 0 | 014817524024 | 31 | 10.25 | 9 | 10.2 | 1.655 | 125 | Yes | [8 empty] | ETL Damp |  | VANITY STRIP | 4 - Light Sophie Vanity Fixture |  | VS47004BS.jpg | VS47004BS.jpg
VS48001-BS | 1 - Light Payne Vanity Strip | Steeped in the revived English Tudor design trend, the Payne lighting collection by Feiss still has an elegantly simple and modern profile. The clean, white, opal etched glass complements the simple spun metal ring detail. | BATH | Payne | Wall / Bath Lighting | Brushed Steel | BS | Aluminum / Zinc / Steel / Glass | Opal Etched Glass | D:2.375" H:11.125" |  |  | 1 Medium T10 75w |  | 1 | No | [14 empty] | 0 | [12 empty] | 86.95 | 173.9 | 260.85 | W:4 1/2'' H:14 1/4'' | 1.98 |  |  | 4.5 | 14.25 | Other |  |  |  |  | 4.625 | [25 empty] | DP:3/4'' W:4 1/2'' H:4 1/2'' OB UP:12'' OB DOWN:2 1/4'' Square |  |  |  | 8 | Black/White |  |  | Hardwired | 0 | 0 | 0 | 0 | 0 | 0 | 0 | 0 | 0 | 0 | 0 | 014817524093 | 13 | 9.125 | 6 | 2.8 | 0.412 | 100 | Yes | 2 | 10014817524090 | 13.25 | 9.5 | 9.5 | 6.8 | 0.692 | Yes | ETL Damp |  | VANITY STRIP | 1 - Light Payne Vanity Strip |  | VS48001BS.jpg | VS48001BS.jpg
VS48001-DPZ | 1 - Light Payne Vanity Strip | Steeped in the revived English Tudor design trend, the Payne lighting collection by Feiss still has an elegantly simple and modern profile. The clean, white, opal etched glass complements the simple spun metal ring detail. | BATH | Payne | Wall / Bath Lighting | Dark Plated Bronze | DPZ | Aluminum / Zinc / Steel / Glass | Opal Etched Glass | D:2.375" H:11.125" |  |  | 1 Medium T10 75w |  | 1 | No | [14 empty] | 0 | [12 empty] | 86.95 | 173.9 | 260.85 | W:4 1/2'' H:14 1/4'' | 1.98 |  |  | 4.5 | 14.25 | Other |  |  |  |  | 4.625 | [25 empty] | DP:3/4'' W:4 1/2'' H:4 1/2'' OB UP:12'' OB DOWN:2 1/4'' Square |  |  |  | 8 | Black/White |  |  | Hardwired | 0 | 0 | 0 | 0 | 0 | 0 | 0 | 0 | 0 | 0 | 0 | 014817524116 | 13.5 | 9.5 | 6 | 2.8 | 0.445 | 125 | Yes | 2 | 10014817524113 | 13.5 | 9.5 | 13 | 6.6 | 0.965 | Yes | ETL Damp |  | VANITY STRIP | 1 - Light Payne Vanity Strip |  | VS48001DPZ.jpg | VS48001DPZ.jpg
VS48001-PN | 1 - Light Payne Vanity Strip | Steeped in the revived English Tudor design trend, the Payne lighting collection by Feiss still has an elegantly simple and modern profile. The clean, white, opal etched glass complements the simple spun metal ring detail. | BATH | Payne | Wall / Bath Lighting | Polished Nickel | PN | Aluminum / Zinc / Steel / Glass | Opal Etched Glass | D:2.375" H:11.125" |  |  | 1 Medium T10 75w |  | 1 | No | [14 empty] | 0 | [12 empty] | 86.95 | 173.9 | 260.85 | W:4 1/2'' H:14 1/4'' | 1.98 |  |  | 4.5 | 14.25 | Other |  |  |  |  | 4.625 | [25 empty] | DP:3/4'' W:4 1/2'' H:4 1/2'' OB UP:12'' OB DOWN:2 1/4'' Square |  |  |  | 8 | Black/White |  |  | Hardwired | 0 | 0 | 0 | 0 | 0 | 0 | 0 | 0 | 0 | 0 | 0 | 014817524109 | 13 | 9.25 | 6 | 3.1 | 0.418 | 125 | Yes | 2 | 10014817524106 | 13.75 | 9.75 | 13.25 | 7.1 | 1.028 | Yes | ETL Damp |  | VANITY STRIP | 1 - Light Payne Vanity Strip |  | VS48001PN.jpg | VS48001PN.jpg
VS48002-BS | 2 - Light Payne Vanity Strip | Steeped in the revived English Tudor design trend, the Payne lighting collection by Feiss still has an elegantly simple and modern profile. The clean, white, opal etched glass complements the simple spun metal ring detail. | BATH | Payne | Wall / Bath Lighting | Brushed Steel | BS | Aluminum / Zinc / Steel / Glass | Opal Etched Glass | D:2.375" H:8.875" |  |  | 2 Medium T10 75w |  | 2 | No | [14 empty] | 0 | [12 empty] | 115.95 | 231.9 | 347.85 | W:4 1/2'' H:19 1/4'' | 2.64 |  |  | 4.5 | 19.25 | Other |  |  |  |  | 4.875 | [25 empty] | DP:3/4'' W:4 1/2'' H:4 1/2'' OB UP:9 5/8'' OB DOWN:9 7/8'' Square |  |  |  | 8 | Black/White |  |  | Hardwired | 0 | 0 | 0 | 0 | 0 | 0 | 0 | 0 | 0 | 0 | 0 | 014817524154 | 10.5 | 9.25 | 7.25 | 4.1 | 0.407 | 93 | Yes | 2 | 10014817524151 | 15.5 | 10 | 11 | 8.9 | 0.987 | Yes | ETL Damp |  | VANITY STRIP | 2 - Light Payne Vanity Strip |  | VS48002BS.jpg | VS48002BS.jpg
VS48002-DPZ | 2 - Light Payne Vanity Strip | Steeped in the revived English Tudor design trend, the Payne lighting collection by Feiss still has an elegantly simple and modern profile. The clean, white, opal etched glass complements the simple spun metal ring detail. | BATH | Payne | Wall / Bath Lighting | Dark Plated Bronze | DPZ | Aluminum / Zinc / Steel / Glass | White Opal Etched Glass | D:2.375" H:8.875" |  |  | 2 Medium T10 75w |  | 2 | No | [14 empty] | 0 | [12 empty] | 115.95 | 231.9 | 347.85 | W:4 1/2'' H:19 1/4'' | 2.64 |  |  | 4.5 | 19.25 | Other |  |  |  |  | 4.875 | [25 empty] | DP:3/4'' W:4 1/2'' H:4 1/2'' OB UP:9 5/8'' OB DOWN:9 7/8'' Square |  |  |  | 8 | Black/White |  |  | Hardwired | 0 | 0 | 0 | 0 | 0 | 0 | 0 | 0 | 0 | 0 | 0 | 014817524178 | 10 | 9.5 | 7 | 4.2 | 0.385 | 93 | Yes | 2 | 10014817524175 | 11 | 10 | 16 | 9.1 | 1.019 | Yes | ETL Damp |  | VANITY STRIP | 2 - Light Payne Vanity Strip |  | VS48002DPZ.jpg | VS48002DPZ.jpg
VS48002-PN | 2 - Light Payne Vanity Strip | Steeped in the revived English Tudor design trend, the Payne lighting collection by Feiss still has an elegantly simple and modern profile. The clean, white, opal etched glass complements the simple spun metal ring detail. | BATH | Payne | Wall / Bath Lighting | Polished Nickel | PN | Aluminum / Zinc / Steel / Glass | White Opal Etched Glass | D:2.375" H:8.875" |  |  | 2 Medium T10 75w |  | 2 | No | [14 empty] | 0 | [12 empty] | 115.95 | 231.9 | 347.85 | W:4 1/2'' H:19 1/4'' | 2.64 |  |  | 4.5 | 19.25 | Other |  |  |  |  | 4.875 | [25 empty] | DP:3/4'' W:4 1/2'' H:4 1/2'' OB UP:9 5/8'' OB DOWN:9 7/8'' Square |  |  |  | 8 | Black/White |  |  | Hardwired | 0 | 0 | 0 | 0 | 0 | 0 | 0 | 0 | 0 | 0 | 0 | 014817524161 | 10 | 9.5 | 7 | 4.2 | 0.385 | 93 | Yes | 2 | 10014817524168 | 11 | 10 | 16 | 9.1 | 1.019 | Yes | ETL Damp |  | VANITY STRIP | 2 - Light Payne Vanity Strip |  | VS48002PN.jpg | VS48002PN.jpg
VS50003-BS | 3 - Light Vanity Strip | The modern profile of the Talia lighting collection by Feiss features clean, angular lines. The metal reflector inlay features a diamond pattern detail. | BATH | Talia | Wall / Bath Lighting | Brushed Steel | BS | Steel / Aluminum / Glass | Opal Etched Glass | L:2.5" W:2.5" H:8.5" |  |  | 3 Medium T10 60w |  | 3 | No | [14 empty] | 0 | [12 empty] | 139.95 | 279.9 | 419.85 | W:33'' H:4 7/8'' E:3 3/8'' | 5.5 |  |  | 33 | 4.875 | Other |  |  |  |  | 3.375 | [25 empty] | DP:3/4'' H:4 7/8'' OB UP:2 7/16'' OB DOWN:2 7/16'' Rectangular |  |  |  | 8 | Black/White |  |  | Hardwired | 1 | 0 | 0 | 0 | 0 | 0 | 0 | 0 | 0 | 0 | 0 | 014817525427 | 36 | 9 | 7 | 7.6 | 1.313 | 175 | Yes | 2 | 10014817525424 | 37 | 9.5 | 17 | 17.4 | 3.458 | Yes | ETL Damp |  | VANITY STRIP | 3 - Light Vanity Strip |  | VS50003BS.jpg | VS50003BS.jpg
VS53001-CH | 1 - Light Vanity Strip | The Monica bath lighting collection by Feiss nicely combines a classic, tapered shade silhouette with a contemporary take on crystal. The single, faceted crystal drop of each light (which can be removed) elegantly emulates a drop of water. The floating shade attaches to the back plate contributing to the overall clean lines of the fixture. | BATH | Monica | Wall / Bath Lighting | Chrome | CH |  | Opal Glass | W:5" H:5.75" |  |  | 1 Medium A19 100w |  | 1 | No | [14 empty] | 0 | [12 empty] | 70.95 | 141.9 | 212.85 | W:5 3/8'' H:9 5/8'' E:5 7/8'' - 6'' | 2.42 |  |  | 5.375 | 9.625 | Cross Bar |  |  |  |  | 5.875 - 6 | [25 empty] | DP:3/4'' Round |  |  |  | 8 | Black/White |  |  | Hardwired | 0 | 0 | 0 | 0 | 0 | 0 | 0 | 0 | 0 | 0 | 0 | 014817527896 | 12 | 8.38 | 10.58 | 2.9 | 0.616 | 175 | Yes | [8 empty] | ETL Damp |  | VANITY STRIP | 1 - Light Vanity Strip |  | VS53001CH.jpg | VS53001CH.jpg
VS53002-CH | 2 - Light Vanity Strip | The Monica bath lighting collection by Feiss nicely combines a classic, tapered shade silhouette with a contemporary take on crystal. The single, faceted crystal drop of each light (which can be removed) elegantly emulates a drop of water. The floating shade attaches to the back plate contributing to the overall clean lines of the fixture. | BATH | Monica | Wall / Bath Lighting | Chrome | CH |  | Opal Glass |  |  |  | 2 Medium A19 100w |  | 2 | No | [14 empty] | 0 | [12 empty] | 142.45 | 284.9 | 427.35 | W:14'' H:9 5/8'' | 4.4 |  |  | 14 | 9.625 | Other |  |  |  |  | 6 | [25 empty] | DP:3/4'' H:14'' Round |  |  |  | 8 | Black/White |  |  | Hardwired | 0 | 0 | 0 | 0 | 0 | 0 | 0 | 0 | 0 | 0 | 0 | 014817527919 | 17.25 | 12.25 | 10.75 | 6 | 1.315 | 175 | Yes | [8 empty] | ETL Damp |  | VANITY STRIP | 2 - Light Vanity Strip |  | VS53002CH.jpg | VS53002CH.jpg
VS6701-PW | 1 - Light Vanity Fixture | The White Alabaster glass shades of the Bristol lighting collection by Feiss bring exceptional warmth and beauty to this subtle design. The delicately flared shades extend from gently curved arms reaching from the round backplate and are finished with small, orb finials at both ends to reinforce the curvaceous motif. | BATH | Bristol | Wall / Bath Lighting | Pewter | PW | Steel | Undefined Glass | D:5.375" H:4.25" |  |  | 1 Medium A19 100w |  | 1 | No | [27 empty] | 44.5 | 89 | 133.5 | L:5'' H:6 3/4'' E:7 1/2'' | 12.7 |  | 5 |  | 6.75 | [5 empty] | 7.5 | [25 empty] | D:5'' Round |  |  |  | 8 |  |  |  | Hardwired | 0 | 0 | 0 | 0 | 0 | 0 | 0 | 0 | 0 | 0 | 0 | 014817231199 | 19 | 15 | 5.25 | 3.5 | 0.866 | 175 | Yes | 2 | 10014817231196 | 19 | 15 | 10.5 | 7 | 1.732 | Yes | UL Damp | cUL Damp | VANITY STRIP | 1-Light Bristol |  | VS6701PW.jpg
VS7401-CH | 1 - Light Vanity Fixture | Clean and crisp lines characterize the Bentley bathroom lighting collection by Feiss. The arms project from the bottom of the backplate, allowing the concentric motif on the face of the backplate to be a design feature. The fitters have the look of a turned spindle and, when coupled with the clean lines of the Opal Etched Glass shades, become a modern classic. Bentley bath fixtures are available in multiple sizes including a 1-light wall sconce, a 2-light vanity and a 3-light vanity, to accommodate bathrooms both large and small. Opal Etched Glass shades softly diffuse the light. Choose from either a Chrome or Satin Nickel finish. Bentley can be mounted up or down. | BATH | Bentley | Wall / Bath Lighting | Chrome | CH | [5 empty] | 1 Medium A19 100w |  | 1 | No | [14 empty] | 0 | [12 empty] | 46.45 | 92.9 | 139.35 | W:5'' H:8 1/2'' E:6 7/8'' | 8.4 |  |  | 5 | 8.5 | [5 empty] | 6.875 | [25 empty] | D:5'' DP:1 3/8'' Round |  |  |  | 8 |  |  |  | Hardwired | 0 | 0 | 0 | 0 | 0 | 0 | 0 | 0 | 0 | 0 | 0 | 014817239003 | 20.5 | 8 | 5 | 4.2 | 0.475 | 100 | Yes | 2 | 10014817239000 | 20.5 | 8 | 10 | 8.4 | 0.949 | Yes | UL Damp | cUL Damp | VANITY STRIP | 1-Light Bentley |  | VS7401CH.jpg
VS7401-SN | 1 - Light Wall Sconce | Clean and crisp lines characterize the Bentley bathroom lighting collection by Feiss. The arms project from the bottom of the backplate, allowing the concentric motif on the face of the backplate to be a design feature. The fitters have the look of a turned spindle and, when coupled with the clean lines of the Opal Etched Glass shades, become a modern classic. Bentley bath fixtures are available in multiple sizes including a 1-light wall sconce, a 2-light vanity and a 3-light vanity, to accommodate bathrooms both large and small. Opal Etched Glass shades softly diffuse the light. Choose from either a Chrome or Satin Nickel finish. Bentley can be mounted up or down. | WALL SCONCE | Bentley | Wall / Bath Lighting | Satin Nickel | SN | Steel | White Opal Etched Glass |  |  |  | 1 Medium A19 100w |  | 1 | No | [14 empty] | 0 | [12 empty] | 46.45 | 92.9 | 139.35 | W:5'' H:8 1/2'' E:6 7/8'' | 1.82 |  |  | 5 | 8.5 | [5 empty] | 6.875 | [25 empty] | D:5'' DP:1 3/8'' OB UP:4 1/4'' OB DOWN:4 1/4'' Round |  |  |  | 8 |  |  |  | Hardwired | 0 | 1 | 0 | 0 | 0 | 0 | 0 | 0 | 0 | 0 | 0 | 014817571943 | 10 | 7.25 | 9.25 | 2.4 | 0.388 | 125 | Yes | 2 | 10014817571940 | 20.75 | 8 | 10 | 5.7 | 0.961 | Yes | UL Damp | cUL Damp | BENTLEY 1L SCONCE STN NKL | 1 - Light Wall Sconce |  | VS7401SN.jpg | VS7401SN.jpg
VS7402-CH | 2 - Light Vanity Fixture | Clean and crisp lines characterize the Bentley bathroom lighting collection by Feiss. The arms project from the bottom of the backplate, allowing the concentric motif on the face of the backplate to be a design feature. The fitters have the look of a turned spindle and, when coupled with the clean lines of the Opal Etched Glass shades, become a modern classic. Bentley bath fixtures are available in multiple sizes including a 1-light wall sconce, a 2-light vanity and a 3-light vanity, to accommodate bathrooms both large and small. Opal Etched Glass shades softly diffuse the light. Choose from either a Chrome or Satin Nickel finish. Bentley can be mounted up or down. | BATH | Bentley | Wall / Bath Lighting | Chrome | CH | [5 empty] | 2 Medium A19 100w |  | 2 | No | [27 empty] | 72.45 | 144.9 | 217.35 | L:12'' H:6 1/2'' E:5'' | 13.2 |  | 12 |  | 6.5 | [5 empty] | 5 | [25 empty] | D:5 1/16'' Round |  |  |  | 8 |  |  |  | Hardwired | 0 | 0 | 0 | 0 | 0 | 0 | 0 | 0 | 0 | 0 | 0 | 014817239034 | 17 | 14.5 | 5.25 | 6.6 | 0.749 | 100 | Yes | 2 | 10014817239031 | 17 | 14.5 | 10.5 | 13.2 | 1.498 | Yes | UL Damp | cUL Damp | VANITY STRIP | 2-Light Bentley |  | VS7402CH.jpg
VS7402-SN | 2 - Light Vanity | Clean and crisp lines characterize the Bentley bathroom lighting collection by Feiss. The arms project from the bottom of the backplate, allowing the concentric motif on the face of the backplate to be a design feature. The fitters have the look of a turned spindle and, when coupled with the clean lines of the Opal Etched Glass shades, become a modern classic. Bentley bath fixtures are available in multiple sizes including a 1-light wall sconce, a 2-light vanity and a 3-light vanity, to accommodate bathrooms both large and small. Opal Etched Glass shades softly diffuse the light. Choose from either a Chrome or Satin Nickel finish. Bentley can be mounted up or down. | BATH | Bentley | Wall / Bath Lighting | Satin Nickel | SN | Steel | White Opal Etched Glass | W:4.125" H:4.375" |  |  | 2 Medium A19 100w |  | 2 | No | [14 empty] | 0 | [12 empty] | 72.45 | 144.9 | 217.35 | L:12'' H:6 1/2'' E:5'' | 2.52 |  | 12 |  | 6.5 | [5 empty] | 5 | [25 empty] | D:5 1/16'' OB UP:3 1/4'' OB DOWN:3 1/4'' Round |  |  |  | 8 |  |  |  | Hardwired | 0 | 1 | 0 | 0 | 0 | 0 | 0 | 0 | 0 | 0 | 0 | 014817571950 | 15 | 8.25 | 10 | 3.8 | 0.716 | 175 | Yes | 2 | 10014817571957 | 17.5 | 15.25 | 11 | 9.1 | 1.699 | Yes | UL Damp | cUL Damp | BENTLEY 2L BATH STN NKL | 2 - Light Vanity |  | VS7402SN.jpg | VS7402SN.jpg
VS7403-CH | 3 - Light Vanity Fixture | Clean and crisp lines characterize the Bentley bathroom lighting collection by Feiss. The arms project from the bottom of the backplate, allowing the concentric motif on the face of the backplate to be a design feature. The fitters have the look of a turned spindle and, when coupled with the clean lines of the Opal Etched Glass shades, become a modern classic. Bentley bath fixtures are available in multiple sizes including a 1-light wall sconce, a 2-light vanity and a 3-light vanity, to accommodate bathrooms both large and small. Opal Etched Glass shades softly diffuse the light. Choose from either a Chrome or Satin Nickel finish. Bentley can be mounted up or down. | BATH | Bentley | Wall / Bath Lighting | Chrome | CH | [5 empty] | 3 Medium A19 100w |  | 3 | No | [27 empty] | 92.95 | 185.9 | 278.85 | L:18'' H:6 1/2'' E:6 1/2'' | 8.5 |  | 18 |  | 6.5 | [5 empty] | 6.5 | [25 empty] | D:5'' DP:1 1/16'' Round |  |  |  | 8 |  |  |  | Hardwired | 0 | 0 | 0 | 0 | 0 | 0 | 0 | 0 | 0 | 0 | 0 | 014817239065 | 20.5 | 10 | 10.25 | 6.7 | 1.216 | 175 | Yes | [8 empty] | UL Damp | cUL Damp | VANITY STRIP | 3-Light Bentley |  | VS7403CH.jpg
VS7403-SN | 3 - Light Vanity | Clean and crisp lines characterize the Bentley bathroom lighting collection by Feiss. The arms project from the bottom of the backplate, allowing the concentric motif on the face of the backplate to be a design feature. The fitters have the look of a turned spindle and, when coupled with the clean lines of the Opal Etched Glass shades, become a modern classic. Bentley bath fixtures are available in multiple sizes including a 1-light wall sconce, a 2-light vanity and a 3-light vanity, to accommodate bathrooms both large and small. Opal Etched Glass shades softly diffuse the light. Choose from either a Chrome or Satin Nickel finish. Bentley can be mounted up or down. | BATH | Bentley | Wall / Bath Lighting | Satin Nickel | SN | Steel | White Opal Etched Glass | W:4.125" H:4.375" |  |  | 3 Medium A19 100w |  | 3 | No | [14 empty] | 0 | [12 empty] | 92.95 | 185.9 | 278.85 | L:18'' H:6 1/2'' E:6 1/2'' | 4.26 |  | 18 |  | 6.5 | [5 empty] | 6.5 | [25 empty] | D:5'' DP:1 1/16'' OB UP:3 1/4'' OB DOWN:3 1/4'' Round |  |  |  | 8 |  |  |  | Hardwired | 0 | 1 | 0 | 0 | 0 | 0 | 0 | 0 | 0 | 0 | 0 | 014817571967 | 21.25 | 9.75 | 9.5 | 5.3 | 1.139 | 175 | Yes | [8 empty] | UL Damp | cUL Damp | BENTLEY 3L BATH STN NKL | 3 - Light Vanity |  | VS7403SN.jpg | VS7403SN.jpg
VS8002-ORB | 2 - Light Vanity Fixture | Solid state brass decorative turnings and thick pressed Opal Etched glass are just two classic design features of the Canterbury lighting collection by Feiss. Coordinating effortlessly with popular Country French and Victorian inspired décor, the fixtures can be mounted facing up or down to further customize the lighting design. | BATH | Canterbury | Wall / Bath Lighting | Oil Rubbed Bronze | ORB | Steel / Zinc |  |  |  |  | 2 Medium A19 100w |  | 2 | No | [27 empty] | 102.45 | 204.9 | 307.35 | L:14'' H:8'' E:4 1/2'' | 16.5 |  | 14 |  | 8 | [5 empty] | 4.5 | [25 empty] | W:9'' H:4 3/4'' Irregular |  |  |  | 8 |  |  |  | Hardwired | 0 | 0 | 0 | 0 | 0 | 0 | 0 | 0 | 0 | 0 | 0 | 014817252361 | 16.5 | 9.5 | 9.25 | 8.25 | 0.839 | 100 | Yes | 2 | 10014817252368 | 16.5 | 9.5 | 18.5 | 16.5 | 1.678 | Yes | UL Damp | cUL Damp | VANITY STRIP | 2-Light Canterbury |  | VS8002ORB.jpg
VS8002-PN | 2 - Light Vanity Fixture | Solid state brass decorative turnings and thick pressed Opal Etched glass are just two classic design features of the Canterbury lighting collection by Feiss. Coordinating effortlessly with popular Country French and Victorian inspired décor, the fixtures can be mounted facing up or down to further customize the lighting design. | BATH | Canterbury | Wall / Bath Lighting | Polished Nickel | PN | [5 empty] | 2 Medium A19 100w |  | 2 | No | [14 empty] | 0 | [12 empty] | 102.45 | 204.9 | 307.35 | L:14'' H:8'' E:4 1/2'' | 16.5 |  | 14 |  | 8 | [5 empty] | 4.5 | [25 empty] | DP:1'' W:9'' H:4 1/4'' OB DOWN:3 3/4'' Rectangular |  |  |  | 8 |  |  |  | Hardwired | 0 | 0 | 0 | 0 | 0 | 0 | 0 | 0 | 0 | 0 | 0 | 014817252378 | 18.5 | 10 | 8.5 | 8.25 | 0.91 | 100 | Yes | 2 | 10014817252375 | 18.5 | 10 | 17 | 16.5 | 1.82 | Yes | UL Damp | cUL Damp | VANITY STRIP | 2-Light Canterbury |  | VS8002PN.jpg
VS8003-ORB | 3 - Light Vanity Fixture | Solid state brass decorative turnings and thick pressed Opal Etched glass are just two classic design features of the Canterbury lighting collection by Feiss. Coordinating effortlessly with popular Country French and Victorian inspired décor, the fixtures can be mounted facing up or down to further customize the lighting design. | BATH | Canterbury | Wall / Bath Lighting | Oil Rubbed Bronze | ORB | [5 empty] | 3 Medium A19 100w |  | 3 | No | [27 empty] | 121.95 | 243.9 | 365.85 | L:18 1/2'' H:9'' E:7'' | 9.2 |  | 18.5 |  | 9 | [5 empty] | 7 | [25 empty] | W:8 1/2'' H:4 1/2'' OB UP:6'' Irregular |  |  |  | 8 |  |  |  | Hardwired | 0 | 0 | 0 | 0 | 0 | 0 | 0 | 0 | 0 | 0 | 0 | 014817252385 | 18 | 9.5 | 9 | 9.2 | 0.891 | 93 | Yes | [8 empty] | UL Damp | cUL Damp | VANITY STRIP | 3-Light Canterbury |  | VS8003ORB.jpg
VS8003-PN | 3 - Light Vanity Fixture | Solid state brass decorative turnings and thick pressed Opal Etched glass are just two classic design features of the Canterbury lighting collection by Feiss. Coordinating effortlessly with popular Country French and Victorian inspired décor, the fixtures can be mounted facing up or down to further customize the lighting design. | BATH | Canterbury | Wall / Bath Lighting | Polished Nickel | PN | [5 empty] | 3 Medium A19 100w |  | 3 | No | [27 empty] | 121.95 | 243.9 | 365.85 | L:18 1/2'' H:9'' E:7'' | 9.2 |  | 18.5 |  | 9 | [5 empty] | 7 | [25 empty] | W:8 1/2'' H:4 1/2'' OB UP:6'' Irregular |  |  |  | 8 |  |  |  | Hardwired | 0 | 0 | 0 | 0 | 0 | 0 | 0 | 0 | 0 | 0 | 0 | 014817252392 | 18 | 9.5 | 9 | 9.2 | 0.891 | 93 | Yes | [8 empty] | UL Damp | cUL Damp | VANITY STRIP | 3-Light Canterbury |  | VS8003PN.jpg
WB1227MBZ | 2 - Light Sconce | Inspired by the grand Châteaus of Southern France, the Chateau lighting collection by Feiss is both delicate and detailed. Its square tube curls lyrically play into one another as the hand polished glass crystals punctuate each curl. | WALL SCONCE | Chateau | Wall / Bath Lighting | Mocha Bronze | MBZ | [5 empty] | 2 Candelabra B Torpedo 60w |  | 2 | No | [14 empty] | 0 | [12 empty] | 92.95 | 185.9 | 278.85 | W:8 1/2'' H:11 3/4'' E:4 1/2'' | 1.8 |  |  | 8.5 | 11.75 | [5 empty] | 4.5 | [25 empty] | D:5'' Round |  |  |  | 8 |  |  |  | Hardwired | 0 | 0 | 0 | 0 | 0 | 0 | 0 | 0 | 0 | 0 | 0 | 014817268300 | 14.5 | 14.5 | 5.625 | 4.465 | 0.684 | 125 | Yes | 2 | 10014817268307 | 14.5 | 14.5 | 11.25 | 8.93 | 1.369 | Yes | UL Dry | cUL Dry | WALL SCONCE | 2 - Light Chateau |  | WB1227MBZ.jpg
WB1288WAL | One Light ADA Wall Sconce | The casual iron Drawing Room lighting collection has traditional Edwardian style. The overlapping arch and fluted detailing is found both in the pressed glass bowls and the die cast aluminum fitters. The fretwork elements draw on traditional British architectural themes. | WALL SCONCE | Drawing Room | Wall / Bath Lighting | Walnut | WAL | Steel | Amber Snow Scavo Glass | L:8.625" W:3.75" H:10.25" |  |  | 1 Medium A19 100w |  | 1 | No | [14 empty] | 0 | [12 empty] | 85.45 | 170.9 | 256.35 | W:9'' H:12 1/4'' E:4'' | 4.6 |  |  | 9 | 12.25 | Center Lock-Up |  |  |  |  | 4 |  | No |  | No | [21 empty] | DP:1/4'' W:7 3/4'' H:9 3/4'' OB UP:3 7/8'' Irregular |  |  |  | 8 | Black/White |  |  | Hardwired | 1 | 0 | 0 | 0 | 1 | 0 | 0 | 1 | 0 | 0 | 0 | 014817299625 | 16.5 | 14 | 6 | 5.6 | 0.802 | 125 | Yes | 2 | 10014817299622 | 16.5 | 14 | 12 | 11.2 | 1.604 | Yes | UL Damp | cUL Damp | DRAWING ROOM 1L ADA SCONCE-WAL | One Light ADA Wall Sconce |  | WB1288WAL.jpg
WB1323PN | 1 - Light Sconce | With a Hollywood Regency design influence from the 1920s, the Industrial Revolution lighting collection by Feiss has cylindrical glass with a glamorous finish. | WALL SCONCE | Industrial Revolution | Wall / Bath Lighting | Polished Nickel | PN | Metal |  |  |  |  | 1 Medium A19 100w |  | 1 | No | [27 empty] | 71.45 | 142.9 | 214.35 | W:5'' H:12'' E:4 3/8'' | 2 |  |  | 5 | 12 | [5 empty] | 4.375 | [25 empty] | D:5'' Round | [8 empty] | 0 | 0 | 0 | 0 | 0 | 0 | 0 | 0 | 0 | 0 | 0 | 014817318579 | 17.25 | 8.75 | 8.625 | 3.7 | 0.753 | 175 | Yes | 2 | 10014817318576 | 17.25 | 8.75 | 17.25 | 7.4 | 1.507 | Yes | UL Damp | cUL Damp | WALL SCONCE - ADA | 1 - Light Industrial Revolution |  | WB1323PN.jpg
WB1330WAL | One Light ADA Wall Sconce | The casual iron Drawing Room lighting collection has traditional Edwardian style. The overlapping arch and fluted detailing is found both in the pressed glass bowls and the die cast aluminum fitters. The fretwork elements draw on traditional British architectural themes. | WALL SCONCE | Drawing Room | Wall / Bath Lighting | Walnut | WAL | Steel / Aluminum | Amber Snow Scavo Glass | L:6.25" W:34" H:5.25" |  |  | 1 Candelabra Torpedo 60w |  | 1 | No | [14 empty] | 0 | [12 empty] | 33.95 | 67.9 | 101.85 | W:6 1/4'' H:8'' E:4'' | 1.5 |  |  | 6.25 | 8 | Center Lock-Up |  |  |  |  | 4 |  | No |  | No | [21 empty] | DP:1/4'' W:5 3/8'' H:6 3/8'' OB UP:2 1/8'' Irregular |  |  |  | 8 | Black/White |  |  | Hardwired | 1 | 0 | 0 | 0 | 1 | 0 | 0 | 1 | 0 | 0 | 0 | 014817319897 | 9.75 | 9.25 | 7.5 | 2.3 | 0.391 | 125 | Yes | 2 | 10014817319894 | 16 | 9.5 | 10 | 6 | 0.88 | Yes | UL Damp | cUL Damp | DRAWING ROOM 1L ADA SCONCE-WAL | One Light ADA Wall Sconce |  | WB1330WAL.jpg
WB1332ATS | 1 - Light Sconce | The classic Versailles-style Salon Maison lighting collection by Feiss is beautifully opulent with its large number of hand-polished, multi-faceted glass crystals and rich Aged Tortoise Shell finish. Fleur-de-lis inspired embellishments give the collection more design detail. | WALL SCONCE | Salon Maison | Wall / Bath Lighting | Aged Tortoise Shell | ATS | Steel |  |  |  |  | 1 Candelabra A19 60w |  | 1 | No | [27 empty] | 110.45 | 220.9 | 331.35 | W:5'' H:16 1/2'' E:4 3/4'' | 2.8 |  |  | 5 | 16.5 | [5 empty] | 4.75 | [25 empty] | W:5'' H:14'' Rectangular | [8 empty] | 0 | 0 | 0 | 0 | 0 | 0 | 0 | 0 | 0 | 0 | 0 | 014817318708 | 17.5 | 5 | 17.5 | 5.39 | 0.886 | 125 | Yes | 2 | 10014817318705 | 17.5 | 10 | 17.5 | 10.78 | 1.772 | Yes | UL Dry | cUL Dry | WALL SCONCE - ADA | 1-Light Salon Maison |  | WB1332ATS.jpg
WB1341BS | One Light ADA Wall Sconce | Barrington conveys simple refinement with flair. The Opal Etched glass shades create a warm, soft glow, and the subtle details found in the body construction add visual interest without upstaging the surrounding décor. The Barrington wall sconces are ADA compliant. | WALL SCONCE | Barrington | Wall / Bath Lighting | Brushed Steel | BS | Steel | White Opal Etched Glass | L:4.25" W:3.5" H:13" |  |  | 1 Medium A19 100w |  | 1 | No | [14 empty] | 0 | [12 empty] | 64.98 | 129.96 | 194.94 | W:5 1/4'' H:15 1/4'' E:4'' | 3.9 |  |  | 5.25 | 15.25 | Center Lock-Up |  |  |  |  | 4 |  | No |  | No | [21 empty] | DP:3/4'' W:5 1/4'' H:15 1/2'' OB UP:4'' Rectangular |  |  |  | 8 | Black/White |  |  | Hardwired | 1 | 0 | 0 | 0 | 1 | 0 | 0 | 1 | 0 | 0 | 0 | 014817330427 | 19 | 8.75 | 8.5 | 6.95 | 0.818 | 100 | Yes | 2 | 10014817330424 | 19 | 8.75 | 17 | 13.9 | 1.636 | Yes | UL Damp | cUL Damp | BARRINGTON 1L ADA SCONCE-BS | One Light ADA Wall Sconce |  | WB1341-BS.jpg
WB1341BS-L1 | LED ADA Wall Sconce | Barrington conveys simple refinement with flair. The Opal Etched glass shades create a warm, soft glow, and the subtle details found in the body construction add visual interest without upstaging the surrounding décor. The Barrington wall sconces are ADA compliant. | WALL SCONCE | Barrington | Wall / Bath Lighting | Brushed Steel | BS | Steel | White Opal Etched Glass | L:4.25" W:3.5" H:13" |  |  |  |  | 1 | No | 900 | 3000 | 90 | 10 | 12 | 19 - Integrated | LED - Array |  | 10 | 100 | LED | 10 | 10 | 50000 | 0 | [12 empty] | 88.98 | 177.96 | 266.94 | W:5 1/4'' H:15 1/4'' E:4'' | 3.96 |  |  | 5.25 | 15.25 | Set Screw(s) |  |  |  |  | 4 |  | No |  | No | [21 empty] | DP:3/4'' W:5 1/4'' H:15 1/2'' OB UP:4'' Rectangular |  |  |  | 8 | Black/White |  |  | Hardwired | 1 | 0 | 0 | 0 | 1 | 0 | 1 | 0 | 0 | 0 | 0 | 014817582734 | 18.5 | 8.5 | 8.25 | 6 | 0.751 | 100 | Yes | 2 | 10014817582731 | 19.18 | 18 | 8.75 | 13.3 | 1.748 | Yes |  | cETL Damp | BARRINGTON LED ADA SCONCE-BS | LED ADA Wall Sconce |  | WB1341-BS-L1.jpg | WB1341BSL1.jpg
WB1341EN3/BS | One Light ADA Wall Sconce | Barrington conveys simple refinement with flair. The Opal Etched glass shades create a warm, soft glow, and the subtle details found in the body construction add visual interest without upstaging the surrounding décor. The Barrington wall sconces are ADA compliant. | WALL SCONCE | Barrington | Wall / Bath Lighting | Brushed Steel | BS | Steel | White Opal Etched Glass | L:4.25" W:3.5" H:13" |  |  | 1 Medium A19 9.3w |  | 1 | Yes | [14 empty] | 0 | [12 empty] | 67.45 | 134.9 | 202.35 | W:5 1/4'' H:15 1/4'' E:4'' | 3.9 |  |  | 5.25 | 15.25 | Center Lock-Up |  |  |  |  | 4 |  | No |  | No | [21 empty] | DP:3/4'' W:5 1/4'' H:15 1/2'' OB UP:4'' Rectangular |  |  |  | 8 | Black/White |  |  | Hardwired | 1 | 0 | 0 | 1 | 1 | 0 | 0 | 0 | 0 | 0 | 0 | 785652084096 | 19 | 8.75 | 8.5 | 6.95 | 0.818 | 100 | Yes | [8 empty] | UL Damp | cUL Damp | BARRINGTON 1L ADA SCONCE-BS | One Light ADA Wall Sconce |  | WB1341-BS.jpg | WB1341EN3.jpg
WB1341EN3/ORB | One Light ADA Wall Sconce | Barrington conveys simple refinement with flair. The Opal Etched glass shades create a warm, soft glow, and the subtle details found in the body construction add visual interest without upstaging the surrounding décor. The Barrington wall sconces are ADA compliant. | WALL SCONCE | Barrington | Wall / Bath Lighting | Oil Rubbed Bronze | ORB | Steel | White Opal Etched Glass | L:4.25" W:3.5" H:13" |  |  | 1 Medium A19 9.3w |  | 1 | Yes | [14 empty] | 0 | [12 empty] | 67.45 | 134.9 | 202.35 | W:5 1/4'' H:15 1/4'' E:4'' | 3.9 |  |  | 5.25 | 15.25 | Center Lock-Up |  |  |  |  | 4 |  | No |  | No | [21 empty] | DP:3/4'' W:5 1/4'' H:15 1/2'' OB UP:4'' Rectangular |  |  |  | 8 | Black/White |  |  | Hardwired | 1 | 0 | 0 | 1 | 1 | 0 | 0 | 0 | 0 | 0 | 0 | 785652084102 | 19 | 8.75 | 8.5 | 6.95 | 0.818 | 100 | Yes | [8 empty] | UL Damp | cUL Damp | BARRINGTON 1L ADA SCONCE-ORB | One Light ADA Wall Sconce |  | WB1341-ORB.jpg | WB1341EN3.jpg
WB1341ORB | One Light ADA Wall Sconce | Barrington conveys simple refinement with flair. The Opal Etched glass shades create a warm, soft glow, and the subtle details found in the body construction add visual interest without upstaging the surrounding décor. The Barrington wall sconces are ADA compliant. | WALL SCONCE | Barrington | Wall / Bath Lighting | Oil Rubbed Bronze | ORB | Steel | White Opal Etched Glass | L:4.25" W:3.5" H:13" |  |  | 1 Medium A19 100w |  | 1 | No | [14 empty] | 0 | [12 empty] | 64.98 | 129.96 | 194.94 | W:5 1/4'' H:15 1/4'' E:4'' | 3.9 |  |  | 5.25 | 15.25 | Center Lock-Up |  |  |  |  | 4 |  | No |  | No | [21 empty] | DP:3/4'' W:5 1/4'' H:15 1/2'' OB UP:4'' Rectangular |  |  |  | 8 | Black/White |  |  | Hardwired | 1 | 0 | 0 | 0 | 1 | 0 | 0 | 1 | 0 | 0 | 0 | 014817330434 | 18.5 | 8.25 | 7.75 | 5.2 | 0.685 | 125 | Yes | 2 | 10014817330431 | 19 | 8.75 | 16.5 | 12.2 | 1.587 | Yes | UL Damp | cUL Damp | BARRINGTON 1L ADA SCONCE-ORB | One Light ADA Wall Sconce |  | WB1341-ORB.jpg
WB1341ORB-L1 | LED ADA Wall Sconce | Barrington conveys simple refinement with flair. The Opal Etched glass shades create a warm, soft glow, and the subtle details found in the body construction add visual interest without upstaging the surrounding décor. The Barrington wall sconces are ADA compliant. | WALL SCONCE | Barrington | Wall / Bath Lighting | Oil Rubbed Bronze | ORB | Steel | White Opal Etched Glass | L:4.25" W:3.5" H:13" |  |  |  |  | 1 | No | 900 | 3000 | 90 | 10 | 12 | 19 - Integrated | LED - Array |  | 10 | 100 | LED | 10 | 10 | 50000 | 0 | [12 empty] | 88.98 | 177.96 | 266.94 | W:5 1/4'' H:15 1/4'' E:4'' | 3.96 |  |  | 5.25 | 15.25 | Set Screw(s) |  |  |  |  | 4 |  | No |  | No | [21 empty] | DP:3/4'' W:5 1/4'' H:15 1/2'' OB UP:4'' Rectangular |  |  |  | 8 | Black/White |  |  | Hardwired | 1 | 0 | 0 | 0 | 1 | 0 | 1 | 0 | 0 | 0 | 0 | 014817582741 | 18.5 | 8.5 | 8.5 | 6.3 | 0.774 | 100 | Yes | 2 | 10014817582748 | 19 | 18 | 9 | 13.6 | 1.781 | Yes | ETL Damp | cETL Damp | BARRINGTON LED ADA SCONCE-ORB | LED ADA Wall Sconce |  | WB1341-ORB-L1.jpg | WB1341ORBL1.jpg
WB1378BS | One Light Wall Sconce | Whether your decorating theme is traditional or contemporary, there is a place for this unique and stunning Casual Luxury chandelier and vanity lights. The organza shades and dark bronze or brushed steel plated finishes demand attention to the fine details of these fixtures. The wall brackets and sconces have a dual back plate for a dimensional design accent, and spun metal trim rings at the top and bottom of the shade lend a finishing touch. All of the shades on these wonderful fixtures are enclosed at the bottom for a lovely casting of light. | WALL SCONCE | Casual Luxury | Wall / Bath Lighting | Brushed Steel | BS | Steel | Silver Organza Hardback w/ Fabric | D:5.75" H:2.875" |  |  | 1 G9 T4 75w |  | 1 | No | [14 empty] | 0 | [12 empty] | 117.98 | 235.96 | 353.94 | L:6'' H:11 1/4'' E:6 1/2'' | 2.5 |  | 6 |  | 11.25 | Cap Nuts |  |  |  |  | 6.5 |  | No |  | No | [21 empty] | DP:7/8'' W:4 1/2'' H:7 1/4'' OB UP:6 7/16'' Rectangular |  |  |  | 8 | Black/White |  |  | Hardwired | 0 | 0 | 0 | 0 | 1 | 0 | 0 | 1 | 0 | 0 | 0 | 014817393460 | 13.5 | 9.5 | 6 | 3.74 | 0.445 | 100 | Yes | 2 | 10014817393467 | 14 | 10 | 13.5 | 9.2 | 1.094 | Yes | UL Damp | cUL Damp | CASUAL LUXURY 1L SCONCE-BS | One Light Wall Sconce |  | WB1378BS.jpg | WB1378BS.jpg
WB1378DBZ | 1 - Light Sconce | Whether your decorating theme is traditional or contemporary, there is a place for this unique and stunning Casual Luxury lighting collection by Feiss. The organza shades and plated dark bronze finish demand attention to the fine details of these fixtures. The wall brackets and sconces have a dual back plate for a dimensional design accent, and spun metal trim rings at the top and bottom of the shade lend a finishing touch. All of the shades on these wonderful fixtures are enclosed at the bottom for a lovely casting of light. | WALL SCONCE | Casual Luxury | Wall / Bath Lighting | Dark Bronze | DBZ |  | Undefined Hardback w/ Fabric | D:5.75" H:2.875" |  |  | 1 G9 Mini 75w |  | 1 | No | [27 empty] | 107.45 | 214.9 | 322.35 | L:6'' H:11 1/4'' E:6 1/2'' | 2.86 |  | 6 |  | 11.25 | [5 empty] | 6.5 | [25 empty] | W:7 1/4'' H:4 1/2'' OB UP:6 7/16'' OB DOWN:4 13/16'' Rectangular |  |  |  | 8 |  |  |  | Hardwired | 0 | 0 | 0 | 0 | 0 | 0 | 0 | 0 | 0 | 0 | 0 | 014817343311 | 23 | 13 | 4.75 | 1.96 | 0.822 | 250 | Yes | 2 | 10014817343318 | 23 | 13 | 9.5 | 3.92 | 1.644 | Yes | UL Damp | cUL Damp | WALL SCONCE - ADA | 1-Light Casual Luxury |  | WB1378DBZ.jpg
WB1449OBZ | 1 - Light Sconce | The Valentina lighting collection by Feiss was named after the Latin word meaning “strong and brave,” and rightfully so. The willowy frame is finished in Oxidized Bronze while Clear Polished glass crystals adorn each piece, adding even more elegance. Each candelabra style bulb sits in its own clear, crystal bobeche. | WALL SCONCE | Valentina | Wall / Bath Lighting | Oxidized Bronze | OBZ | Steel |  |  |  |  | 1 Candelabra Flame Tip 60w |  | 1 | No | [27 empty] | 81.45 | 162.9 | 244.35 | W:5'' H:19'' E:5'' | 3.3 |  |  | 5 | 19 | Set Screw(s) |  |  |  |  | 5 | [25 empty] | W:4 5/8'' H:13 1/2'' OB UP:6 3/4'' OB DOWN:12 1/2'' Oval | [7 empty] | Hardwired | 0 | 0 | 0 | 0 | 0 | 0 | 0 | 0 | 0 | 0 | 0 | 014817393477 | 4.5 | 9.5 | 7.25 | 5.2 | 0.179 | 65 | Yes | 2 | 10014817393474 | 9 | 19 | 14.5 | 10.4 | 1.435 | Yes | UL Damp | cUL Damp | WALL SCONCE | 1 - Light Valentina |  | WB1449OBZ.jpg | WB1449OBZ.jpg
WB1451BS | 1 - Light Sconce | The Mila lighting collection by Feiss features a frosted glass diffuser and a rotating reflector that allows direct or indirect lighting. A clean aesthetic and stylish look give these Wall Sconces a modern feel. The two-light fixtures can be installed either horizontally or vertically. | WALL SCONCE | Mila | Wall / Bath Lighting | Brushed Steel | BS |  | White Opal Etched Glass | W:4" H:12.5" |  |  | 1 Medium T10 60w |  | 1 | No | [27 empty] | 104.45 | 208.9 | 313.35 | W:5'' H:14 3/4'' E:4'' | 3.6 |  |  | 5 | 14.75 | Set Screw(s) |  |  |  |  | 4 | [25 empty] | W:5'' H:14'' OB UP:7'' OB DOWN:7 3/4'' Rectangular | [7 empty] | Hardwired | 1 | 0 | 0 | 0 | 0 | 0 | 0 | 0 | 0 | 0 | 0 | 014817371987 | 17 | 8.25 | 8.25 | 4.9 | 0.67 | 125 | Yes | 2 | 10014817371984 | 17.5 | 17 | 9.25 | 11.3 | 1.593 | Yes | UL Damp | cUL Damp | WALL SCONCE - ADA | 1 - Light Mila |  | WB1451BS.jpg | WB1451BS.jpg
WB1451ORB | 1 - Light Sconce | The Mila lighting collection by Feiss features a frosted glass diffuser and a rotating reflector that allows direct or indirect lighting. A clean aesthetic and stylish look give these Wall Sconces a modern feel. The two-light fixtures can be installed either horizontally or vertically. | WALL SCONCE | Mila | Wall / Bath Lighting | Oil Rubbed Bronze | ORB | Steel | White Opal Etched Glass | W:4" H:12.5" |  |  | 1 Medium T10 60w |  | 1 | No | [27 empty] | 106.48 | 212.96 | 319.44 | W:5'' H:14 3/4'' E:4'' | 3.6 |  |  | 5 | 14.75 | Set Screw(s) |  |  |  |  | 4 | [25 empty] | W:5'' H:14'' OB UP:7'' OB DOWN:7 3/4'' Rectangular | [7 empty] | Hardwired | 1 | 0 | 0 | 0 | 0 | 0 | 0 | 0 | 0 | 0 | 0 | 014817372007 | 17 | 8 | 8 | 4.9 | 0.63 | 125 | Yes | 2 | 10014817372004 | 17.5 | 17 | 9 | 11.7 | 1.549 | Yes | UL Damp | cUL Damp | WALL SCONCE- ADA | 1 - Light Mila |  | WB1451ORB.jpg | WB1451ORB.jpg
WB1452BS | 2 - Light Sconce | The Mila lighting collection by Feiss features a frosted glass diffuser and a rotating reflector that allows direct or indirect lighting. A clean aesthetic and stylish look give these Wall Sconces a modern feel. The two-light fixtures can be installed either horizontally or vertically. | WALL SCONCE | Mila | Wall / Bath Lighting | Brushed Steel | BS |  | White Opal Etched Glass | W:4.75" H:21.625" |  |  | 2 Medium T10 40w |  | 2 | No | [27 empty] | 127.95 | 255.9 | 383.85 | W:5'' H:24 1/4'' E:4 1/4'' | 5.3 |  |  | 5 | 24.25 | Set Screw(s) |  |  |  |  | 4.25 | [25 empty] | W:5'' H:22 3/4'' OB UP:12 1/8'' OB DOWN:12 1/8'' Rectangular | [7 empty] | Hardwired | 0 | 0 | 0 | 0 | 0 | 0 | 0 | 0 | 0 | 0 | 0 | 014817372014 | 27 | 8.5 | 7.75 | 8.5 | 1.029 | 100 | Yes | 2 | 10014817372011 | 27.75 | 17.5 | 9 | 19.4 | 2.529 | Yes | UL Damp | cUL Damp | WALL SCONCE - ADA | 2-Light Mila |  | WB1452BS.jpg | WB1452BS.jpg
WB1452ORB | 2 - Light Sconce | The Mila lighting collection by Feiss features a frosted glass diffuser and a rotating reflector that allows direct or indirect lighting. A clean aesthetic and stylish look give these Wall Sconces a modern feel. The two-light fixtures can be installed either horizontally or vertically. | WALL SCONCE | Mila | Wall / Bath Lighting | Oil Rubbed Bronze | ORB |  | White Opal Etched Glass | W:4.75" H:21.625" |  |  | 2 Medium T10 40w |  | 2 | No | [27 empty] | 127.95 | 255.9 | 383.85 | W:5'' H:24 1/4'' E:4 1/4'' | 5.3 |  |  | 5 | 24.25 | Set Screw(s) |  |  |  |  | 4.25 | [25 empty] | W:5'' H:24 1/4'' OB UP:12 1/8'' OB DOWN:12 1/8'' Rectangular | [7 empty] | Hardwired | 0 | 0 | 0 | 0 | 0 | 0 | 0 | 0 | 0 | 0 | 0 | 014817372021 | 27 | 8.5 | 7.75 | 8.5 | 1.029 | 100 | Yes | 2 | 10014817372028 | 27.75 | 17.5 | 9 | 19.4 | 2.529 | Yes | UL Damp | cUL Damp | WALL SCONCE - ADA | 2 - Light Mila |  | WB1452ORB.jpg | WB1452ORB.jpg
WB1470ORB | 1 - Light Sconce | Innovation and creativity are what makes the Stelle lighting collection by Feiss stand out from the rest. This industrial design will capture your attention to detail. Cream linen shades and geometric shapes will have you redefining craftsmanship. | WALL SCONCE | Stelle | Wall / Bath Lighting | Oil Rubbed Bronze | ORB | Steel | Cream Color Linen Fabric | W:4.625" H:5" |  |  | 1 Candelabra Flame Tip 60w |  | 1 | No | [27 empty] | 54.5 | 109 | 163.5 | W:4 5/8'' H:22 5/8'' E:7'' | 3.84 |  |  | 4.625 | 22.625 | Double Cap Nuts |  |  |  |  | 7 | [25 empty] | W:4'' H:6 1/2'' OB UP:14 1/2'' OB DOWN:7 3/4'' Rectangular | [7 empty] | Hardwired | 0 | 0 | 0 | 0 | 0 | 0 | 0 | 0 | 0 | 0 | 0 | 014817393453 | 24 | 13 | 10.5 | 7.8 | 1.896 | 175 | Yes | [8 empty] | UL Damp | cUL Damp | WALL SCONCE | 1 - Light Stelle |  | WB1470ORB.jpg | WB1470ORB.jpg
WB1486BK | 1 - Light Sconce | The Peyton lighting collection by Feiss is an unexpected contrast between the dramatic Black finish and the soft, romantic curves. The design flourishes and decorative details lend to the overall aesthetic of the dramatic light fixtures in the collection. | WALL SCONCE | Peyton | Wall / Bath Lighting | Black | BK | Steel | White Opal Etched Glass | W:6.75" H:5.75" |  |  | 1 Candelabra Flame Tip 60w |  | 1 | No | [27 empty] | 49.95 | 99.9 | 149.85 | W:7 1/2'' H:14 1/8'' E:4'' | 2.2 |  |  | 7.5 | 14.125 | Double Cap Nuts |  |  |  |  | 4 | [25 empty] | W:7 1/8'' H:5 3/4'' OB UP:6'' OB DOWN:8 1/8'' Irregular | [7 empty] | Hardwired | 1 | 0 | 0 | 0 | 0 | 0 | 0 | 0 | 0 | 0 | 0 | 014817393330 | 11 | 17 | 8 | 4.8 | 0.866 | 175 | Yes | [8 empty] | UL Damp | cUL Damp | WALL SCONCE- HALF (ADA) | 1 - Light Peyton |  | WB1486BK.jpg | WB1486BK.jpg
WB1497BUS | 1 - Light Sconce | The Lucia lighting collection by Feiss is a completely fresh, contemporary take on crystal light fixtures. The unique, disk-shaped Sunflower Shape Bauhinia crystals are suspended within the intricate metal work presented in a Burnished Silver finish, which combine to create these sleek profiles surrounding inner Linen drum shade. The Leila lighting collection is a sister style, utilizing the same crystals and metal work in orb and sunburst silhouettes. | WALL SCONCE | Lucia | Wall / Bath Lighting | Burnished Silver | BUS |  | Cream Fabric | H:7.25" | L:16.125" W:6.125" |  | 1 Candelabra Flame Tip 60w |  | 1 | No | [27 empty] | 110.45 | 220.9 | 331.35 | W:7 7/8'' H:7 7/8'' E:4 1/2'' | 3.63 |  |  | 7.875 | 7.875 | Universal Mounting Bar |  |  |  |  | 4.5 | [25 empty] | D:5 1/2'' DP:25/32'' W:4 3/8'' H:3/4'' OB UP:2 3/4'' OB DOWN:2 3/4'' | [7 empty] | Hardwired | 0 | 0 | 0 | 0 | 0 | 0 | 0 | 0 | 0 | 0 | 0 | 014817400717 | 10.5 | 10.25 | 7.75 | 4.9 | 0.483 | 93 | Yes | 2 | 10014817400714 | 21 | 10.25 | 11 | 10.8 | 1.37 | Yes | UL Damp | cUL Damp | WALL SCONCE | 1 - Light Lucia |  | WB1497BUS.jpg | WB1497BUS.jpg
WB1543OBZ | 3 - Light Sconce | The Valentina lighting collection by Feiss was named after the Latin word meaning “strong and brave,” and rightfully so. The willowy frame is finished in Oxidized Bronze while Clear Polished glass crystals adorn each piece, adding even more elegance. Each candelabra style bulb sits in its own clear, crystal bobeche. | WALL SCONCE | Valentina | Wall / Bath Lighting | Oxidized Bronze | OBZ | Steel |  |  |  |  | 3 Candelabra B Torpedo 60w |  | 3 | No | [27 empty] | 121.95 | 243.9 | 365.85 | W:10 1/2'' H:19'' E:5'' | 3.52 |  |  | 10.5 | 19 | [5 empty] | 5 | [25 empty] | W:4 5/8'' H:13 1/2'' OB UP:6 3/4'' OB DOWN:12 1/4'' Oval |  |  |  | 8 | Black/White |  |  | Hardwired | 0 | 0 | 0 | 0 | 0 | 0 | 0 | 0 | 0 | 0 | 0 | 014817409673 | 7 | 18 | 11.5 | 5.72 | 0.839 | 125 | Yes | [8 empty] | UL Damp | cUL Damp | WALL SCONCE | 3 - Light Valentina |  | WB1543OBZ.jpg | WB1543OBZ.jpg
WB1560AF/BS | 1 - Light Sconce | The Ethan lighting collection by Feiss is a contemporary take on the strong verticals and horizontals of the elegantly simple, Asian influences of the Mission style. The dark Antique Forged Iron finish contrasts dramatically with the Brushed Steel candle tubes and sleek Clear glass surrounds, which ingenuously can all be removed and run through the dishwasher to keep them sparkling clear. | WALL SCONCE | Ethan | Wall / Bath Lighting | Antique Forged Iron / Brushed Steel | AF/BS | Steel | Clear Glass | D:2.875" H:14" |  |  | 1 Candelabra B Torpedo 60w |  | 1 | No | [27 empty] | 70.98 | 141.96 | 212.94 | W:5'' H:17'' E:4 1/2'' | 4.62 |  |  | 5 | 17 | [5 empty] | 4.5 | [25 empty] | DP:1'' W:5'' H:16'' Rectangular |  |  |  | 8 | Black/White |  |  | Hardwired | 0 | 0 | 0 | 0 | 0 | 0 | 0 | 0 | 0 | 0 | 0 | 014817424096 | 20.5 | 8 | 12 | 5.9 | 1.139 | 175 | Yes | [8 empty] | UL Damp | cUL Damp | WALL SCONCE | 1 - Light Ethan |  | WB1560AFBS.jpg | WB1560AFBS.jpg
WB1564CH | 1 - Light Sconce | The ubiquitous drum shade has been updated with a wholly contemporary look with the laser cut metal shade surrounding the silk inner shade of the Joplin lighting collection by Feiss to send soft light through the random geometric patterns. | WALL SCONCE | Joplin | Wall / Bath Lighting | Chrome | CH | Stainless Steel | Off White Linen | D:8" H:9" |  |  | 1 Candelabra B Torpedo 60w |  | 1 | No | [27 empty] | 82.5 | 165 | 247.5 | W:8'' H:9'' E:4'' | 1.54 |  |  | 8 | 9 | [5 empty] | 4 | [25 empty] | DP:5/8'' W:4 1/4'' H:7 1/2'' Rectangular |  |  |  | 8 | Black/White |  |  | Hardwired | 1 | 0 | 0 | 0 | 0 | 0 | 0 | 0 | 0 | 0 | 0 | 014817424591 | 14.5 | 12.25 | 7 | 3.16 | 0.72 | 175 | Yes | 2 | 10014817424598 | 15.75 | 13.25 | 15 | 9.65 | 1.812 | Yes | UL Dry | cUL Dry | WALL SCONCE - ADA | 1 - Light Joplin |  | WB1564CH.jpg | WB1564CH.jpg
WB1575RBZ | 1 - Light Sconce | The movement and warm glow of the thick Amber Swirl glass is the central design element of the transitional Aris lighting collection by Feiss. Inner cylinders of White Opal Etched glass give the illusion of a candle glowing behind the dramatically slumped surface of the outer art glass panels. | WALL SCONCE | Aris | Wall / Bath Lighting | Roman Bronze | RBZ | Steel | Amber Swirl Art Glass Glass | D:6.375" H:6.875" |  |  | 1 Medium A19 100w |  | 1 | No | [27 empty] | 74.5 | 149 | 223.5 | W:6 3/8'' H:8 1/2'' E:5 7/8'' | 3.67 |  |  | 6.375 | 8.5 | [5 empty] | 5.875 | [25 empty] | DP:3/4'' W:4 3/8'' H:7 1/8'' Rectangular |  |  |  | 8 | Black/White |  |  | Hardwired | 0 | 0 | 0 | 0 | 0 | 0 | 0 | 0 | 0 | 0 | 0 | 014817470178 | 11.75 | 9 | 10.75 | 5.25 | 0.658 | 100 | Yes | [8 empty] | UL Damp | cUL Damp | WALL SCONCE | 1 - Light Aris |  | WB1575RBZ.jpg | WB1575RBZ.jpg
WB1578BS | 1-Light Wall Bracket | The Wired lighting collection by Feiss brings a contemporary style to any décor. The free-form Brushed Steel wire brings a light-hearted, fun and funky feeling to each piece in the lighting collection, while the diffuser hides the bulbs and softens the light. | WALL SCONCE | Wired | Wall / Bath Lighting | Brushed Steel | BS | Steel | Silver Organza Fabric | W:6.8125" H:8.6875" |  |  | 1 Mini Candelabra B Torpedo 60w |  | 1 | No | [14 empty] | 0 | [12 empty] | 54.5 | 109 | 163.5 | W:8'' H:9'' E:4'' | 2 |  |  | 8 | 9 | [5 empty] | 4 | [25 empty] | D:9/16'' W:5 1/2'' H:8'' Oval | [8 empty] | 1 | 0 | 0 | 0 | 0 | 0 | 0 | 0 | 0 | 0 | 0 | 014817477733 | 11.5 | 6.375 | 10.25 | 2.7 | 0.435 | 125 | Yes | 6 | 10014817477730 | 23.75 | 11 | 19.75 | 18.2 | 2.986 | Yes |  | cUL Damp | WALL SCONCE | 1-Light Wired |  | WB1578BS.jpg | WB1578BS.jpg
WB1585BUS | 1-Light Wall Bracket | The Leila lighting collection by Feiss is a completely fresh take on crystal light fixtures. The unique, disk-shaped Sunflower Shape Bauhinia Crystals are suspended within intricate metal work featuring a Burnished Silver finish, which combine to create these contemporary and sparkling silhouettes, finished with a faceted crystal ball accent. The open, airy feeling of the metal work allows for installation in smaller spaces without overpowering the room. The Lucia lighting collection is a sister style, utilizing the same crystals and metal work but in a drum shade profile. | WALL SCONCE | Leila | Wall / Bath Lighting | Burnished Silver | BUS | Steel / Crystal |  |  |  |  | 1 Candelabra B Torpedo 60w |  | 1 | No | [27 empty] | 92.95 | 185.9 | 278.85 | W:8 1/4'' H:9 3/8'' E:4'' | 1.94 |  |  | 8.25 | 9.375 | [5 empty] | 4 | [25 empty] | D:5 1/8'' H:3/4'' Square | [7 empty] | Hardwired | 1 | 0 | 0 | 0 | 0 | 0 | 0 | 0 | 0 | 0 | 0 | 014817479508 | 12 | 6.5 | 10.5 | 3.1 | 0.474 | 125 | Yes | [9 empty] | cUL Damp | WALL SCONCE | 1-Light Leila |  | WB1585BUS.jpg | WB1585BUS.jpg
WB1701ASTB | 1 - Light Urban Renewal Wall Bracket | The Urban Renewal lighting collection by Feiss is a diverse selection of pendants, chandeliers and sconces all inspired by the 20th century Industrial Revolution. Featuring reproduction pieces from the nation’s vintage factories and warehouses, Urban Renewal adds an industrial-inspired aesthetic to any home – adding flair and fun to classic, traditional decor or to the most sleek, contemporary urban spaces. | WALL SCONCE | Urban Renewal | Wall / Bath Lighting | Astral Bronze | ASTB | Steel |  |  |  |  | 1 Medium A19 100w |  | 1 | No | [14 empty] | 0 | [12 empty] | 70.95 | 141.9 | 212.85 | W:7 3/4'' H:9 3/4'' E:6'' | 2.09 |  |  | 7.75 | 9.75 | [5 empty] | 6 | [25 empty] | D:5 3/4'' DP:1'' OB UP:2 7/8'' OB DOWN:6 7/8'' Round |  |  |  | 8 | Black/White |  |  | Hardwired | 0 | 0 | 0 | 0 | 0 | 0 | 0 | 0 | 0 | 0 | 0 | 014817509601 | 12.75 | 11 | 8.5 | 3.3 | 0.69 | 175 | Yes | 2 | 10014817509608 | 13.7 | 11 | 18 | 8 | 1.57 | Yes |  | cUL Damp | WALL BRACKET | 1 - Light Wall Bracket |  | WB1701ASTB.jpg | WB1701ASTB.jpg
WB1703DAB | 1 - Light Urban Renewal | The Urban Renewal lighting collection by Feiss is a diverse selection of pendants, chandeliers and sconces all inspired by the 20th century Industrial Revolution. Featuring reproduction pieces from the nation’s vintage factories and warehouses, Urban Renewal adds an industrial-inspired aesthetic to any home – adding flair and fun to classic, traditional decor or to the most sleek, contemporary urban spaces. | WALL SCONCE | Urban Renewal | Wall / Bath Lighting | Dark Antique Brass | DAB | Steel | Dark Antique Brass Die Cast Zinc |  |  |  | 1 Medium A19 100w |  | 1 | No | [14 empty] | 0 | [12 empty] | 61.45 | 122.9 | 184.35 | W:5 1/2'' H:12 1/4'' E:7 3/4'' | 2.2 |  |  | 5.5 | 12.25 | [5 empty] | 7.75 | [25 empty] | D:5 1/2'' DP:1 1/4'' OB UP:6'' OB DOWN:6 1/4'' Round |  |  |  | 8 | Black/White |  |  | Hardwired | 0 | 1 | 0 | 0 | 0 | 0 | 0 | 0 | 0 | 0 | 0 | 014817509731 | 14 | 10 | 8 | 3.8 | 0.648 | 175 | Yes | 2 | 10014817509738 | 17 | 10.5 | 15 | 8.8 | 1.549 | Yes |  | cUL Damp | WALL BRACKET | 1 - Light Wall Bracket |  | WB1703DAB.jpg | WB1703DAB.jpg
WB1703PN | 1 - Light Urban Renewal Wall Sconce | The Urban Renewal lighting collection by Feiss is a diverse selection of pendants, chandeliers and sconces all inspired by the 20th century Industrial Revolution. Featuring reproduction pieces from the nation’s vintage factories and warehouses, Urban Renewal adds an industrial-inspired aesthetic to any home – adding flair and fun to classic, traditional decor or to the most sleek, contemporary urban spaces. | WALL SCONCE | Urban Renewal | Wall / Bath Lighting | Polished Nickel | PN | Steel | Polished Nickel Die Cast Zinc |  |  |  | 1 Medium A19 100w |  | 1 | No | [14 empty] | 0 | [12 empty] | 61.45 | 122.9 | 184.35 | W:5 1/2'' H:12 1/4'' E:7 3/4'' | 2.2 |  |  | 5.5 | 12.25 | Cap Nuts |  |  |  |  | 7.75 | [25 empty] | D:5 1/2'' DP:1 1/4'' OB UP:6'' OB DOWN:6 1/4'' Round |  |  |  | 8 | Black/White |  |  | Hardwired | 0 | 1 | 0 | 0 | 0 | 0 | 0 | 0 | 0 | 0 | 0 | 014817597882 | 14.25 | 8.25 | 10.25 | 3.6 | 0.697 | 175 | Yes | 2 | 10014817597889 | 14.25 | 8.25 | 10.25 | 3.6 | 0.697 | Yes |  | cUL Damp | 1 - Light Urban Renewal Wall Sconce | 1 - Light Urban Renewal Wall Sconce |  | WB1703PN.jpg | WB1703PN.jpg
WB1704DAB | 2 - Light Urban Renewal Wall Bracket | The Urban Renewal lighting collection by Feiss is a diverse selection of pendants, chandeliers and sconces all inspired by the 20th century Industrial Revolution. Featuring reproduction pieces from the nation’s vintage factories and warehouses, Urban Renewal adds an industrial-inspired aesthetic to any home – adding flair and fun to classic, traditional decor or to the most sleek, contemporary urban spaces. | WALL SCONCE | Urban Renewal | Wall / Bath Lighting | Dark Antique Brass | DAB | Steel | Dark Antique Brass Die Cast Zinc |  |  |  | 2 Medium A19 100w |  | 2 | No | [14 empty] | 0 | [12 empty] | 115.95 | 231.9 | 347.85 | W:5 1/2'' H:20 1/4'' E:5 7/8'' | 3.85 |  |  | 5.5 | 20.25 | [5 empty] | 5.875 | [25 empty] | D:5 1/2'' DP:1 1/4'' OB UP:2 3/4'' OB DOWN:2 3/4'' Round |  |  |  | 8 | Black/White |  |  | Hardwired | 0 | 0 | 0 | 0 | 0 | 0 | 0 | 0 | 0 | 0 | 0 | 014817509748 | 22 | 8 | 8 | 5.9 | 0.815 | 125 | Yes | [9 empty] | cUL Damp | WALL BRACKET | 2 - Light Wall Bracket |  | WB1704DAB.jpg | WB1704DAB.jpg
WB1704PN | 2 - Light Wall Bracket | The Urban Renewal lighting collection by Feiss is a diverse selection of pendants, chandeliers and sconces all inspired by the 20th century Industrial Revolution. Featuring reproduction pieces from the nation’s vintage factories and warehouses, Urban Renewal adds an industrial-inspired aesthetic to any home – adding flair and fun to classic, traditional decor or to the most sleek, contemporary urban spaces. | BATH | Urban Renewal | Wall / Bath Lighting | Polished Nickel | PN | Steel | Polished Nickel Die Cast Zinc |  |  |  | 2 Medium A19 100w |  | 2 | No | [14 empty] | 0 | [12 empty] | 115.95 | 231.9 | 347.85 | W:5 1/2'' H:20 1/4'' E:5 7/8'' | 3.85 |  |  | 5.5 | 20.25 | Cap Nuts |  |  |  |  | 5.875 | [25 empty] | D:5 1/2'' DP:1 1/4'' OB UP:2 3/4'' OB DOWN:2 3/4'' Round |  |  |  | 8 | Black/White |  |  | Hardwired | 0 | 0 | 0 | 0 | 0 | 0 | 0 | 0 | 0 | 0 | 0 | 014817597899 | 14.25 | 8.25 | 10.25 | 3.6 | 0.697 | 175 | Yes | [9 empty] | cUL Damp | 2L WALL SCONCE PN | 2 - Light Wall Bracket |  | WB1704PN.jpg | WB1704PN.jpg
WB1713ORB | 1 - Light Wall Bracket | Combining the traditional profile of a tapered shade with on-trend Clear Seeded glass, the sleek frame and the square-linked chain give the Harrow pendant light collection by Feiss an elevated, contemporary transitional look. The wall sconce is delivered with two glass options, Clear Seeded and Opal Etched, for the customer’s choice to customize. Burnished Brass, Oil Rubbed Bronze and Polished Nickel finishes are available to create completely different looks. The assortment includes a 1-light mini-pendant, 1-light and 3-light pendants, a 2-light flushmount ceiling fixture, as well as a 1-light wall sconce. | WALL SCONCE | Harrow | Wall / Bath Lighting | Oil Rubbed Bronze | ORB | Steel | Clear Seeded Glass |  |  |  | 1 Medium A19 60w |  | 1 | No | [14 empty] | 0 | [12 empty] | 121.95 | 243.9 | 365.85 | W:5 1/2'' H:14'' E:5 1/2'' | 5.94 |  |  | 5.5 | 14 | Other |  |  |  |  | 5.5 | [25 empty] | DP:2 3/4'' W:5 1/2'' H:14'' OB UP:7'' OB DOWN:7'' Rectangular |  |  |  | 8 | Black/White |  |  | Hardwired | 0 | 1 | 0 | 0 | 0 | 0 | 0 | 0 | 0 | 0 | 0 | 014817534818 | 17.25 | 13.25 | 9.25 | 9.9 | 1.223 | 100 | Yes | 2 | 10014817534815 | 19.75 | 18 | 13.75 | 21.6 | 2.829 | Yes | ETL Damp |  | 1L HARROW SCONCE ORB | 1 - Light Wall Bracket |  | WB1713ORB.jpg | WB1713PN.jpg
WB1713PN | 1 - Light Wall Bracket | Combining the traditional profile of a tapered shade with on-trend Clear Seeded glass, the sleek frame and the square-linked chain give the Harrow pendant light collection by Feiss an elevated, contemporary transitional look. The wall sconce is delivered with two glass options, Clear Seeded and Opal Etched, for the customer’s choice to customize. Burnished Brass, Oil Rubbed Bronze and Polished Nickel finishes are available to create completely different looks. The assortment includes a 1-light mini-pendant, 1-light and 3-light pendants, a 2-light flushmount ceiling fixture, as well as a 1-light wall sconce. | WALL SCONCE | Harrow | Wall / Bath Lighting | Polished Nickel | PN |  | Clear Seeded Glass |  |  |  | 1 Medium A19 60w |  | 1 | No | [14 empty] | 0 | [12 empty] | 127.95 | 255.9 | 383.85 | W:5 1/2'' H:14'' E:5 1/2'' | 5.94 |  |  | 5.5 | 14 | Other |  |  |  |  | 5.5 | [25 empty] | DP:2 3/4'' W:5 1/2'' H:14'' OB UP:7'' OB DOWN:7'' Rectangular |  |  |  | 8 | Black/White |  |  | Hardwired | 0 | 1 | 0 | 0 | 0 | 0 | 0 | 0 | 0 | 0 | 0 | 014817522976 | 17.5 | 9 | 13 | 10.1 | 1.185 | 100 | Yes | 2 | 10014817522973 | 19.5 | 13.5 | 17.78 | 22.2 | 2.709 | Yes | ETL Damp |  | WALL BRACKET | 1 - Light Wall Bracket |  | WB1713PN-Seeded.jpg | WB1713PN.jpg
WB1717BBS | 1 - Light Lismore Wall Sconce | Modernizing the traditional wagon-wheel profile, the Lismore lighting collection by Feiss puts a contemporary twist on a classic. An unexpected pressed crystal detail on each stem adds a bit of updated glamour to the clean lines of the tapered fabric shades. | WALL SCONCE | Lismore | Wall / Bath Lighting | Burnished Brass | BBS | Steel | White Hardback w/ Fabric | D:5.5" H:6.5" | D:4" |  | 1 Candelabra B10 Torpedo 60w |  | 1 | No | [14 empty] | 0 | [12 empty] | 63.95 | 127.9 | 191.85 | W:5 1/2'' H:13 7/8'' E:6 3/8'' | 1.43 |  |  | 5.5 | 13.875 | Set Screw(s) |  |  |  |  | 6.375 | [25 empty] | D:5'' DP:1 1/8'' OB UP:11 3/8'' Round |  |  |  | 8 | Black/White |  |  | Hardwired | 0 | 0 | 0 | 0 | 0 | 0 | 0 | 0 | 0 | 0 | 0 | 014817597707 | 15.25 | 7.25 | 8.25 | 2.3 | 0.528 | 175 | Yes | 2 | 10014817597704 | 14.75 | 8.75 | 16.25 | 5.6 | 1.214 | Yes | ETL Damp |  | 1L LISMORE WALL SCONCE | 1 - Light Lismore Wall Sconce |  | WB1717BBS.jpg | WB1717BBS.jpg
WB1717ORB | 1 - Light Lismore Wall Bracket | Modernizing the traditional wagon-wheel profile, the Lismore lighting collection by Feiss puts a contemporary twist on a classic. An unexpected pressed crystal detail on each stem adds a bit of updated glamour to the clean lines of the tapered fabric shades. | WALL SCONCE | Lismore | Wall / Bath Lighting | Oil Rubbed Bronze | ORB |  | Ivory Hardback w/ Fabric | D:5.5" H:6.5" | D:4" |  | 1 Candelabra B10 Torpedo 60w |  | 1 | No | [14 empty] | 0 | [12 empty] | 63.95 | 127.9 | 191.85 | W:5 1/2'' H:13 7/8'' E:6 3/8'' | 1.43 |  |  | 5.5 | 13.875 | Other |  |  |  |  | 6.375 | [25 empty] | D:5'' DP:1 1/8'' OB UP:11 3/8'' Round |  |  |  | 8 | Black/White |  |  | Hardwired | 0 | 0 | 0 | 0 | 0 | 0 | 0 | 0 | 0 | 0 | 0 | 014817523027 | 9.58 | 8.58 | 14 | 2.8 | 0.666 | 175 | Yes | 2 | 10014817523024 | 17.75 | 9.25 | 15.18 | 6.75 | 1.442 | Yes | ETL Damp |  | WALL BRACKET | 1 - Light Lismore Wall Bracket |  | WB1717ORB.jpg | WB1717ORB.jpg
WB1717PN | 1 - Light Lismore Wall Bracket | Modernizing the traditional wagon-wheel profile, the Lismore lighting collection by Feiss puts a contemporary twist on a classic. An unexpected pressed crystal detail on each stem adds a bit of updated glamour to the clean lines of the tapered fabric shades. | WALL SCONCE | Lismore | Wall / Bath Lighting | Polished Nickel | PN |  | White Hardback w/ Fabric | D:5.5" H:6.5" | D:4" |  | 1 Candelabra B10 Torpedo 60w |  | 1 | No | [14 empty] | 0 | [12 empty] | 63.95 | 127.9 | 191.85 | W:5 1/2'' H:13 7/8'' E:6 3/8'' - 6 3/8'' | 1.43 |  |  | 5.5 | 13.875 | Other |  |  |  |  | 6.375 - 6.375 | [25 empty] | D:5'' DP:1 1/8'' OB UP:11 3/8'' Round |  |  |  | 8 | Black/White |  |  | Hardwired | 0 | 0 | 0 | 0 | 0 | 0 | 0 | 0 | 0 | 0 | 0 | 014817523010 | 14 | 8.5 | 8.75 | 2.8 | 0.603 | 175 | Yes | 2 | 10014817523017 | 18.25 | 9.25 | 15 | 6.8 | 1.465 | Yes | ETL Damp |  | WALL BRACKET | 1 - Light Lismore Wall Bracket |  | WB1717PN.jpg | WB1717PN.jpg
WB1724BS | 1 - Light Sophie Wall Bracket | Inspired by classic crystal drawer pulls, the Sophie lighting collection by Feiss couples contemporary crystal with traditional lines. On each light’s base, a faceted crystal detail adds sparkle. The etched, white case glass shade features the same faceted corner detail as seen in the cut crystal. It’s the perfect balance of feminine and masculine influences. | WALL SCONCE | Sophie | Wall / Bath Lighting | Brushed Steel | BS | Aluminum / Zinc / Steel / Glass / Brass | Opal Etched Cased Glass | L:4.5" W:4.5" H:5.75" |  |  | 1 Medium A19 100w |  | 1 | No | [14 empty] | 0 | [12 empty] | 64.5 | 129 | 193.5 | W:4 5/8'' H:9 1/2'' | 2.42 |  |  | 4.625 | 9.5 | Other |  |  |  |  | 6.25 | [25 empty] | DP:1 5/8'' W:4 5/8'' H:4 5/8'' OB UP:7 1/4'' OB DOWN:2 1/4'' Square |  |  |  | 8 | Black/White |  |  | Hardwired | 0 | 0 | 0 | 0 | 0 | 0 | 0 | 0 | 0 | 0 | 0 | 014817523959 | 12.5 | 9.25 | 7 | 3.2 | 0.468 | 125 | Yes | 2 | 10014817523956 | 15.75 | 9.5 | 13 | 7.3 | 1.126 | Yes | ETL Damp |  | WALL SCONCE | 1 - Light Sophie Wall Bracket |  | WB1724BS.jpg | WB1724BS.jpg
WB1726HGG | 1 - Light Wall Bracket | The uniquely designed Freemont lighting collection by Feiss marries the warehouse industrial trend with a fully modern color palette and a touch of unexpected glamour with the use of clear crystals shimmering at the pendant and sconce's neck. | WALL SCONCE | Freemont | Wall / Bath Lighting | Hi Gloss Grey | HGG | Steel |  |  |  |  | 1 Medium A19 100w |  | 1 | No | [14 empty] | 0 | [12 empty] | 70.95 | 141.9 | 212.85 | W:9'' H:13 1/4'' E:10'' | 2.09 |  |  | 9 | 13.25 | Universal Mounting Plate |  |  |  |  | 10 | [25 empty] | D:5'' H:3/4'' OB UP:4 3/8'' OB DOWN:8 7/8'' Round |  |  |  | 8 | Black/White |  |  | Hardwired | 0 | 0 | 0 | 0 | 0 | 0 | 0 | 0 | 0 | 0 | 0 | 014817529043 | 16 | 12.5 | 12.75 | 4.6 | 1.476 | 250 | Yes | [8 empty] | ETL Damp |  | WALL SCONCE | 1 - Light Wall Bracket |  | WB1726HGG.jpg | WB1726HGG.jpg
WB1726SHBL | 1 - Light Wall Bracket | The uniquely designed Freemont lighting collection by Feiss marries the warehouse industrial trend with a fully modern color palette and a touch of unexpected glamour with the use of clear crystals shimmering at the pendant and sconce's neck. | WALL SCONCE | Freemont | Wall / Bath Lighting | Hi Gloss Blue | SHBL | Steel |  |  |  |  | 1 Medium A19 100w |  | 1 | No | [14 empty] | 0 | [12 empty] | 70.95 | 141.9 | 212.85 | W:9'' H:13 1/4'' E:10'' | 2.09 |  |  | 9 | 13.25 | Universal Mounting Plate |  |  |  |  | 10 | [25 empty] | D:5'' H:3/4'' OB UP:4 3/8'' OB DOWN:8 7/8'' Round |  |  |  | 8 | Black/White |  |  | Hardwired | 0 | 0 | 0 | 0 | 0 | 0 | 0 | 0 | 0 | 0 | 0 | 014817524451 | 15 | 11.5 | 12.75 | 4.5 | 1.273 | 250 | Yes | [8 empty] | ETL Damp |  | WALL SCONCE | 1 - Light Wall Bracket |  | WB1726SHBL.jpg | WB1726SHBL.jpg
WB1732BS | 2 - Light Wall Bracket | The modern profile of the Talia lighting collection by Feiss features clean, angular lines. The metal reflector inlay features a diamond pattern detail. | WALL SCONCE | Talia | Wall / Bath Lighting | Brushed Steel | BS | Steel / Aluminum / Glass | Opal Etched Glass | L:12.5" |  |  | 2 Medium T10 60w |  | 2 | No | [14 empty] | 0 | [12 empty] | 115.95 | 231.9 | 347.85 | W:22'' H:4 7/8'' E:3 3/8'' | 3.74 |  |  | 22 | 4.875 | Other |  |  |  |  | 3.375 | [25 empty] | DP:3/4'' W:6'' H:4 7/8'' OB UP:2 1/8'' OB DOWN:2 3/4'' Rectangular |  |  |  | 8 | Black/White |  |  | Hardwired | 1 | 0 | 0 | 0 | 0 | 0 | 0 | 0 | 0 | 0 | 0 | 014817525410 | 30.5 | 7.75 | 7.75 | 5 | 1.06 | 175 | Yes | 2 | 10014817525417 | 31 | 8 | 16.5 | 12 | 2.368 | Yes | ETL Damp |  | WALL BRACKET | 2 - Light Wall Bracket |  | WB1732BS.jpg | WB1732BS.jpg
WB1742PN | 1 - Light Audrie Wall Sconce | With a sleek, sculptural shape, the Audrie lighting collection by Feiss marries a glamorous Hollywood Regency silhouette with a modern LED-centric design. The LEDs are nested in the vertical body frames, emitting a warm glow from arms of the sconces or the kinetic, mobile-like pendants. | WALL SCONCE | Audrie | Wall / Bath Lighting | Polished Nickel | PN | Steel/Aluminum/PC | [6 empty] | 1 | No | 1100 | 2700 | 80 | 12 | 120 | 19 - Integrated | MODS - Modules |  |  |  | LED |  |  |  | 0 | [12 empty] | 238.95 | 477.9 | 716.85 | W:5'' H:22 1/8'' E:4'' - 4'' | 2.64 |  |  | 5 | 22.125 | Cross Bar |  |  |  |  | 2020-04-04 | [25 empty] | DP:1'' H:22 1/8'' OB UP:11 1/16'' OB DOWN:11 1/16'' Rectangular |  |  |  | 8 | Black/White |  |  | Hardwired | 1 | 0 | 0 | 0 | 0 | 0 | 1 | 0 | 0 | 0 | 0 | 014817527858 | 24.5 | 7.5 | 7 | 4.1 | 0.744 | 175 | Yes | [8 empty] | ETL Damp |  | WALL SCONCE | 1 - Light Audrie Wall Sconce |  | WB1742PN.jpg | WB1742PN.jpg
WB1743SN | 1 - Light Sconce | Inspired by the Ombré trend in today’s fashion, the modern Tori lighting collection by Feiss features a hand-dipped, dyed color gradient technique on beautiful linen fabric, through which the rich colors softly diminish into white. The Bali Brass finish is coupled with a Gold Ombré fabric; while the Satin Nickel finish is coupled with a Grey Ombré fabric. The assortment includes a 3-Light Pendant, 1-Light Mini-Pendant, 1-Light Wall Sconce and 3-Light Semi-Flushmount ceiling fixture. There are two included finials from which to choose, a metal tassel for a more traditionally tailored look or sleek metal cap for a clean, contemporary look. | WALL SCONCE | Tori | Wall / Bath Lighting | Satin Nickel | SN | Steel | Undefined Fabric | W:5" H:5.75" |  |  | 1 Medium A19 60w |  | 1 | No | [14 empty] | 0 | [12 empty] | 74.5 | 149 | 223.5 | D:5 3/8'' W:5'' H:10 1/2'' E:6'' | 2.3 | 5.375 |  | 5 | 10.5 | [5 empty] | 6 | [25 empty] | D:5 3/8'' OB UP:5 3/4'' Round |  |  |  | 8 |  |  |  | Hardwired | 0 | 0 | 0 | 0 | 0 | 0 | 0 | 0 | 0 | 0 | 0 | 014817527865 | 12.5 | 9.75 | 8.5 | 2.7 | 0.6 | 175 | Yes | [9 empty] | cETL Damp | 1L Tori Sconce Satin Nickel | 1 - Light Sconce |  | WB1743SN.jpg | WB1743SN.jpg
WB1744AF | 1 - Light Sconce | The Declaration lighting collection by Feiss is a series of large, traditional lanterns featuring open frames finished in Antique Forged Iron. The bulbs are surrounded by Clear Seeded glass shades to add warmth, depth and sparkle. The light fixtures can easily be converted to LED with the choice of an LED replacement bulb. The assortment includes 4-light and 6-light chandeliers, a 6-light island chandelier, 1-light wall sconce and 1-light mini-pendant. | WALL SCONCE | Declaration | Wall / Bath Lighting | Antique Forged Iron | AF | Steel | Clear Seeded Glass | W:3.375" H:5.5" |  |  | 1 Candelabra B10 Torpedo 60w |  | 1 | No | [14 empty] | 0 | [12 empty] | 79 | 158 | 237 | W:6 3/8'' H:15'' E:5 5/8'' | 5 |  |  | 6.375 | 15 | Wall / Bath |  |  |  |  | 5.625 | [29 empty] | 8 |  |  |  | Hardwired | 0 | 0 | 0 | 0 | 0 | 0 | 0 | 0 | 0 | 0 | 0 | 014817536447 | 17.5 | 9.5 | 8.75 | 5.6 | 0.842 | 125 | Yes | [9 empty] | cETL Damp | 1L Declaration Sconce AF | 1 - Light Sconce |  | WB1744AF.jpg | WB1744AF.jpg
WB1746AF | 2 - Light Sconce | The Yarmouth lighting collection by Feiss is an elegant and clean interpretation of traditional lanterns. The square arm stock is turned 45 degrees so the narrow edge is facing out to catch the light, and an arch crowns the top of each graceful silhouette. Completely open with no panes of glass, Yarmouth is offered in both Antique Forged Iron and Painted Aged Brass finishes. | WALL SCONCE | Yarmouth | Wall / Bath Lighting | Antique Forged Iron | AF | Steel |  |  |  |  | 2 Candelabra B Torpedo 60w |  | 2 | No | [14 empty] | 0 | [12 empty] | 75.45 | 150.9 | 226.35 | W:8'' H:9 3/4'' E:3 7/8'' | 2.5 |  |  | 8 | 9.75 | Wall / Bath |  |  |  |  | 3.875 | [25 empty] | DP:3/8'' W:8'' H:9 3/4'' |  |  |  | 8 |  |  |  | Hardwired | 1 | 0 | 0 | 0 | 0 | 0 | 0 | 0 | 0 | 0 | 0 | 014817539431 | 12.5 | 10.5 | 6.5 | 2.9 | 0.494 | 175 | Yes | [9 empty] | cETL Damp | 2L Yarmouth Sconce Antique Forged Iron | 2 - Light Sconce |  | WB1746AF.jpg | WB1746AF.jpg
WB1746PAGB | 2 - Light Sconce | The Yarmouth lighting collection by Feiss is an elegant and clean interpretation of traditional lanterns. The square arm stock is turned 45 degrees so the narrow edge is facing out to catch the light, and an arch crowns the top of each graceful silhouette. Completely open with no panes of glass, Yarmouth is offered in both Antique Forged Iron and Painted Aged Brass finishes. | WALL SCONCE | Yarmouth | Wall / Bath Lighting | Painted Aged Brass | PAGB | Steel |  |  |  |  | 2 Candelabra B Torpedo 60w |  | 2 | No | [14 empty] | 0 | [12 empty] | 69.95 | 139.9 | 209.85 | W:8'' H:9 3/4'' E:3 7/8'' | 2.5 |  |  | 8 | 9.75 | Wall / Bath |  |  |  |  | 3.875 | [29 empty] | 8 |  |  |  | Hardwired | 1 | 0 | 0 | 0 | 0 | 0 | 0 | 0 | 0 | 0 | 0 | 014817539158 | 12.75 | 10.75 | 7 | 2.9 | 0.555 | 175 | Yes | [9 empty] | cETL Damp | 2L Yarmouth Sconce Painted Aged Brass | 2 - Light Sconce |  | WB1746PAGB.jpg | WB1746PAGB.jpg
WB1749ORB | 15" LED Wall Sconce | With integrated LED, the Edgebrook lighting collection of modern bath bars by Feiss delivers both energy efficiency and clean, classic beauty. The cylindrical linear glass shade is complemented by a rectangular backplate. LEDs warmly glow through Opal Etched glass to provide soft task light. Cleverly hidden hardware ensures the clean lines. Ideal for residential and commercial settings because it’s energy efficient, ADA compliant and can be installed vertically or horizontally. The assortment includes 15”- and 18”- LED wall sconces, as well as a 30”-LED bath vanity which are all available in Oil Rubbed Bronze, Polished Nickel or Satin Nickel. | WALL SCONCE | Edgebrook | Wall / Bath Lighting | Oil Rubbed Bronze | ORB | Aluminum / Glass | Opal Etched Glass |  |  | Glass |  |  | 1 | No | 1200 | 2700 | 80 | 20 | 12 | 19 - Integrated | LED - Array |  | 5 | 100 | LED | 20 | 20 | 50000 | 0 | [12 empty] | 114.5 | 229 | 343.5 | W:15'' H:4 3/4'' E:4'' | 4.5 |  |  | 15 | 4.75 | Wall / Bath |  |  |  |  | 4 | [33 empty] | Hardwired | 1 | 1 | 0 | 0 | 0 | 0 | 1 | 0 | 0 | 0 | 0 | 014817541922 | 17.5 | 6.25 | 6.25 | 5.1 | 0.396 | 85 | Yes | 4 | 10014817541929 | 18.5 | 13 | 13 | 22 | 1.809 | Yes |  | cETL Damp | LED Wall Sconce Oil Rubbed Bronze | 15" LED Wall Sconce |  | WB1749ORB.jpg | WB1749ORB.jpg
WB1750ORB | 18" LED Wall Sconce | With integrated LED, the Edgebrook lighting collection of modern bath bars by Feiss delivers both energy efficiency and clean, classic beauty. The cylindrical linear glass shade is complemented by a rectangular backplate. LEDs warmly glow through Opal Etched glass to provide soft task light. Cleverly hidden hardware ensures the clean lines. Ideal for residential and commercial settings because it’s energy efficient, ADA compliant and can be installed vertically or horizontally. The assortment includes 15”- and 18”- LED wall sconces, as well as a 30”-LED bath vanity which are all available in Oil Rubbed Bronze, Polished Nickel or Satin Nickel. | WALL SCONCE | Edgebrook | Wall / Bath Lighting | Oil Rubbed Bronze | ORB | Aluminum / Glass | Opal Etched Glass | L:17.25" W:2.5" H:2.25" |  | Glass |  |  | 1 | No | 1600 | 2700 | 80 | 27 | 120 | 19 - Integrated | LED - Array |  | 5 | 100 | LED | 27 | 27 | 50000 | 0 | [12 empty] | 134.5 | 269 | 403.5 | W:18'' H:4 3/4'' E:4'' | 5 |  |  | 18 | 4.75 | Wall / Bath |  |  |  |  | 4 | [33 empty] | Hardwired | 1 | 1 | 0 | 0 | 0 | 0 | 1 | 0 | 0 | 0 | 0 | 014817541953 | 20.75 | 6.5 | 6.25 | 6 | 0.488 | 85 | Yes | 4 | 10014817541950 | 21.75 | 12.5 | 12.25 | 25.6 | 1.927 | Yes |  | cETL Damp | LED Edgebrook Vanity Oil Rubbed Bronze | 18" LED Wall Sconce |  | WB1750ORB.jpg | WB1750ORB.jpg
WB1750PN | 18" LED Wall Sconce | With integrated LED, the Edgebrook lighting collection of modern bath bars by Feiss delivers both energy efficiency and clean, classic beauty. The cylindrical linear glass shade is complemented by a rectangular backplate. LEDs warmly glow through Opal Etched glass to provide soft task light. Cleverly hidden hardware ensures the clean lines. Ideal for residential and commercial settings because it’s energy efficient, ADA compliant and can be installed vertically or horizontally. The assortment includes 15”- and 18”- LED wall sconces, as well as a 30”-LED bath vanity which are all available in Oil Rubbed Bronze, Polished Nickel or Satin Nickel. | WALL SCONCE | Edgebrook | Wall / Bath Lighting | Polished Nickel | PN | Aluminum / Glass | Opal Etched Glass | L:17.25" W:2.5" H:2.25" |  | Glass |  |  | 1 | No | 1600 | 2700 | 80 | 27 | 120 | 19 - Integrated | LED - Array |  | 5 | 100 | LED | 27 | 27 | 50000 | 0 | [12 empty] | 134.5 | 269 | 403.5 | W:18'' H:4 3/4'' E:4'' | 5 |  |  | 18 | 4.75 | Wall / Bath |  |  |  |  | 4 | [33 empty] | Hardwired | 1 | 1 | 0 | 0 | 0 | 0 | 1 | 0 | 0 | 0 | 0 | 014817541946 | 20.75 | 6.5 | 6.25 | 6 | 0.488 | 85 | Yes | 4 | 10014817541943 | 21.75 | 12.5 | 12.5 | 25.6 | 1.967 | Yes |  | cETL Damp | LED Edgebrook Vanity Polished Nickel | 18" LED Wall Sconce |  | WB1750PN.jpg | WB1750PN.jpg
WB1751ORB | 30" LED Vanity | With integrated LED, the Edgebrook lighting collection of modern bath bars by Feiss delivers both energy efficiency and clean, classic beauty. The cylindrical linear glass shade is complemented by a rectangular backplate. LEDs warmly glow through Opal Etched glass to provide soft task light. Cleverly hidden hardware ensures the clean lines. Ideal for residential and commercial settings because it’s energy efficient, ADA compliant and can be installed vertically or horizontally. The assortment includes 15”- and 18”- LED wall sconces, as well as a 30”-LED bath vanity which are all available in Oil Rubbed Bronze, Polished Nickel or Satin Nickel. | WALL SCONCE | Edgebrook | Wall / Bath Lighting | Oil Rubbed Bronze | ORB | Aluminum / Glass | Opal Etched Glass | L:26.875" W:2.5" H:2.25" |  | Glass |  |  | 1 | No | 2400 | 2700 | 80 | 41 | 120 | 19 - Integrated | LED - Array |  | 5 | 100 | LED | 41 | 41 | 50000 | 0 | [12 empty] | 169.5 | 339 | 508.5 | W:30'' H:4 3/4'' E:4'' | 5.5 |  |  | 30 | 4.75 | Wall / Bath |  |  |  |  | 4 | [25 empty] | DP:7/8'' W:4 3/4'' H:18 1/2'' | [7 empty] | Hardwired | 1 | 1 | 0 | 0 | 0 | 0 | 1 | 0 | 0 | 0 | 0 | 014817541984 | 30.5 | 6.25 | 6.25 | 6 | 0.689 | 100 | Yes | [9 empty] | cETL Damp | LED Edgebrook Vanity Oil Rubbed Bronze | 30" LED Vanity |  | WB1751ORB.jpg | WB1751ORB.jpg
WB1755DWZ/WO | One Light ADA Wall Sconce | The sweeping silhouette of the Hartsville was inspired by the farmhouses and country life of the Colonial American heartland. The Dark Weathered Zinc finish coupled with the soft, distressed Weathered Oak detailing, these designs are perfect in any number of settings from traditional to coastal casual décor. The assortment of incandescent fixtures includes 3-light, 5-light and 9-light chandeliers, a 6-light island chandelier, a 1-light mini-pendant, as well as 1-light and 2-light wall sconces. | WALL SCONCE | Hartsville | Wall / Bath Lighting | Dark Weathered Zinc / Weathered Oak | DWZ/WO | Resin / Steel |  |  |  |  | 1 Candelabra Torpedo 60w |  | 1 | No | [14 empty] | 0 | [12 empty] | 31.45 | 62.9 | 94.35 | W:4 1/2'' H:7 1/4'' E:4'' | 1 |  |  | 4.5 | 7.25 | Set Screw(s) |  |  |  |  | 4 |  | No |  | No | [21 empty] | D:4 1/2'' DP:7/8'' OB UP:4 3/4'' Round |  |  |  | 8 | Black/White |  |  | Hardwired | 1 | 0 | 0 | 0 | 1 | 0 | 0 | 1 | 0 | 0 | 0 | 014817541724 | 9.5 | 6.5 | 6.5 | 1.3 | 0.232 | 175 | Yes | 12 | 10014817541721 | 19.5 | 19.5 | 13.25 | 17.3 | 2.916 | Yes |  | cETL Damp | HARTSVILLE 1L SCONCE-DWZ/WO | One Light ADA Wall Sconce |  | WB1755DWZWO.jpg | WB1755DWZWO.jpg
WB1756DWZ/WO | Two Light ADA Wall Sconce | The sweeping silhouette of the Hartsville was inspired by the farmhouses and country life of the Colonial American heartland. The Dark Weathered Zinc finish coupled with the soft, distressed Weathered Oak detailing, these designs are perfect in any number of settings from traditional to coastal casual décor. The assortment of incandescent fixtures includes 3-light, 5-light and 9-light chandeliers, a 6-light island chandelier, a 1-light mini-pendant, as well as 1-light and 2-light wall sconces. | WALL SCONCE | Hartsville | Wall / Bath Lighting | Dark Weathered Zinc / Weathered Oak | DWZ/WO | Resin / Steel |  |  |  |  | 2 Candelabra Torpedo 60w |  | 2 | No | [14 empty] | 0 | [12 empty] | 42.45 | 84.9 | 127.35 | W:6 1/8'' H:7 1/4'' E:4'' | 1.3 |  |  | 6.125 | 7.25 | Set Screw(s) |  |  |  |  | 4 |  | No |  | No | [21 empty] | D:4 1/2'' DP:7/8'' OB UP:4 3/4'' Round |  |  |  | 8 | Black/White |  |  | Hardwired | 1 | 0 | 0 | 0 | 1 | 0 | 0 | 1 | 0 | 0 | 0 | 014817541731 | 9.5 | 8.25 | 5.5 | 1.8 | 0.249 | 125 | Yes | 12 | 10014817541738 | 20 | 18 | 17 | 23.4 | 3.542 | Yes |  | cETL Damp | HARTSVILLE 2L SCONCE-DWZ/WO | Two Light ADA Wall Sconce |  | WB1756DWZWO.jpg | WB1756DWZWO.jpg
WB1757AF | 3 - Light Sconce | The Yarmouth lighting collection by Feiss is an elegant and clean interpretation of traditional lanterns. The square arm stock is turned 45 degrees so the narrow edge is facing out to catch the light, and an arch crowns the top of each graceful silhouette. Completely open with no panes of glass, Yarmouth is offered in both Antique Forged Iron and Painted Aged Brass finishes. | WALL SCONCE | Yarmouth | Wall / Bath Lighting | Antique Forged Iron | AF | Steel |  |  |  |  | 3 Candelabra B Torpedo 60w |  | 3 | No | [14 empty] | 0 | [12 empty] | 98.95 | 197.9 | 296.85 | W:12 1/2'' H:15 1/4'' E:5 1/2'' | 5 |  |  | 12.5 | 15.25 | Wall / Bath |  |  |  |  | 5.5 | [25 empty] | DP:5/8'' W:8 1/4'' H:12 1/2'' |  |  |  | 8 |  |  |  | Hardwired | 0 | 0 | 0 | 0 | 0 | 0 | 0 | 0 | 0 | 0 | 0 | 014817539448 | 18 | 15 | 8.25 | 6 | 1.289 | 175 | Yes | [9 empty] | cETL Damp | 3L Yarmouth Sconce Antique Forged Iron | 3 - Light Sconce |  | WB1757AF.jpg | WB1757AF.jpg
WB1757PAGB | 3 - Light Sconce | The Yarmouth lighting collection by Feiss is an elegant and clean interpretation of traditional lanterns. The square arm stock is turned 45 degrees so the narrow edge is facing out to catch the light, and an arch crowns the top of each graceful silhouette. Completely open with no panes of glass, Yarmouth is offered in both Antique Forged Iron and Painted Aged Brass finishes. | WALL SCONCE | Yarmouth | Wall / Bath Lighting | Painted Aged Brass | PAGB | Steel |  |  |  |  | 3 Candelabra B Torpedo 60w |  | 3 | No | [14 empty] | 0 | [12 empty] | 92.95 | 185.9 | 278.85 | W:12 1/2'' H:15 1/8'' E:5 1/2'' | 5 |  |  | 12.5 | 15.125 | Wall / Bath |  |  |  |  | 5.5 | [29 empty] | 8 |  |  |  | Hardwired | 0 | 0 | 0 | 0 | 0 | 0 | 0 | 0 | 0 | 0 | 0 | 014817539486 | 18.25 | 15.25 | 8.5 | 6 | 1.369 | 175 | Yes | [9 empty] | cETL Damp | 3L Sconce Painted Aged Brass | 3 - Light Sconce |  | WB1757PAGB.jpg | WB1757PAGB.jpg
WB1768DWZ | 1 - Light Sconce | Inspired by Prairie School architecture, the geometric motifs, linear silhouettes and Dark Weathered Zinc finish of the Prairielands lighting collection by Feiss have all been combined to create a transitional design perfect for sleek sophisticated or more rustic decor. Dense bubbles in the Clear Seeded glass create a soft contrast to the dark frame and subtly obscure the light source. The collection offers a 4-Light Pendant, 5-Light Island Chandelier, 3-Light Flushmount, 1-Light Mini-Pendant and a 1-Light Wall Sconce. | WALL SCONCE | Prairielands | Wall / Bath Lighting | Dark Weathered Zinc | DWZ | Steel / Glass |  |  |  |  | 1 Medium A19 60w |  | 1 | No | [14 empty] | 0 | [12 empty] | 75.45 | 150.9 | 226.35 | W:6'' H:12'' E:5'' | 6.4 |  |  | 6 | 12 | Wall / Bath |  |  |  |  | 5 | [25 empty] | DP:5/8'' W:12'' H:6'' |  |  |  | 8 |  |  |  | Hardwired | 0 | 1 | 0 | 0 | 0 | 0 | 0 | 0 | 0 | 0 | 0 | 014817542202 | 17.25 | 10 | 11 | 6.7 | 1.098 | 125 | Yes | [9 empty] | cETL Damp | 1L Sconce Dark Weathered Zinc | 1 - Light Sconce |  | WB1768DWZ.jpg | WB1768DWZ.jpg
WB1775SN | 12" LED Wall Sconce | This Khloe LED pendant lighting collection by Feiss features LEDs nested within modern, sculptural frames finished in either Oil Rubbed Bronze with Hammered Metal Inlay or Satin Nickel with Crystal Inlay. The globe pendants’ LEDs shine inward from half the arms while the inlay details adorn the opposite arms to catch the light. The sconces’ embedded LEDs throw light back toward the wall to create a warm glow on the backplates’ metal insert which is stamped with a subtle linen pattern and finished in a contrasting tone to the fixture's overall finish to complete the modern look. The pendants of vast scale and the ADA compliant sconces are all ideal for commercial applications or more dramatic residential installations. The lighting assortment includes 12" LED globe pendant, 20" LED globe pendant, 30" LED globe pendant, 48" LED globe pendant, as well as 12" LED wall sconce and 18" LED wall sconce. LEDs have 2700K color temperature. | WALL SCONCE | Khloe | Wall / Bath Lighting | Satin Nickel | SN | Steel / Aluminum | [6 empty] | 2 | No | 487.5 | 2700 | 80 | 4.5 | 12 | 19 - Integrated | LED - Array |  | 10 | 100 | LED |  |  | 64000 | 0 | [12 empty] | 149.5 | 299 | 448.5 | D:5 1/2'' H:12'' E:3 5/8'' | 2.76 | 5.5 |  |  | 12 | Wall / Bath |  |  |  |  | 3.625 | [25 empty] | DP:1 1/4'' W:5'' H:6 1/2'' OB UP:10'' Rectangular | [7 empty] | Hardwired | 1 | 0 | 0 | 0 | 0 | 0 | 1 | 0 | 0 | 0 | 0 | 014817541991 | 15 | 8.25 | 6.25 | 2.9 | 0.448 | 125 | Yes | [9 empty] | cETL Damp | LED Khloe Sconce Satin Nickel | 12" LED Wall Sconce |  | WB1775SN.jpg | WB1775SN.jpg
WB1776ORB | 18" LED Wall Sconce | This Khloe LED pendant lighting collection by Feiss features LEDs nested within modern, sculptural frames finished in either Oil Rubbed Bronze with Hammered Metal Inlay or Satin Nickel with Crystal Inlay. The globe pendants’ LEDs shine inward from half the arms while the inlay details adorn the opposite arms to catch the light. The sconces’ embedded LEDs throw light back toward the wall to create a warm glow on the backplates’ metal insert which is stamped with a subtle linen pattern and finished in a contrasting tone to the fixture's overall finish to complete the modern look. The pendants of vast scale and the ADA compliant sconces are all ideal for commercial applications or more dramatic residential installations. The lighting assortment includes 12" LED globe pendant, 20" LED globe pendant, 30" LED globe pendant, 48" LED globe pendant, as well as 12" LED wall sconce and 18" LED wall sconce. LEDs have 2700K color temperature. | WALL SCONCE | Khloe | Wall / Bath Lighting | Oil Rubbed Bronze | ORB | Steel / Aluminum | [6 empty] | 2 | No | 650 | 2700 | 80 | 6.3 | 12 | 19 - Integrated | LED - Array |  | 10 | 100 | LED |  |  | 64000 | 0 | [12 empty] | 189.5 | 379 | 568.5 | D:5 1/2'' H:18'' E:3 5/8'' | 3.51 | 5.5 |  |  | 18 | Wall / Bath |  |  |  |  | 3.625 | [25 empty] | DP:1 1/4'' W:5'' H:6 1/2'' OB UP:16'' Rectangular | [7 empty] | Hardwired | 1 | 0 | 0 | 0 | 0 | 0 | 1 | 0 | 0 | 0 | 0 | 014817542028 | 21 | 8.25 | 6.25 | 3.7 | 0.627 | 175 | Yes | [9 empty] | cETL Damp | LED Khloe Sconce Oil Rubbed Bronze | 18" LED Wall Sconce |  | WB1776ORB.jpg | WB1776ORB.jpg
WB1776SN | 18" LED Wall Sconce | This Khloe LED pendant lighting collection by Feiss features LEDs nested within modern, sculptural frames finished in either Oil Rubbed Bronze with Hammered Metal Inlay or Satin Nickel with Crystal Inlay. The globe pendants’ LEDs shine inward from half the arms while the inlay details adorn the opposite arms to catch the light. The sconces’ embedded LEDs throw light back toward the wall to create a warm glow on the backplates’ metal insert which is stamped with a subtle linen pattern and finished in a contrasting tone to the fixture's overall finish to complete the modern look. The pendants of vast scale and the ADA compliant sconces are all ideal for commercial applications or more dramatic residential installations. The lighting assortment includes 12" LED globe pendant, 20" LED globe pendant, 30" LED globe pendant, 48" LED globe pendant, as well as 12" LED wall sconce and 18" LED wall sconce. LEDs have 2700K color temperature. | WALL SCONCE | Khloe | Wall / Bath Lighting | Satin Nickel | SN | Steel / Aluminum | [6 empty] | 2 | No | 650 | 2700 | 80 | 6.3 | 12 | 19 - Integrated | LED - Array |  | 10 | 100 | LED |  |  | 64000 | 0 | [12 empty] | 189.5 | 379 | 568.5 | D:5 1/2'' H:18'' E:3 5/8'' | 3.51 | 5.5 |  |  | 18 | Wall / Bath |  |  |  |  | 3.625 | [25 empty] | DP:1 1/4'' W:5'' H:6 1/2'' OB UP:16'' Rectangular | [7 empty] | Hardwired | 1 | 0 | 0 | 0 | 0 | 0 | 1 | 0 | 0 | 0 | 0 | 014817542004 | 21 | 8.25 | 6.25 | 3.7 | 0.627 | 175 | Yes | [9 empty] | cETL Damp | LED Khloe Sconce Satin Nickel | 18" LED Wall Sconce |  | WB1776SN.jpg | WB1776SN.jpg
WB1782ORB | 1 - Light Wall Sconce | The transitional Marteau Collection takes a flowing silhouette and transforms it with rustic, mountain luxe design elements. With an Oil Rubbed Bronze finish, a hammered metal inlay along the sloping arms and canopy adds rich texture and catches the light. The Clear Seeded glass shades expose candelabra bulbs and add to its relaxed charm. A Ivory Shantung linen shade with hammered metal band accents adorns the 2-light flush mount and the oversized 3- and 5-light semi-flush mounts designed especially for making a statement even where ceiling clearance is limited. Other lighting fixtures include 3- and 5-light chandeliers, a 1-light mini-pendant and a 1-light wall sconce. | WALL SCONCE | Marteau | Wall / Bath Lighting | Oil Rubbed Bronze | ORB | Steel | Clear Seeded Glass | W:5.5" H:12" |  |  | 1 Candelabra B10 Torpedo 60w |  | 1 | No | [14 empty] | 0 | [12 empty] | 69.95 | 139.9 | 209.85 | W:5 1/2'' H:12'' E:3 1/2'' | 3.9 |  |  | 5.5 | 12 | Cross Bar |  |  |  |  | 3.5 | [25 empty] | DP:5/8'' W:4 7/8'' H:11 1/4'' OB UP:9'' Irregular |  |  |  | 8 |  |  |  | Hardwired | 1 | 0 | 0 | 0 | 0 | 0 | 0 | 0 | 0 | 0 | 0 | 014817561593 | 17.25 | 11.25 | 10.25 | 4.4 | 1.151 | 250 | Yes | [9 empty] | cETL Damp | 1L MARTEAU SCONCE O.RBBD BRZ | 1 - Light Wall Sconce |  | WB1782ORB.jpg | WB1782ORB.jpg
WB1813DAC/AC | 2 - Light Wall Sconce | The carriage light profile and open frame of the Galloway gives a light and airy feel to this period-inspired profile. Open vents at the apex of the roofline allow light to pass through to cast a soft glow through the crown. The Polished Nickel finish is plated, achieving crisp edges and superb detailing of the overall traditional aesthetic, and is painted white under the hood for a finished, tailored look. The Galloway is also offered in an Antique Copper finish. | WALL SCONCE | Galloway | Wall / Bath Lighting | Dark Antique Copper / Antique Copper | DAC/AC | Stainless Steel | Dark Antique Copper / Antique Copper Stainless Steel |  |  |  | 2 Candelabra B10 Torpedo 60w |  | 2 | No | [14 empty] | 0 | [12 empty] | 121.95 | 243.9 | 365.85 | W:8 1/2'' H:14 1/4'' E:6 1/2'' | 7.03 |  |  | 8.5 | 14.25 | Wall / Bath |  |  |  |  | 6.5 | [25 empty] | DP:3/4'' W:5 3/4'' H:9'' OB UP:7 3/4'' Rectangular |  |  |  | 8 |  |  |  | Hardwired | 0 | 0 | 0 | 0 | 0 | 0 | 0 | 0 | 0 | 0 | 0 | 014817565348 | 17 | 11.75 | 10 | 7.4 | 1.156 | 125 | Yes | [9 empty] | cETL Damp | 2L GALLOWAY SCONCE DRK.ANT.CPR | 2 - Light Wall Sconce |  | WB1813DACAC.jpg | WB1813DACAC.jpg
WB1813PN | 2 - Light Wall Sconce | The carriage light profile and open frame of the Galloway gives a light and airy feel to this period-inspired profile. Open vents at the apex of the roofline allow light to pass through to cast a soft glow through the crown. The Polished Nickel finish is plated, achieving crisp edges and superb detailing of the overall traditional aesthetic, and is painted white under the hood for a finished, tailored look. The Galloway is also offered in an Antique Copper finish. | WALL SCONCE | Galloway | Wall / Bath Lighting | Polished Nickel | PN | Stainless Steel | White Stainless Steel |  |  |  | 2 Candelabra B10 Torpedo 60w |  | 2 | No | [14 empty] | 0 | [12 empty] | 133.45 | 266.9 | 400.35 | W:8 1/2'' H:14 1/4'' E:6 1/2'' | 7.03 |  |  | 8.5 | 14.25 | Wall / Bath |  |  |  |  | 6.5 | [25 empty] | DP:3/4'' W:5 3/4'' H:9'' OB UP:7 3/4'' Rectangular |  |  |  | 8 |  |  |  | Hardwired | 0 | 0 | 0 | 0 | 0 | 0 | 0 | 0 | 0 | 0 | 0 | 014817565355 | 17 | 11.75 | 9.75 | 7.4 | 1.127 | 125 | Yes | [9 empty] | cETL Damp | 2L GALLOWAY SCONCE P.NKL | 2 - Light Wall Sconce |  | WB1813PN.jpg | WB1813PN.jpg
WB1824PSW | 3 - Light Wall Sconce | The Annie lighting collection by Feiss is simple and chic, and delights with warm, welcoming, Provincial charm. The rustic aesthetic of the new Plaster White finish perfectly enhances the texture and beauty of this humble, traditional lighting design. A decorative bead drops from the center of each fixture, adding a fanciful touch to this stately design. Alternatively, the chandelier may be installed with a round bottom cap, for a cleaner look. The simple silhouette of these light fixtures makes them versatile to fit in a wide range of décor, and the rustic finish makes them particularly ideal for living rooms, dining rooms and bedrooms with casual, traditional decor, European farmhouse design or the shabby chic look. In the Annie collection are a six-light chandelier (30” high); nine-light chandelier (34” high) and three-light wall sconce light (24” high). | WALL SCONCE | Annie | Wall / Bath Lighting | Plaster White | PSW | Steel |  |  |  |  | 3 Candelabra B10 Torpedo 60w |  | 3 | No | [14 empty] | 0 | [12 empty] | 57.95 | 115.9 | 173.85 | W:10'' H:24'' E:5'' | 3.96 |  |  | 10 | 24 | Wall / Bath |  |  |  |  | 5 | [25 empty] | D:5 1/2'' OB UP:21 1/2'' Round |  |  |  | 8 |  |  |  | Hardwired | 0 | 0 | 0 | 0 | 0 | 0 | 0 | 0 | 0 | 0 | 0 | 014817569605 | 25.25 | 13 | 8.25 | 4 | 1.567 | 250 | Yes | [9 empty] | cETL Damp | 3L WALL SCONCE | 3 - Light Wall Sconce |  | WB1824PSW.jpg | WB1824PSW.jpg
WB1825DWK/SGM | 1 - Light Wall Sconce | Influenced by both rustic and industrial design, the transitional Angelo chandelier collection by Feiss celebrates the beauty of imperfection and the visual impact of mixed materials to create an overall rugged look. The cylindrical Clear Thick Wavy glass shades complement the two-toned finish of Distressed Weathered Oak on the outer structures and a new pitted, richly textured Slated Grey Metal finish on the sloping arms for a rustic but tailored look. Perfect as foyer lighting, living room lighting, or paired over a dining room table, and the largest fixture will be the crowning touch to any great room. The Angelo lighting collection includes a five-light chandelier, six-light chandelier, a nine-light, two-tier chandelier, an eight-light linear island chandelier and a one-light sconce light. | WALL SCONCE | Angelo | Wall / Bath Lighting | Distressed Weathered Oak / Slate Grey Metal | DWK/SGM | Steel | Clear Glass | D:4" H:7" |  |  | 1 Medium A19 60w |  | 1 | No | [14 empty] | 0 | [12 empty] | 58.98 | 117.96 | 176.94 | W:5 1/2'' H:13'' E:6'' | 5.28 |  |  | 5.5 | 13 | Set Screw(s) |  |  |  |  | 6 | [25 empty] | DP:3/4'' W:4 3/4'' H:13'' OB UP:9 1/2'' Rectangular |  |  |  | 8 |  |  |  |  | 0 | 0 | 0 | 0 | 0 | 0 | 0 | 0 | 0 | 0 | 0 | 014817569667 | 16.5 | 9 | 8.75 | 7 | 0.752 | 100 | Yes | [9 empty] | cETL Damp | ANGELO 1L SCONCE DTRS.WTH OAK | 1 - Light Wall Sconce |  | WB1825DWKSGM.jpg | WB1825DWKSGM.jpg
WB1826NWB | 1 - Light Wall Sconce | Inspired by classic lanterns, the clean, geometric silhouette of the transitional Finnegan chandelier collection by Feiss features exquisite metal work and marries two new, contrasting finishes. The square tubing of the open frame in a New World Bronze finish is in dramatic contrast to the new Burnished Brass finish of the socket cups, which brighten and bring life to this mixed-material collection. This design will perfectly complement a wide range of décor from urban, eclectic loft spaces to clean, contemporary interpretations of Colonial or nautical décor to rich, European inspired space. This updated take on a classic lantern lighting collection includes a four-light, square chandelier, four-light tall foyer chandelier, seven-light linear chandelier, five-light linear chandelier, one-light mini-pendant light and a one-light wall sconce. The one-light wall sconce is Damp Rated. | WALL SCONCE | Finnegan | Wall / Bath Lighting | New World Bronze | NWB | Steel |  |  |  |  | 1 Medium A19 60w |  | 1 | No | [14 empty] | 0 | [12 empty] | 63.95 | 127.9 | 191.85 | W:6'' H:17'' E:4 3/4'' | 7.7 |  |  | 6 | 17 | Wall / Bath |  |  |  |  | 4.75 | [25 empty] | W:5 1/2'' H:16 1/2'' OB UP:12 3/4'' Rectangular |  |  |  | 8 |  |  |  | Hardwired | 0 | 0 | 0 | 0 | 0 | 0 | 0 | 0 | 0 | 0 | 0 | 014817569711 | 20.25 | 10 | 9.75 | 8.1 | 1.143 | 125 | Yes | [9 empty] | cETL Damp | 1L WALL SCONCE | 1 - Light Wall Sconce |  | WB1826NWB.jpg | WB1826NWB.jpg
WB1827CH | 1 - Light Wall Sconce | The transitional Conant lantern pendant collection by Feiss is highly structured and infinitely inviting, and the crisp architectural lines of these open lanterns are richly warmed by a new Gilded Satin Brass finish or modernized with a bright Chrome finish. Intricate square details at the base of each floating candle tube exemplify the artistry and skill required to create these majestic lighting fixtures. The open frames (no glass panels) give the lantern silhouettes an airy, updated look and will look perfect paired over an island as kitchen lighting, dining room lighting or in a bedroom paired with the complementary wall sconces. The Conant lantern pendant collection includes a four-light small lantern pendant, four-light medium lantern pendant, four-light large lantern pendant, eight-light linear island fixture and a one-light wall sconce. The one-light wall sconce is Damp Rated. | WALL SCONCE | Conant | Wall / Bath Lighting | Chrome | CH | Steel |  |  |  |  | 1 Candelabra B10 Torpedo 60w |  | 1 | No | [14 empty] | 0 | [12 empty] | 115.95 | 231.9 | 347.85 | W:8'' H:15'' E:6'' | 4.49 |  |  | 8 | 15 | Wall / Bath |  |  |  |  | 6 | [25 empty] | DP:1/2'' W:5'' H:13'' OB UP:3 3/4'' Rectangular |  |  |  | 8 |  |  |  | Hardwired | 0 | 0 | 0 | 0 | 0 | 0 | 0 | 0 | 0 | 0 | 0 | 014817569865 | 17.75 | 10.5 | 8.25 | 6.3 | 0.89 | 125 | Yes | [9 empty] | cETL Damp | CONANT 1L SCONCE CH | 1 - Light Wall Sconce |  | WB1827CH.jpg | WB1827CH.jpg
WB1827GSB | 1 - Light Wall Sconce | The transitional Conant lantern pendant collection by Feiss is highly structured and infinitely inviting, and the crisp architectural lines of these open lanterns are richly warmed by a new Gilded Satin Brass finish or modernized with a bright Chrome finish. Intricate square details at the base of each floating candle tube exemplify the artistry and skill required to create these majestic lighting fixtures. The open frames (no glass panels) give the lantern silhouettes an airy, updated look and will look perfect paired over an island as kitchen lighting, dining room lighting or in a bedroom paired with the complementary wall sconces. The Conant lantern pendant collection includes a four-light small lantern pendant, four-light medium lantern pendant, four-light large lantern pendant, eight-light linear island fixture and a one-light wall sconce. The one-light wall sconce is Damp Rated. | WALL SCONCE | Conant | Wall / Bath Lighting | Gilded Satin Brass | GSB | Steel |  |  |  |  | 1 Candelabra B10 Torpedo 60w |  | 1 | No | [14 empty] | 0 | [12 empty] | 115.95 | 231.9 | 347.85 | W:8'' H:15'' E:6'' | 4.49 |  |  | 8 | 15 | Wall / Bath |  |  |  |  | 6 | [25 empty] | DP:1/2'' W:5'' H:13'' OB UP:3 3/4'' Rectangular |  |  |  | 8 |  |  |  | Hardwired | 0 | 0 | 0 | 0 | 0 | 0 | 0 | 0 | 0 | 0 | 0 | 014817569919 | 17.75 | 10.5 | 8.25 | 6.3 | 0.89 | 125 | Yes | [9 empty] | cETL Damp | CONANT 1L SCONCE GLD STN BRSS | 1 - Light Wall Sconce |  | WB1827GSB.jpg | WB1827GSB.jpg
WB1828SGM | 1 - Light Indoor / Outdoor Wall Lantern | The Lennex collection by Feiss is a throwback to the Industrial Revolution, featuring open metal cages, exposed lamping and gooseneck detailing that resemble true vintage warehouse fixtures. Real gas piping secures the pitted, rugged sand-cast shades, which are produced in a new Slated Grey Metal finish. Designers are selecting this industrial look to complement a wide array of décor from traditional spaces to urban loft to chic, European-inspired eclectic rooms. The indoor/outdoor wall sconces are a sharp architectural accent whether flanking a front door, garage or pool house. The industrial-inspired Lennex collection offers a three-light chandelier, two-light island chandelier, three-light island chandelier, six-light island chandelier, one-light mini-pendant, a medium one-light indoor/outdoor wall lantern, and a large one-light indoor/outdoor wall lantern. Both one-light wall lanterns are designed to be used indoors or out and are Wet Rated for outdoor use. | OUTDOOR | Lennex | Outdoor Lighting | Slate Grey Metal | SGM | Steel |  |  |  |  | 1 Medium A19 60w |  | 1 | No | [14 empty] | 0 | [12 empty] | 85.95 | 171.9 | 257.85 | W:12'' H:17 1/4'' E:15 1/2'' | 5.72 |  |  | 12 | 17.25 | Set Screw(s) |  |  |  |  | 15.5 | [25 empty] | DP:3/4'' W:5'' H:12'' OB DOWN:7 1/2'' Rectangular |  |  |  | 8 |  |  |  | Hardwired | 0 | 0 | 0 | 0 | 0 | 0 | 0 | 0 | 0 | 0 | 0 | 014817570052 | 21.25 | 19 | 15.25 | 10.2 | 3.563 | 250 | Yes | [9 empty] | cETL Wet | 1L INDR/OUTDR WALL LANTERN | 1 - Light Indoor / Outdoor Wall Lantern |  | WB1828SGM.jpg | WB1828SGM.jpg
WB1829SGM | 1 - Light Indoor / Outdoor Wall Lantern | The Lennex collection by Feiss is a throwback to the Industrial Revolution, featuring open metal cages, exposed lamping and gooseneck detailing that resemble true vintage warehouse fixtures. Real gas piping secures the pitted, rugged sand-cast shades, which are produced in a new Slated Grey Metal finish. Designers are selecting this industrial look to complement a wide array of décor from traditional spaces to urban loft to chic, European-inspired eclectic rooms. The indoor/outdoor wall sconces are a sharp architectural accent whether flanking a front door, garage or pool house. The industrial-inspired Lennex collection offers a three-light chandelier, two-light island chandelier, three-light island chandelier, six-light island chandelier, one-light mini-pendant, a medium one-light indoor/outdoor wall lantern, and a large one-light indoor/outdoor wall lantern. Both one-light wall lanterns are designed to be used indoors or out and are Wet Rated for outdoor use. | OUTDOOR | Lennex | Outdoor Lighting | Slate Grey Metal | SGM | Steel |  |  |  |  | 1 Medium A19 60w |  | 1 | No | [14 empty] | 0 | [12 empty] | 85.95 | 171.9 | 257.85 | W:12'' H:12 1/2'' E:16 3/4'' - 22 3/4'' | 3.96 |  |  | 12 | 12.5 | Set Screw(s) |  |  |  |  | 16.75 - 22.75 | [25 empty] | D:5 1/4'' DP:1 1/4'' OB DOWN:3 1/2'' Round |  |  |  | 12 |  |  |  | Hardwired | 0 | 0 | 0 | 0 | 0 | 0 | 0 | 0 | 0 | 0 | 0 | 014817570069 | 19.75 | 15.25 | 14 | 7.6 | 2.44 | 250 | Yes | [9 empty] | cETL Wet | 1L INDR/OUTDR WALL LANTERN | 1 - Light Indoor / Outdoor Wall Lantern |  | WB1829SGM.jpg | WB1829SGM.jpg
WB1830CH-L1 | 27" Vanity | The Cook linear LED lighting collection's LED panel is perfectly diffused by the cylindrical White Opal Etched glass shade. Chunky clear crystals serve as endcaps over the hardware on both ends, adding a surprise design element and an elegant touch to this streamlined profile. Two finish options are available: Satin Nickel or Chrome. Cook fixtures can be mounted either vertically or horizontally, and fit spaces both big and small with a 27” x 5.5” fixture or a larger 32”x5.5” option. While the Cook collection is damp-rated and perfectly suitable for bathroom spaces, these fixtures would also be useful anywhere a linear sconce shape is desired. | BATH | Cook | Wall / Bath Lighting | Chrome | CH | Steel | Undefined Glass | L:24" W:3.625" |  |  |  |  | 0 | No | 1800 | 3000 | 90 | 20 | 120 | 19 - Integrated | LED - Array |  |  |  |  | 20 | 20 | 50000 | 0 | [12 empty] | 145.45 | 290.9 | 436.35 | W:27'' H:5 1/2'' E:5 1/2'' | 6.38 |  |  | 27 | 5.5 | Wall / Bath |  |  |  |  | 5.5 | [25 empty] | DP:1'' W:5 1/2'' H:5 1/2'' OB UP:2 3/4'' Square |  |  |  | 8 |  |  |  | Hardwired | 0 | 0 | 0 | 0 | 1 | 0 | 1 | 0 | 0 | 0 | 0 | 014817582758 | 30.75 | 14.625 | 8.5 | 8.2 | 2.212 | 250 | Yes | [9 empty] | cETL Damp | 27IN LED VANITY | 27" Vanity |  | WB1830CH-L1.jpg | WB1830CHL1.jpg
WB1830SN-L1 | 27IN VANITY | The Cook linear LED lighting collection's LED panel is perfectly diffused by the cylindrical White Opal Etched glass shade. Chunky clear crystals serve as endcaps over the hardware on both ends, adding a surprise design element and an elegant touch to this streamlined profile. Two finish options are available: Satin Nickel or Chrome. Cook fixtures can be mounted either vertically or horizontally, and fit spaces both big and small with a 27” x 5.5” fixture or a larger 32”x5.5” option. While the Cook collection is damp-rated and perfectly suitable for bathroom spaces, these fixtures would also be useful anywhere a linear sconce shape is desired. | BATH | Cook | Wall / Bath Lighting | Satin Nickel | SN | Steel | Undefined Glass | L:24" W:3.625" |  |  |  |  | 0 | No | 1800 | 3000 | 90 | 20 | 120 | 19 - Integrated | LED - Array |  |  |  |  | 20 | 20 | 50000 | 0 | [12 empty] | 145.45 | 290.9 | 436.35 | W:27'' H:5 1/2'' E:5 1/2'' | 6.38 |  |  | 27 | 5.5 | Wall / Bath |  |  |  |  | 5.5 | [25 empty] | DP:1'' W:5 1/2'' H:5 1/2'' OB UP:2 3/4'' Square |  |  |  | 8 |  |  |  | Hardwired | 0 | 0 | 0 | 0 | 1 | 0 | 1 | 0 | 0 | 0 | 0 | 014817582765 | 30.75 | 14.5 | 8.75 | 8.36 | 2.258 | 250 | Yes | [9 empty] | cETL Damp | 27IN LED VANITY | 27IN VANITY |  | WB1830SN-L1.jpg | WB1830SNL1.jpg
WB1831CH-L1 | 32IN VANITY | The Cook linear LED lighting collection's LED panel is perfectly diffused by the cylindrical White Opal Etched glass shade. Chunky clear crystals serve as endcaps over the hardware on both ends, adding a surprise design element and an elegant touch to this streamlined profile. Two finish options are available: Satin Nickel or Chrome. Cook fixtures can be mounted either vertically or horizontally, and fit spaces both big and small with a 27” x 5.5” fixture or a larger 32”x5.5” option. While the Cook collection is damp-rated and perfectly suitable for bathroom spaces, these fixtures would also be useful anywhere a linear sconce shape is desired. | BATH | Cook | Wall / Bath Lighting | Chrome | CH | Steel | Undefined Glass | L:29.125" W:3.625" |  |  |  |  | 0 | No | 2250 | 3000 | 90 | 25 | 120 | 19 - Integrated | LED - Array |  |  |  |  | 25 | 25 | 50000 | 0 | [12 empty] | 174.45 | 348.9 | 523.35 | W:32'' H:5 1/2'' E:5 1/2'' | 9.24 |  |  | 32 | 5.5 | Wall / Bath |  |  |  |  | 5.5 | [25 empty] | DP:1'' W:5 1/2'' H:5 1/2'' OB UP:2 3/4'' Square |  |  |  | 8 |  |  |  | Hardwired | 0 | 0 | 0 | 0 | 1 | 0 | 1 | 0 | 0 | 0 | 0 | 014817582772 | 36.25 | 14.75 | 8.75 | 9.6 | 2.707 | 250 | Yes | [9 empty] | cETL Damp | 32IN LED VANITY | 32IN VANITY |  | WB1831CH-L1.jpg | WB1831CHL1.jpg
WB1831SN-L1 | 32IN VANITY | The Cook linear LED lighting collection's LED panel is perfectly diffused by the cylindrical White Opal Etched glass shade. Chunky clear crystals serve as endcaps over the hardware on both ends, adding a surprise design element and an elegant touch to this streamlined profile. Two finish options are available: Satin Nickel or Chrome. Cook fixtures can be mounted either vertically or horizontally, and fit spaces both big and small with a 27” x 5.5” fixture or a larger 32”x5.5” option. While the Cook collection is damp-rated and perfectly suitable for bathroom spaces, these fixtures would also be useful anywhere a linear sconce shape is desired. | BATH | Cook | Wall / Bath Lighting | Satin Nickel | SN | Steel | Undefined Glass | L:29.125" W:3.625" |  |  |  |  | 0 | No | 2250 | 3000 | 90 | 25 | 120 | 19 - Integrated | LED - Array |  |  |  |  | 25 | 25 | 50000 | 0 | [12 empty] | 174.45 | 348.9 | 523.35 | W:32'' H:5 1/2'' E:5 1/2'' | 9.24 |  |  | 32 | 5.5 | Wall / Bath |  |  |  |  | 5.5 | [25 empty] | DP:1'' W:5 1/2'' H:5 1/2'' OB UP:2 3/4'' Square |  |  |  | 8 |  |  |  | Hardwired | 0 | 0 | 0 | 0 | 1 | 0 | 1 | 0 | 0 | 0 | 0 | 014817582789 | 36.25 | 14.75 | 8.5 | 10.2 | 2.63 | 250 | Yes | [9 empty] | cETL Damp | 32IN LED VANITY | 32IN VANITY |  | WB1831SN-L1.jpg | WB1831SNL1.jpg
WB1832CH-L1 | 23" LED Vanity | Inspired by fine jewelry, and a truly glamourous fixture on its own, the Jessie LED bathroom vanity light by Feiss features a sparkly crystal extruded panel that delivers big-time bling. Faceted crystals enable dramatic reflection of light, and are softened by a white diffuser behind the crystal. Jessie sconces can be mounted either vertically or horizontally and are damp-rated. Integrated LED lamping has a CCT of 2700K on the "-LED" fixtures and a CCT of 3000K on the "-L1" fixtures. | BATH | Jessie | Wall / Bath Lighting | Chrome | CH | Steel | Undefined Crystal Glass | W:2.25" H:2.25" |  |  |  |  | 0 | No | 1800 | 3000 | 90 | 20 | 120 | 19 - Integrated | LED - Array |  |  |  |  | 20 | 20 | 50000 | 0 | [12 empty] | 174.45 | 348.9 | 523.35 | W:23 1/2'' H:5'' E:4'' | 4.5 |  |  | 23.5 | 5 | Set Screw(s) |  |  |  |  | 4 | [25 empty] | DP:1'' W:5'' H:5'' OB UP:2 1/2'' Square |  |  |  | 8 |  |  |  | Hardwired | 1 | 0 | 0 | 0 | 1 | 0 | 1 | 0 | 0 | 0 | 0 | 014817582796 | 28 | 9.5 | 8.78 | 6.4 | 1.352 | 175 | Yes | [9 empty] | cETL Damp | JESSIE 23.5IN LED BATH CHROME | 23" LED Vanity |  | WB1832CH-L1.jpg | WB1832CHL1.jpg
WB1832SN-L1 | 23" LED Vanity | Inspired by fine jewelry, and a truly glamourous fixture on its own, the Jessie LED bathroom vanity light by Feiss features a sparkly crystal extruded panel that delivers big-time bling. Faceted crystals enable dramatic reflection of light, and are softened by a white diffuser behind the crystal. Jessie sconces can be mounted either vertically or horizontally and are damp-rated. Integrated LED lamping has a CCT of 2700K on the "-LED" fixtures and a CCT of 3000K on the "-L1" fixtures. | BATH | Jessie | Wall / Bath Lighting | Satin Nickel | SN | Steel | Undefined Crystal Glass | W:2.25" H:2.25" |  |  |  |  | 0 | No | 1800 | 3000 | 90 | 20 | 120 | 19 - Integrated | LED - Array |  |  |  |  | 20 | 20 | 50000 | 0 | [12 empty] | 174.45 | 348.9 | 523.35 | W:23 1/2'' H:5'' E:4'' | 4.5 |  |  | 23.5 | 5 | Set Screw(s) |  |  |  |  | 4 | [25 empty] | DP:1'' W:5'' H:5'' OB UP:2 1/2'' Square |  |  |  | 8 |  |  |  | Hardwired | 1 | 0 | 0 | 0 | 1 | 0 | 1 | 0 | 0 | 0 | 0 | 014817582802 | 28 | 9.5 | 8.75 | 6.3 | 1.347 | 175 | Yes | [9 empty] | cETL Damp | JESSIE 23.5IN LED BATH STN NKL | 23" LED Vanity |  | WB1832SN-L1.jpg | WB1832SNL1.jpg
WB1841CH | 1 - Light Wall Sconce | The Paulson collection from Feiss features vintage-inspired silhouettes with an updated, contemporary twist. Industrial-inspired, brightly Chrome-finished hardware secures glass tube shades, which are created using rows of individual clear glass rods that softly diffuse the light. The extensive Paulson collection offers fixtures for every room in the house, should a coordinated design aesthetic be desired throughout your space. The full offering includes a one-light pendant, three-light drum pendant with a White Opal Etched glass diffuser, four-light foyer chandelier, two-light flushmount with a White Opal Etched glass diffuser, three-light flushmount with a White Opal Etched glass diffuser, one-light mini-pendant, two-light vanity, four-light vanity, and one-light wall sconce. Flushmounts, vanity fixtures and wall sconce are all Damp Rated. | WALL SCONCE | Paulson | Wall / Bath Lighting | Chrome | CH | Steel | Clear Glass | D:0.375" |  |  | 1 Medium A19 60w |  | 1 | No | [14 empty] | 0 | [12 empty] | 86.95 | 173.9 | 260.85 | W:4 3/4'' H:15'' E:5 1/4'' | 5.3 |  |  | 4.75 | 15 | Set Screw(s) |  |  |  |  | 5.25 | [25 empty] | DP:3/4'' W:4 3/4'' H:15'' OB UP:7 1/2'' Rectangular |  |  |  | 8 |  |  |  | Hardwired | 0 | 1 | 0 | 0 | 0 | 0 | 0 | 0 | 0 | 0 | 0 | 014817571646 | 19.25 | 9.75 | 8.75 | 6.7 | 0.95 | 125 | Yes | [9 empty] | cETL Damp | PAULSON 1L SCONCE CH | 1 - Light Wall Sconce |  | WB1841CH.jpg | WB1841CH.jpg
WB1842CH | 2 - Light Vanity | The Paulson collection from Feiss features vintage-inspired silhouettes with an updated, contemporary twist. Industrial-inspired, brightly Chrome-finished hardware secures glass tube shades, which are created using rows of individual clear glass rods that softly diffuse the light. The extensive Paulson collection offers fixtures for every room in the house, should a coordinated design aesthetic be desired throughout your space. The full offering includes a one-light pendant, three-light drum pendant with a White Opal Etched glass diffuser, four-light foyer chandelier, two-light flushmount with a White Opal Etched glass diffuser, three-light flushmount with a White Opal Etched glass diffuser, one-light mini-pendant, two-light vanity, four-light vanity, and one-light wall sconce. Flushmounts, vanity fixtures and wall sconce are all Damp Rated. | WALL SCONCE | Paulson | Wall / Bath Lighting | Chrome | CH | Steel | Clear Glass | D:0.375" |  |  | 2 Medium A19 60w |  | 2 | No | [14 empty] | 0 | [12 empty] | 115.95 | 231.9 | 347.85 | W:22 1/2'' H:4 3/4'' E:5'' | 7.56 |  |  | 22.5 | 4.75 | Set Screw(s) |  |  |  |  | 5 | [25 empty] | DP:3/4'' W:6'' H:4 3/4'' OB UP:2 1/2'' Rectangular |  |  |  | 8 |  |  |  | Hardwired | 0 | 0 | 0 | 0 | 0 | 0 | 0 | 0 | 0 | 0 | 0 | 014817571653 | 27 | 10 | 9.25 | 8.5 | 1.445 | 175 | Yes | [9 empty] | cETL Damp | PAULSON 2L SCONCE CH | 2 - Light Vanity |  | WB1842CH.jpg | WB1842CH.jpg
WB1843ANBZ | 1 - Light Wall Sconce | Inspired by vintage theatre screens, the Dailey one-light wall sconce by Feiss is sure to make a design statement with its open sides and unique presentation. An artisanal Textured Screen Print glass panel obscures the light source while still allowing a soft glow to shine through. Secured at the top and bottom with architectural elements, the glass panel features a micro-pattern of fine ribbing which gives it a delicate texture. The 18-inch backplate has a substantial profile, slightly larger than the framed glass panel in the front. The wall sconce is offered in either Chrome or Antique Bronze finishes, creating completely different aesthetics. Damp Rated. | WALL SCONCE | Dailey | Wall / Bath Lighting | Antique Bronze | ANBZ | Steel | Textured Screen Print Glass | W:7" H:13" |  |  | 1 Medium A19 75w |  | 1 | No | [14 empty] | 0 | [12 empty] | 104.45 | 208.9 | 313.35 | W:7'' H:18'' E:5 1/2'' | 6.04 |  |  | 7 | 18 | Set Screw(s) |  |  |  |  | 5.5 | [25 empty] | DP:1/2'' W:4 1/2'' H:17 1/2'' OB UP:9'' Rectangular |  |  |  | 8 |  |  |  | Hardwired | 0 | 0 | 0 | 0 | 0 | 0 | 0 | 0 | 0 | 0 | 0 | 014817571714 | 22.25 | 11.5 | 10 | 7.9 | 1.481 | 175 | Yes | [9 empty] | cETL Damp | DAILEY 1L SCONCE ANT BRZ | 1 - Light Wall Sconce |  | WB1843ANBZ.jpg | WB1843ANBZ.jpg
WB1843CH | 1 - Light Wall Sconce | Inspired by vintage theatre screens, the Dailey one-light wall sconce by Feiss is sure to make a design statement with its open sides and unique presentation. An artisanal Textured Screen Print glass panel obscures the light source while still allowing a soft glow to shine through. Secured at the top and bottom with architectural elements, the glass panel features a micro-pattern of fine ribbing which gives it a delicate texture. The 18-inch backplate has a substantial profile, slightly larger than the framed glass panel in the front. The wall sconce is offered in either Chrome or Antique Bronze finishes, creating completely different aesthetics. Damp Rated. | WALL SCONCE | Dailey | Wall / Bath Lighting | Chrome | CH | Steel | Textured Screen Print Glass | W:7" H:13" |  |  | 1 Medium A19 75w |  | 1 | No | [14 empty] | 0 | [12 empty] | 104.45 | 208.9 | 313.35 | W:7'' H:18'' E:5 1/2'' | 6.04 |  |  | 7 | 18 | Set Screw(s) |  |  |  |  | 5.5 | [25 empty] | DP:1/2'' W:4 1/2'' H:17 1/2'' OB UP:9'' Rectangular |  |  |  | 8 |  |  |  | Hardwired | 0 | 0 | 0 | 0 | 0 | 0 | 0 | 0 | 0 | 0 | 0 | 014817571707 | 22.25 | 11.5 | 10 | 7.9 | 1.481 | 175 | Yes | [9 empty] | cETL Damp | DAILEY 1L SCONCE CH | 1 - Light Wall Sconce |  | WB1843CH.jpg | WB1843CH.jpg
WB1846ANBZ | 1 - Light Wall Sconce | The geometric lines of the transitional Marlena Wall Sconce take inspiration from an oversized door knocker. A solid, mounted oval loop elegantly frames the cylindrical, Clear glass shade and highlights the lamp as a central element of the overall design. Marlena is more refined in Satin Nickel or Chrome, but our new Antique Bronze finish gives a warmer look and feel. | WALL SCONCE | Marlena | Wall / Bath Lighting | Antique Bronze | ANBZ | Steel | Clear Glass | D:4" H:13.75" |  |  | 1 Medium A19 60w |  | 1 | No | [14 empty] | 0 | [12 empty] | 104.45 | 208.9 | 313.35 | W:10 1/2'' H:18'' E:6'' | 6.38 |  |  | 10.5 | 18 | Set Screw(s) |  |  |  |  | 6 | [25 empty] | DP:3/4'' W:4 3/4'' H:18'' OB DOWN:9'' Rectangular |  |  |  | 8 |  |  |  | Hardwired | 0 | 0 | 0 | 0 | 0 | 0 | 0 | 0 | 0 | 0 | 0 | 014817571776 | 21.75 | 14 | 10 | 8.1 | 1.762 | 175 | Yes | [9 empty] | cETL Damp | MARLENA 1L SCONCE ANT BRZ | 1 - Light Wall Sconce |  | WB1846ANBZ.jpg | WB1846ANBZ.jpg
WB1846CH | 1 - Light Wall Sconce | The geometric lines of the transitional Marlena Wall Sconce take inspiration from an oversized door knocker. A solid, mounted oval loop elegantly frames the cylindrical, Clear glass shade and highlights the lamp as a central element of the overall design. Marlena is more refined in Satin Nickel or Chrome, but our new Antique Bronze finish gives a warmer look and feel. | WALL SCONCE | Marlena | Wall / Bath Lighting | Chrome | CH | Steel | Clear Glass | D:4" H:13.75" |  |  | 1 Medium A19 60w |  | 1 | No | [14 empty] | 0 | [12 empty] | 104.45 | 208.9 | 313.35 | W:10 1/2'' H:18'' E:6'' | 6.38 |  |  | 10.5 | 18 | Set Screw(s) |  |  |  |  | 6 | [25 empty] | DP:3/4'' W:4 3/4'' H:18'' OB DOWN:2 1/2'' Rectangular |  |  |  | 8 |  |  |  | Hardwired | 0 | 0 | 0 | 0 | 0 | 0 | 0 | 0 | 0 | 0 | 0 | 014817571769 | 21.75 | 14 | 10 | 8.1 | 1.762 | 175 | Yes | [9 empty] | cETL Damp | MARLENA 1L SCONCE CH | 1 - Light Wall Sconce |  | WB1846CH.jpg | WB1846CH.jpg
WB1846SN | 1 - Light Wall Sconce | The geometric lines of the transitional Marlena Wall Sconce take inspiration from an oversized door knocker. A solid, mounted oval loop elegantly frames the cylindrical, Clear glass shade and highlights the lamp as a central element of the overall design. Marlena is more refined in Satin Nickel or Chrome, but our new Antique Bronze finish gives a warmer look and feel. | WALL SCONCE | Marlena | Wall / Bath Lighting | Satin Nickel | SN | Steel | Clear Glass | D:4" H:13.75" |  |  | 1 Medium A19 60w |  | 1 | No | [14 empty] | 0 | [12 empty] | 104.45 | 208.9 | 313.35 | W:10 1/2'' H:18'' E:6'' | 6.38 |  |  | 10.5 | 18 | Set Screw(s) |  |  |  |  | 6 | [25 empty] | DP:3/4'' W:4 3/4'' H:18'' OB DOWN:2 1/2'' Rectangular |  |  |  | 8 |  |  |  | Hardwired | 0 | 0 | 0 | 0 | 0 | 0 | 0 | 0 | 0 | 0 | 0 | 014817571752 | 21.75 | 14 | 10 | 8.1 | 1.762 | 175 | Yes | [9 empty] | cETL Damp | MARLENA 1L SCONCE STN NKL | 1 - Light Wall Sconce |  | WB1846SN.jpg | WB1846SN.jpg
WB1847ANBZ | 1 - Light Wall Sconce | The geometric lines of the transitional Marlena Wall Sconce take inspiration from an oversized door knocker. A solid, mounted oval loop elegantly frames the cylindrical, Clear glass shade and highlights the lamp as a central element of the overall design. Marlena is more refined in Satin Nickel or Chrome, but our new Antique Bronze finish gives a warmer look and feel. | WALL SCONCE | Marlena | Wall / Bath Lighting | Antique Bronze | ANBZ | Steel |  |  |  |  | 1 Medium A19 60w |  | 1 | No | [14 empty] | 0 | [12 empty] | 69.95 | 139.9 | 209.85 | W:7 1/2'' H:12 1/2'' E:3 5/8'' | 2.5 |  |  | 7.5 | 12.5 | Wall / Bath |  |  |  |  | 3.625 | [25 empty] | DP:3/4'' W:5'' H:12 1/2'' OB UP:6 1/8'' Rectangular |  |  |  | 8 |  |  |  | Hardwired | 1 | 1 | 0 | 0 | 0 | 0 | 0 | 0 | 0 | 0 | 0 | 014817580051 | 14.75 | 10 | 6.75 | 4.1 | 0.576 | 125 | Yes | [9 empty] | cETL Damp | MARLENA 1L WALL SCONCE ANBZ | 1 - Light Wall Sconce |  | WB1847ANBZ.jpg | WB1847ANBZ.jpg
WB1847CH | 1 - Light Wall Sconce | The geometric lines of the transitional Marlena Wall Sconce take inspiration from an oversized door knocker. A solid, mounted oval loop elegantly frames the cylindrical, Clear glass shade and highlights the lamp as a central element of the overall design. Marlena is more refined in Satin Nickel or Chrome, but our new Antique Bronze finish gives a warmer look and feel. | WALL SCONCE | Marlena | Wall / Bath Lighting | Chrome | CH | Steel |  |  |  |  | 1 Medium A19 60w |  | 1 | No | [14 empty] | 0 | [12 empty] | 69.95 | 139.9 | 209.85 | W:7 1/2'' H:12 1/2'' E:3 5/8'' | 2.5 |  |  | 7.5 | 12.5 | Wall / Bath |  |  |  |  | 3.625 | [25 empty] | DP:3/4'' W:5'' H:12 1/2'' OB UP:6 1/8'' Rectangular |  |  |  | 8 |  |  |  | Hardwired | 1 | 1 | 0 | 0 | 0 | 0 | 0 | 0 | 0 | 0 | 0 | 014817580044 | 15 | 10 | 6.75 | 4.1 | 0.586 | 125 | Yes | [9 empty] | cETL Damp | MARLENA 1L WALL SCONCE CH | 1 - Light Wall Sconce |  | WB1847CH.jpg | WB1847CH.jpg
WB1847SN | 1 - Light Wall Sconce | The geometric lines of the transitional Marlena Wall Sconce take inspiration from an oversized door knocker. A solid, mounted oval loop elegantly frames the cylindrical, Clear glass shade and highlights the lamp as a central element of the overall design. Marlena is more refined in Satin Nickel or Chrome, but our new Antique Bronze finish gives a warmer look and feel. | WALL SCONCE | Marlena | Wall / Bath Lighting | Satin Nickel | SN | Steel |  |  |  |  | 1 Medium A19 60w |  | 1 | No | [14 empty] | 0 | [12 empty] | 69.95 | 139.9 | 209.85 | W:7 1/2'' H:12 1/2'' E:3 5/8'' | 2.5 |  |  | 7.5 | 12.5 | Wall / Bath |  |  |  |  | 3.625 | [25 empty] | DP:3/4'' W:5'' H:12 1/2'' OB UP:6 1/8'' Rectangular |  |  |  | 8 |  |  |  | Hardwired | 1 | 1 | 0 | 0 | 0 | 0 | 0 | 0 | 0 | 0 | 0 | 014817580037 | 15 | 10 | 6.75 | 4.1 | 0.586 | 125 | Yes | [9 empty] | cETL Damp | MARLENA 1L WALL SCONCE SN | 1 - Light Wall Sconce |  | WB1847SN.jpg | WB1847SN.jpg
WB1850CH | 1 - Light Wall Sconce | Loras is a contemporary take on historic, industrial designs. The transitional chandeliers feature multiple corded pendants beautifully suspended on either a Dark Weathered Iron or Chrome-finished frame. Clear Seeded glass shades on black fabric cords add dimension and charm to this vintage-inspired silhouette. | WALL SCONCE | Loras | Wall / Bath Lighting | Chrome | CH | Steel | Clear Seeded Glass | D:5.75" H:8.75" |  |  | 1 Medium A19 75w |  | 1 | No | [14 empty] | 0 | [12 empty] | 57.95 | 115.9 | 173.85 | W:5 3/4'' H:17'' E:8 1/2'' | 4.38 |  |  | 5.75 | 17 | Set Screw(s) |  |  |  |  | 8.5 | [25 empty] | DP:1'' W:5'' H:15'' OB UP:7 1/2'' Rectangular |  |  |  | 8 |  |  |  | Hardwired | 0 | 0 | 0 | 0 | 0 | 0 | 0 | 0 | 0 | 0 | 0 | 014817570144 | 18.5 | 11.75 | 10.5 | 6.3 | 1.321 | 175 | Yes | [9 empty] | cETL Damp | 1L WALL SCONCE | 1 - Light Wall Sconce |  | WB1850CH.jpg | WB1850CH.jpg
WB1850DWI | 1 - Light Wall Sconce | Loras is a contemporary take on historic, industrial designs. The transitional chandeliers feature multiple corded pendants beautifully suspended on either a Dark Weathered Iron or Chrome-finished frame. Clear Seeded glass shades on black fabric cords add dimension and charm to this vintage-inspired silhouette. | WALL SCONCE | Loras | Wall / Bath Lighting | Dark Weathered Iron | DWI | Steel | Clear Seeded Glass | D:5.75" H:8.75" |  |  | 1 Medium A19 75w |  | 1 | No | [14 empty] | 0 | [12 empty] | 58.98 | 117.96 | 176.94 | W:5 3/4'' H:17'' E:8 1/2'' | 4.38 |  |  | 5.75 | 17 | Set Screw(s) |  |  |  |  | 8.5 | [25 empty] | DP:1'' W:5'' H:15'' OB UP:7 1/2'' Rectangular |  |  |  | 8 |  |  |  | Hardwired | 0 | 0 | 0 | 0 | 0 | 0 | 0 | 0 | 0 | 0 | 0 | 014817570151 | 18.5 | 11.75 | 10.5 | 6.3 | 1.321 | 175 | Yes | [9 empty] | cETL Damp | 1L WALL SCONCE | 1 - Light Wall Sconce |  | WB1850DWI.jpg | WB1850DWI.jpg
WB1851CH-L1 | 1 - Light Wall Sconce | The soft, contemporary lines of the Cynder LED wall sconce by Feiss make it a versatile option to complement a wide range of décor. The slumped, cylindrical White Opal Etched glass shade is accented by a Chrome metal band around the center for a tailored detail on this streamlined silhouette. Offered in two sizes (18 inches and 28 inches), the sconces are damp-rated and can be mounted horizontally or vertically. The Chrome finish gives Cynder a contemporary flair. The energy efficient, integrated LED lamping has a CCT of 2700K on the "-LED" fixtures and a CCT of 3000K on the "-L1" fixtures. | BATH | Cynder | Wall / Bath Lighting | Chrome | CH | Steel | Undefined Glass | D:2" W:3" H:16" |  |  |  |  | 0 | No | 900 | 3000 | 90 | 10 | 120 | 19 - Integrated | MODS - Modules |  |  |  |  | 10 | 10 | 50000 | 0 | [12 empty] | 92.95 | 185.9 | 278.85 | W:5 1/4'' H:18'' E:3 3/4'' | 6.38 |  |  | 5.25 | 18 | Screw(s) |  |  |  |  | 3.75 | [25 empty] | DP:1/2'' W:4 1/2'' H:12 1/2'' OB UP:9'' Rectangular |  |  |  | 8 |  |  |  | Hardwired | 1 | 0 | 0 | 0 | 1 | 0 | 1 | 0 | 0 | 0 | 0 | 014817582819 | 22.78 | 9.78 | 9.5 | 6.9 | 1.225 | 175 | Yes | [9 empty] | cETL Damp | CYNDER 18IN LED SCONCE CH | 1 - Light Wall Sconce |  | WB1851CH-L1.jpg | WB1851CHL1.jpg
WB1852CH-L1 | 1 - Light Wall Sconce | The soft, contemporary lines of the Cynder LED wall sconce by Feiss make it a versatile option to complement a wide range of décor. The slumped, cylindrical White Opal Etched glass shade is accented by a Chrome metal band around the center for a tailored detail on this streamlined silhouette. Offered in two sizes (18 inches and 28 inches), the sconces are damp-rated and can be mounted horizontally or vertically. The Chrome finish gives Cynder a contemporary flair. The energy efficient, integrated LED lamping has a CCT of 2700K on the "-LED" fixtures and a CCT of 3000K on the "-L1" fixtures. | BATH | Cynder | Wall / Bath Lighting | Chrome | CH | Steel | Undefined Glass | D:2" W:3" H:16" |  |  |  |  | 0 | No | 1800 | 3000 | 90 | 20 | 120 | 19 - Integrated | MODS - Modules |  |  |  |  | 20 | 20 | 50000 | 0 | [12 empty] | 145.45 | 290.9 | 436.35 | W:5 1/4'' H:28'' E:3 3/4'' | 8.36 |  |  | 5.25 | 28 | Screw(s) |  |  |  |  | 3.75 | [25 empty] | DP:1/2'' W:4 1/2'' H:12 1/2'' OB UP:14'' Rectangular |  |  |  | 8 |  |  |  | Hardwired | 1 | 0 | 0 | 0 | 1 | 0 | 1 | 0 | 0 | 0 | 0 | 014817582826 | 33 | 9.75 | 9.25 | 10.1 | 1.722 | 175 | Yes | [9 empty] | cETL Damp | CYNDER 28IN LED BATH CH | 1 - Light Wall Sconce |  | WB1852CH-L1.jpg | WB1852CHL1.jpg
WB1856CH | 3 - Light Wall Sconce | With a Chrome finish and thick Chunk Crystals covering the entire surface of the round backplate, the Burdeen wall sconces from Feiss make a dramatic statement with their sparkly energy. Glamorous yet balanced with a hint of traditional styling, Burdeen sconces add unique, twinkling drama as entry lighting, dining room lighting, bedroom lighting or bathroom lighting. They would be spectacular installed down the length of a long hallway, flanking the doorway into a beautiful bedroom or accenting the vanity in an over-the-top dressing room. Two sizes are offered; a one-light wall sconce and a three-light wall sconce which is ADA compliant. Damp Rated. | WALL SCONCE | Burdeen | Wall / Bath Lighting | Chrome | CH | Steel |  |  |  |  | 3 Candelabra B10 Torpedo 60w |  | 3 | No | [14 empty] | 0 | [12 empty] | 84.5 | 169 | 253.5 | W:8 3/4'' H:13 1/2'' E:4'' | 2.4 |  |  | 8.75 | 13.5 | Set Screw(s) |  |  |  |  | 4 | [25 empty] | D:5 1/2'' DP:1 3/4'' OB UP:8 1/4'' Round |  |  |  | 8 |  |  |  | Hardwired | 1 | 0 | 0 | 0 | 0 | 0 | 0 | 0 | 0 | 0 | 0 | 014817571790 | 16.5 | 12.5 | 7 | 3.9 | 0.836 | 175 | Yes | [9 empty] | cETL Damp | BURDEEN 3L SCONCE CH | 3 - Light Wall Sconce |  | WB1856CH.jpg | WB1856CH.jpg
WB1859DSGL | 1 - Light Wall Sconce | Inspired by the fluid lines of a vintage scale, the oversized profile of the Tilling one-light wall sconce by Feiss makes a statement with its traditional styling and use of rustic finishes, like Weathered Iron and a new Distressed Goldleaf finishes. The 29-inch high fixture is nicely balanced by a White Linen shade that conceals the light source and adds a clean, transitional element to the aesthetic. When multiples of this light fixture’s stately silhouette are installed around the perimeter of a large space or in pairs to frame an architectural detail, piece of furniture or fire place, the Tilling wall sconces serve as refined design elements, adding the finishing touch to the surrounding decor. Damp Rated. | WALL SCONCE | Tilling | Wall / Bath Lighting | Distressed Goldleaf | DSGL | Steel | White Linen Linen | L:4.75" W:11.5" H:9.5" |  |  | 1 Medium A19 60w |  | 1 | No | [14 empty] | 0 | [12 empty] | 86.95 | 173.9 | 260.85 | W:11 1/2'' H:29 3/4'' E:4 3/4'' | 2.74 |  |  | 11.5 | 29.75 | Screw(s) |  |  |  |  | 4.75 | [25 empty] | DP:3/4'' W:5'' H:7'' OB UP:14 3/4'' Rectangular |  |  |  | 8 |  |  |  | Hardwired | 0 | 0 | 0 | 0 | 0 | 0 | 0 | 0 | 0 | 0 | 0 | 014817571806 | 15 | 8.5 | 15 | 3.8 | 1.107 | 250 | Yes | [9 empty] | cETL Damp | TILLING 1L SCONCE DSTR GLDLF | 1 - Light Wall Sconce |  | WB1859DSGL.jpg | WB1859DSGL.jpg
WB1859WI | 1 - Light Wall Sconce | Inspired by the fluid lines of a vintage scale, the oversized profile of the Tilling one-light wall sconce by Feiss makes a statement with its traditional styling and use of rustic finishes, like Weathered Iron and a new Distressed Goldleaf finishes. The 29-inch high fixture is nicely balanced by a White Linen shade that conceals the light source and adds a clean, transitional element to the aesthetic. When multiples of this light fixture’s stately silhouette are installed around the perimeter of a large space or in pairs to frame an architectural detail, piece of furniture or fire place, the Tilling wall sconces serve as refined design elements, adding the finishing touch to the surrounding decor. Damp Rated. | WALL SCONCE | Tilling | Wall / Bath Lighting | Weathered Iron | WI | Steel | White Linen Linen | L:4.75" W:11.5" H:9.5" |  |  | 1 Medium A19 60w |  | 1 | No | [14 empty] | 0 | [12 empty] | 86.95 | 173.9 | 260.85 | W:11 1/2'' H:29 3/4'' E:4 3/4'' | 2.74 |  |  | 11.5 | 29.75 | Screw(s) |  |  |  |  | 4.75 | [25 empty] | DP:3/4'' W:5'' H:7'' OB UP:14 3/4'' Rectangular |  |  |  | 8 |  |  |  | Hardwired | 0 | 0 | 0 | 0 | 0 | 0 | 0 | 0 | 0 | 0 | 0 | 014817571813 | 15 | 8.5 | 15 | 3.8 | 1.107 | 250 | Yes | [9 empty] | cETL Damp | TILLING 1L SCONCE WTH IRN | 1 - Light Wall Sconce |  | WB1859WI.jpg | WB1859WI.jpg
WB1860ANBZ | 1 - Light Wall Sconce | The architecturally-savvy Teva one-light wall sconce by Feiss has a sculptural mounting structure and a White Shantung Silk shade which conceals the light source and serves to soften and balance the 30-inch high, dramatically vertical design by bringing a tailored look to this overall transitional style. Constructed in steel and offered in either a Polished Nickel or Antique Bronze finish, the Teva could be installed in pairs to frame a fire place, king size bed, couch, buffet or dressing room’s vanity mirror. Sure to bring design detail and depth to a sophisticated decor. Damp Rated. | WALL SCONCE | Teva | Wall / Bath Lighting | Antique Bronze | ANBZ | Steel | White Shantung Shantung | L:4.75" W:11.5" H:9.5" |  |  | 1 Medium A19 60w |  | 1 | No | [14 empty] | 0 | [12 empty] | 86.95 | 173.9 | 260.85 | W:11 1/2'' H:30'' E:4 3/4'' | 3.84 |  |  | 11.5 | 30 | Screw(s) |  |  |  |  | 4.75 | [25 empty] | DP:3/4'' W:5'' H:7'' OB UP:15'' Rectangular |  |  |  | 8 |  |  |  | Hardwired | 0 | 0 | 0 | 0 | 0 | 0 | 0 | 0 | 0 | 0 | 0 | 014817571837 | 16.5 | 16 | 8.5 | 5.7 | 1.299 | 175 | Yes | [9 empty] | cETL Damp | TEVA 1L SCONCE ANT BRZ | 1 - Light Wall Sconce |  | WB1860ANBZ.jpg | WB1860ANBZ.jpg
WB1860PN | 1 - Light Wall Sconce | The architecturally-savvy Teva one-light wall sconce by Feiss has a sculptural mounting structure and a White Shantung Silk shade which conceals the light source and serves to soften and balance the 30-inch high, dramatically vertical design by bringing a tailored look to this overall transitional style. Constructed in steel and offered in either a Polished Nickel or Antique Bronze finish, the Teva could be installed in pairs to frame a fire place, king size bed, couch, buffet or dressing room’s vanity mirror. Sure to bring design detail and depth to a sophisticated decor. Damp Rated. | WALL SCONCE | Teva | Wall / Bath Lighting | Polished Nickel | PN | Steel | White Shantung Shantung | L:4.75" W:11.5" H:9.5" |  |  | 1 Medium A19 60w |  | 1 | No | [14 empty] | 0 | [12 empty] | 86.95 | 173.9 | 260.85 | W:11 1/2'' H:30'' E:4 3/4'' | 3.84 |  |  | 11.5 | 30 | Screw(s) |  |  |  |  | 4.75 | [25 empty] | DP:3/4'' W:5'' H:7'' OB UP:15'' Rectangular |  |  |  | 8 |  |  |  | Hardwired | 0 | 0 | 0 | 0 | 0 | 0 | 0 | 0 | 0 | 0 | 0 | 014817571820 | 16.5 | 16 | 8.5 | 5.7 | 1.299 | 175 | Yes | [9 empty] | cETL Damp | TEVA 1L SCONCE PLSH NKL | 1 - Light Wall Sconce |  | WB1860PN.jpg | WB1860PN.jpg
WB1865DSGL | 2 - Light Wall Sconce | The streamlined, geometric lantern silhouettes of the Marquelle collection from Feiss are updated with contemporary flair and offered in two distinctly different finish styles. A rustic, industrial aesthetic is achieved with the dark, textured Weathered Iron finish designed to be ideal in more updated urban, industrial inspired décor, and a time-worn, chic style for more eclectic and contemporary European décor is created with a new, gilded Distressed Gold Leaf finish, which is created using real gold leaf and a 3-step, hand-applied finish process. The Marquelle lighting collection offers a four-light chandelier, six-light chandelier, six-light island chandelier, six-light foyer Chandelier, and a two-light wall sconce. The two-light wall sconce is Damp Rated. | WALL SCONCE | Marquelle | Wall / Bath Lighting | Distressed Goldleaf | DSGL | Steel |  |  |  |  | 2 Candelabra B10 Torpedo 60w |  | 2 | No | [14 empty] | 0 | [12 empty] | 115.95 | 231.9 | 347.85 | W:7'' H:16'' E:5 1/4'' | 7.92 |  |  | 7 | 16 | Wall / Bath |  |  |  |  | 5.25 | [25 empty] | W:7'' H:16'' OB UP:12'' Rectangular |  |  |  | 8 |  |  |  | Hardwired | 0 | 0 | 0 | 0 | 0 | 0 | 0 | 0 | 0 | 0 | 0 | 014817569797 | 18 | 10.25 | 9 | 7.1 | 0.961 | 125 | Yes | [9 empty] | cETL Damp | 2L WALL SCONCE | 2 - Light Wall Sconce |  | WB1865DSGL.jpg | WB1865DSGL.jpg
WB1865PST-L1 | 1 - Light Wall Sconce | It's not often that clean, contemporary fixtures are also described as glamorous, but the Erin collection by Feiss is in fact a modern take on a beautiful, crystal wall sconce. This dramatic design features a double-pane of clear faceted, pressed crystal suspended in front of a linear LED light source, then mounted to a sleek backplate which has a Polished Stainless Steel finish to perfectly highlight the crystal. The Erin Collection is damp-rated, ADA-compliant and is offered in two sizes, including 9- and 19-inch tall rectangular wall sconce that can be mounted horizontally or vertically to best complement the surrounding decor, as well as an 11-inch square wall sconce which can also be mounted on the ceiling as a stunning flushmount. The energy-efficient integrated LED lamping has a CCT of 2700K on the "-LED" fixtures and a CCT of 3000K on the "-L1" fixtures. | WALL SCONCE | Erin | Wall / Bath Lighting | Polished Stainless Steel | PST | Stainless Steel | Undefined Glass | L:1" W:4.5" H:7" |  |  |  |  | 0 | No | 450 | 3000 | 90 | 5 | 120 | 19 - Integrated | MODS - Modules |  |  |  |  | 5 | 5 | 50000 | 0 | [12 empty] | 86.95 | 173.9 | 260.85 | W:6'' H:9'' E:2 3/4'' | 6.04 |  |  | 6 | 9 | Screw(s) |  |  |  |  | 2.75 | [25 empty] | DP:1/2'' W:5 1/2'' H:8 1/2'' OB UP:4 1/2'' Rectangular |  |  |  | 8 |  |  |  | Hardwired | 1 | 0 | 0 | 0 | 1 | 0 | 1 | 0 | 0 | 0 | 0 | 014817582864 | 13 | 10.25 | 7.125 | 6 | 0.549 | 93 | Yes | [9 empty] | cETL Wet | ERIN 9IN LED SCONCE P.STNLS | 1 - Light Wall Sconce |  | WB1865PST-L1.jpg | WB1865PSTL1.jpg
WB1865WI | 2 - Light Wall Sconce | The streamlined, geometric lantern silhouettes of the Marquelle collection from Feiss are updated with contemporary flair and offered in two distinctly different finish styles. A rustic, industrial aesthetic is achieved with the dark, textured Weathered Iron finish designed to be ideal in more updated urban, industrial inspired décor, and a time-worn, chic style for more eclectic and contemporary European décor is created with a new, gilded Distressed Gold Leaf finish, which is created using real gold leaf and a 3-step, hand-applied finish process. The Marquelle lighting collection offers a four-light chandelier, six-light chandelier, six-light island chandelier, six-light foyer Chandelier, and a two-light wall sconce. The two-light wall sconce is Damp Rated. | WALL SCONCE | Marquelle | Wall / Bath Lighting | Weathered Iron | WI | Steel |  |  |  |  | 2 Candelabra B10 Torpedo 60w |  | 2 | No | [14 empty] | 0 | [12 empty] | 115.95 | 231.9 | 347.85 | W:7'' H:16'' E:5 1/4'' | 7.92 |  |  | 7 | 16 | Wall / Bath |  |  |  |  | 5.25 | [25 empty] | W:7'' H:16'' OB UP:12'' Rectangular |  |  |  | 8 |  |  |  | Hardwired | 0 | 0 | 0 | 0 | 0 | 0 | 0 | 0 | 0 | 0 | 0 | 014817569841 | 18 | 10.25 | 9 | 7.1 | 0.961 | 125 | Yes | [9 empty] | cETL Damp | 2L WALL SCONCE | 2 - Light Wall Sconce |  | WB1865WI.jpg | WB1865WI.jpg
WB1866PST-L1 | 1 - Light Wall Sconce | It's not often that clean, contemporary fixtures are also described as glamorous, but the Erin collection by Feiss is in fact a modern take on a beautiful, crystal wall sconce. This dramatic design features a double-pane of clear faceted, pressed crystal suspended in front of a linear LED light source, then mounted to a sleek backplate which has a Polished Stainless Steel finish to perfectly highlight the crystal. The Erin Collection is damp-rated, ADA-compliant and is offered in two sizes, including 9- and 19-inch tall rectangular wall sconce that can be mounted horizontally or vertically to best complement the surrounding decor, as well as an 11-inch square wall sconce which can also be mounted on the ceiling as a stunning flushmount. The energy-efficient integrated LED lamping has a CCT of 2700K on the "-LED" fixtures and a CCT of 3000K on the "-L1" fixtures. | BATH | Erin | Wall / Bath Lighting | Polished Stainless Steel | PST | Stainless Steel | Undefined Glass | L:1" W:4.5" H:17.75" |  |  |  |  | 0 | No | 1350 | 3000 | 90 | 15 | 120 | 19 - Integrated | MODS - Modules |  |  |  |  | 15 | 15 | 50000 | 0 | [12 empty] | 145.45 | 290.9 | 436.35 | W:6'' H:19'' E:2 3/4'' | 9.68 |  |  | 6 | 19 | Screw(s) |  |  |  |  | 2.75 | [25 empty] | DP:1/2'' W:5 1/2'' H:18 3/4'' OB UP:9 1/2'' Rectangular |  |  |  | 8 |  |  |  | Hardwired | 1 | 0 | 0 | 0 | 1 | 0 | 1 | 0 | 0 | 0 | 0 | 014817582871 | 24.25 | 10.25 | 7.25 | 12.3 | 1.043 | 85 | Yes | [9 empty] | cETL Wet | ERIN 19IN LED SCONCE P.STNLS | 1 - Light Wall Sconce |  | WB1866PST-L1.jpg | WB1866PSTL1.jpg
WB1867CH-L1 | 18" LED Wall Sconce | The sleek linear profile of the Cutler Collection creates a perfect, contemporary backdrop for two unique glass options. Tiles of either Clear Crackle glass or Clear Staggered Rock glass are set in an organic version of a subway tile "look" and allow the LED light to shine through, adding rich sparkle to the room. Cutler is available in three finish options: Chrome, Oil Rubbed Bronze and Satin Nickel. The energy-efficient integrated LED has a CCT of 2700K on the "-LED" fixtures and a CCT of 3000K on the "-L1" fixtures. | BATH | Cutler | Wall / Bath Lighting | Chrome | CH | Steel | Undefined Glass |  |  | Undefined Acrylic |  |  | 1 | No | 1350 | 3000 | 90 | 15 | 120 | 19 - Integrated | LED - Array |  | 10 | 100 |  | 15 | 15 | 50000 | 0 | [12 empty] | 145.45 | 290.9 | 436.35 | W:18'' H:5'' E:4 3/8'' | 3 |  |  | 18 | 5 | Set Screw(s) |  |  |  |  | 4.375 | [25 empty] | DP:1 3/8'' W:5'' H:5'' OB UP:2 1/2'' Square |  |  |  | 8 |  |  |  | Hardwired | 0 | 0 | 0 | 0 | 1 | 0 | 1 | 0 | 0 | 0 | 0 | 014817580099 | 22.25 | 9.75 | 7.25 | 5.8 | 0.91 | 125 | Yes | [9 empty] | cETL Damp | CUTLER 18IN SCONCE CH CRACKLE | 18" LED Wall Sconce |  | WB1867CH-L1_ALT.JPEG | WB1867CHL1.jpg
WB1867ORB-L1 | 18" LED Wall Sconce | The sleek linear profile of the Cutler Collection creates a perfect, contemporary backdrop for two unique glass options. Tiles of either Clear Crackle glass or Clear Staggered Rock glass are set in an organic version of a subway tile "look" and allow the LED light to shine through, adding rich sparkle to the room. Cutler is available in three finish options: Chrome, Oil Rubbed Bronze and Satin Nickel. The energy-efficient integrated LED has a CCT of 2700K on the "-LED" fixtures and a CCT of 3000K on the "-L1" fixtures. | BATH | Cutler | Wall / Bath Lighting | Oil Rubbed Bronze | ORB | Steel | Undefined Glass |  |  | Undefined Acrylic |  |  | 1 | No | 1350 | 3000 | 90 | 15 | 120 | 19 - Integrated | LED - Array |  |  |  |  | 15 | 15 | 50000 | 0 | [12 empty] | 145.45 | 290.9 | 436.35 | W:18'' H:5'' E:4 3/8'' | 3 |  |  | 18 | 5 | Set Screw(s) |  |  |  |  | 4.375 | [25 empty] | DP:1 3/8'' W:5'' H:5'' OB UP:2 1/2'' Square |  |  |  | 8 |  |  |  | Hardwired | 0 | 0 | 0 | 0 | 1 | 0 | 1 | 0 | 0 | 0 | 0 | 014817580082 | 22.25 | 9.75 | 7.25 | 5.8 | 0.91 | 125 | Yes | [9 empty] | cETL Damp | CUTLER 18IN SCONCE ORB CRACKLE | 18" LED Wall Sconce |  | WB1867ORB-L1_ALT.JPEG | WB1867ORBL1.jpg
WB1867SN-L1 | 18" LED Wall Sconce | The sleek linear profile of the Cutler Collection creates a perfect, contemporary backdrop for two unique glass options. Tiles of either Clear Crackle glass or Clear Staggered Rock glass are set in an organic version of a subway tile "look" and allow the LED light to shine through, adding rich sparkle to the room. Cutler is available in three finish options: Chrome, Oil Rubbed Bronze and Satin Nickel. The energy-efficient integrated LED has a CCT of 2700K on the "-LED" fixtures and a CCT of 3000K on the "-L1" fixtures. | BATH | Cutler | Wall / Bath Lighting | Satin Nickel | SN | Steel | Undefined Glass |  |  | Undefined Acrylic |  |  | 1 | No | 1350 | 3000 | 90 | 15 | 120 | 19 - Integrated | LED - Array |  | 10 | 100 | LED | 15 | 15 | 50000 | 0 | [12 empty] | 145.45 | 290.9 | 436.35 | W:18'' H:5'' E:4 3/8'' | 3 |  |  | 18 | 5 | Set Screw(s) |  |  |  |  | 4.375 | [25 empty] | DP:1 3/8'' W:5'' H:5'' OB UP:2 1/2'' Square |  |  |  | 8 |  |  |  | Hardwired | 0 | 0 | 0 | 0 | 1 | 0 | 1 | 0 | 0 | 0 | 0 | 014817580105 | 22.25 | 9.75 | 7.25 | 5.8 | 0.91 | 125 | Yes | [9 empty] | cETL Damp | CUTLER 18IN SCONCE SN CRACKLE | 18" LED Wall Sconce |  | WB1867SN-L1_ALT.JPEG | WB1867SNL1.jpg
WB1868CH-L1 | 24" LED Vanity | The sleek linear profile of the Cutler Collection creates a perfect, contemporary backdrop for two unique glass options. Tiles of either Clear Crackle glass or Clear Staggered Rock glass are set in an organic version of a subway tile "look" and allow the LED light to shine through, adding rich sparkle to the room. Cutler is available in three finish options: Chrome, Oil Rubbed Bronze and Satin Nickel. The energy-efficient integrated LED has a CCT of 2700K on the "-LED" fixtures and a CCT of 3000K on the "-L1" fixtures. | BATH | Cutler | Wall / Bath Lighting | Chrome | CH | Steel | Undefined Glass |  |  | Undefined Acrylic | 1 Integrated Array 20w |  | 1 | Yes | 1800 | 3000 | 90 | 20 | 120 | 19 - Integrated | LED - Array |  | 10 | 100 | LED | 20 | 20 | 50000 | 0 | [12 empty] | 174.45 | 348.9 | 523.35 | W:24'' H:5'' E:4 3/8'' | 3 |  |  | 24 | 5 | Set Screw(s) |  |  |  |  | 4.375 | [25 empty] | DP:1 3/8'' W:5'' H:5'' OB UP:2 1/2'' Square |  |  |  | 8 |  |  |  | Hardwired | 0 | 0 | 0 | 0 | 1 | 0 | 1 | 0 | 0 | 0 | 0 | 014817580242 | 28 | 9.75 | 7.25 | 6.9 | 1.145 | 125 | Yes | [9 empty] | cETL Damp | CUTLER 24IN SCONCE CH CRACKLE | 24" LED Vanity |  | WB1868CH-L1.png | WB1868CHL1.jpg
WB1868ORB-L1 | 24" LED Vanity | The sleek linear profile of the Cutler Collection creates a perfect, contemporary backdrop for two unique glass options. Tiles of either Clear Crackle glass or Clear Staggered Rock glass are set in an organic version of a subway tile "look" and allow the LED light to shine through, adding rich sparkle to the room. Cutler is available in three finish options: Chrome, Oil Rubbed Bronze and Satin Nickel. The energy-efficient integrated LED has a CCT of 2700K on the "-LED" fixtures and a CCT of 3000K on the "-L1" fixtures. | BATH | Cutler | Wall / Bath Lighting | Oil Rubbed Bronze | ORB | Steel | Undefined Glass |  |  | Undefined Acrylic |  |  | 1 | No | 1800 | 3000 | 90 | 20 | 120 | 19 - Integrated | LED - Array |  | 10 | 100 | LED | 20 | 20 | 50000 | 0 | [12 empty] | 174.45 | 348.9 | 523.35 | W:24'' H:5'' E:4 3/8'' | 3 |  |  | 24 | 5 | Set Screw(s) |  |  |  |  | 4.375 | [25 empty] | DP:1 3/8'' W:5'' H:5'' OB UP:2 1/2'' Square |  |  |  | 8 |  |  |  | Hardwired | 0 | 0 | 0 | 0 | 1 | 0 | 1 | 0 | 0 | 0 | 0 | 014817580228 | 28.25 | 9.75 | 7.25 | 7.1 | 1.156 | 125 | Yes | [9 empty] | cETL Damp | CUTLER 24IN SCONCE ORB CRACKLE | 24" LED Vanity |  | WB1868ORB-L1_ALT.png | WB1868ORBL1.jpg
WB1868SN-L1 | 24" LED Vanity | The sleek linear profile of the Cutler Collection creates a perfect, contemporary backdrop for two unique glass options. Tiles of either Clear Crackle glass or Clear Staggered Rock glass are set in an organic version of a subway tile "look" and allow the LED light to shine through, adding rich sparkle to the room. Cutler is available in three finish options: Chrome, Oil Rubbed Bronze and Satin Nickel. The energy-efficient integrated LED has a CCT of 2700K on the "-LED" fixtures and a CCT of 3000K on the "-L1" fixtures. | BATH | Cutler | Wall / Bath Lighting | Satin Nickel | SN | Steel | Undefined Glass |  |  | Undefined Acrylic |  |  | 1 | No | 1800 | 3000 | 90 | 20 | 120 | 19 - Integrated | LED - Array |  | 10 | 100 | LED | 20 | 20 | 50000 | 0 | [12 empty] | 174.45 | 348.9 | 523.35 | W:24'' H:5'' E:4 3/8'' | 3 |  |  | 24 | 5 | Set Screw(s) |  |  |  |  | 4.375 | [25 empty] | DP:1 3/8'' W:5'' H:5'' OB UP:2 1/2'' Square |  |  |  | 8 |  |  |  | Hardwired | 0 | 0 | 0 | 0 | 1 | 0 | 1 | 0 | 0 | 0 | 0 | 014817580280 | 27.75 | 9.75 | 7.25 | 7.5 | 1.135 | 125 | Yes | [9 empty] | cETL Damp | CUTLER 24IN SCONCE SN CRACKLE | 24" LED Vanity |  | WB1868SN-L1.png | WB1868SNL1.jpg
WB1869CH-L1 | 24" LED Vanity | The sleek linear profile of the Cutler Collection creates a perfect, contemporary backdrop for two unique glass options. Tiles of either Clear Crackle glass or Clear Staggered Rock glass are set in an organic version of a subway tile "look" and allow the LED light to shine through, adding rich sparkle to the room. Cutler is available in three finish options: Chrome, Oil Rubbed Bronze and Satin Nickel. The energy-efficient integrated LED has a CCT of 2700K on the "-LED" fixtures and a CCT of 3000K on the "-L1" fixtures. | BATH | Cutler | Wall / Bath Lighting | Chrome | CH | Steel | Undefined Glass |  |  | Undefined Acrylic |  |  | 1 | No | 1800 | 3000 | 90 | 20 | 120 | 19 - Integrated | LED - Array |  | 10 | 100 | LED | 20 | 20 | 50000 | 0 | [12 empty] | 174.45 | 348.9 | 523.35 | W:24'' H:5'' E:4 3/8'' | 3 |  |  | 24 | 5 | Set Screw(s) |  |  |  |  | 4.375 | [25 empty] | DP:1 3/8'' W:5'' H:5'' OB UP:2 1/2'' Square |  |  |  | 8 |  |  |  | Hardwired | 0 | 0 | 0 | 0 | 1 | 0 | 1 | 0 | 0 | 0 | 0 | 014817580259 | 28 | 9.75 | 7.25 | 7.1 | 1.145 | 125 | Yes | [9 empty] | cETL Damp | CUTLER 24IN SCONCE CH STAGGER | 24" LED Vanity |  | WB1869CH-L1.png | WB1869CHL1.jpg
WB1869ORB-L1 | 24" LED Vanity | The sleek linear profile of the Cutler Collection creates a perfect, contemporary backdrop for two unique glass options. Tiles of either Clear Crackle glass or Clear Staggered Rock glass are set in an organic version of a subway tile "look" and allow the LED light to shine through, adding rich sparkle to the room. Cutler is available in three finish options: Chrome, Oil Rubbed Bronze and Satin Nickel. The energy-efficient integrated LED has a CCT of 2700K on the "-LED" fixtures and a CCT of 3000K on the "-L1" fixtures. | BATH | Cutler | Wall / Bath Lighting | Oil Rubbed Bronze | ORB | Steel | Undefined Glass |  |  | Undefined Acrylic | 1 Integrated Array 20w |  | 1 | Yes | 1800 | 3000 | 90 | 20 | 120 | 19 - Integrated | LED - Array |  | 10 | 100 | LED | 20 | 20 | 50000 | 0 | [12 empty] | 174.45 | 348.9 | 523.35 | W:24'' H:5'' E:4 3/8'' | 3 |  |  | 24 | 5 | Set Screw(s) |  |  |  |  | 4.375 | [25 empty] | DP:1 3/8'' W:5'' H:5'' OB UP:2 1/2'' Square |  |  |  | 8 |  |  |  | Hardwired | 0 | 0 | 0 | 0 | 1 | 0 | 1 | 0 | 0 | 0 | 0 | 014817580235 | 28.25 | 7.5 | 9.25 | 6.9 | 1.134 | 125 | Yes | [9 empty] | cETL Damp | CUTLER 24IN SCONCE ORB STAGGER | 24" LED Vanity |  | WB1869ORB-L1_ALT.png | WB1869ORBL1.jpg
WB1869SN-L1 | 24" LED Vanity | The sleek linear profile of the Cutler Collection creates a perfect, contemporary backdrop for two unique glass options. Tiles of either Clear Crackle glass or Clear Staggered Rock glass are set in an organic version of a subway tile "look" and allow the LED light to shine through, adding rich sparkle to the room. Cutler is available in three finish options: Chrome, Oil Rubbed Bronze and Satin Nickel. The energy-efficient integrated LED has a CCT of 2700K on the "-LED" fixtures and a CCT of 3000K on the "-L1" fixtures. | BATH | Cutler | Wall / Bath Lighting | Satin Nickel | SN | Steel | Undefined Glass |  |  | Undefined Acrylic |  |  | 1 | No | 1800 | 3000 | 90 | 20 | 120 | 19 - Integrated | LED - Array |  | 10 | 100 | LED | 20 | 20 | 50000 | 0 | [12 empty] | 174.45 | 348.9 | 523.35 | W:24'' H:5'' E:4 3/8'' | 3 |  |  | 24 | 5 | Set Screw(s) |  |  |  |  | 4.375 | [25 empty] | DP:1 3/8'' W:5'' H:5'' OB UP:2 1/2'' Square |  |  |  | 8 |  |  |  | Hardwired | 0 | 0 | 0 | 0 | 1 | 0 | 1 | 0 | 0 | 0 | 0 | 014817580297 | 28.25 | 9.5 | 7.25 | 6.5 | 1.126 | 175 | Yes | [9 empty] | cETL Damp | CUTLER 24IN SCONCE SN STAGGER | 24" LED Vanity |  | WB1869SN-L1.png | WB1869SNL1.jpg
WB1870CH-L1 | 13" LED Wall Sconce | The sleek linear profile of the Cutler Collection creates a perfect, contemporary backdrop for two unique glass options. Tiles of either Clear Crackle glass or Clear Staggered Rock glass are set in an organic version of a subway tile "look" and allow the LED light to shine through, adding rich sparkle to the room. Cutler is available in three finish options: Chrome, Oil Rubbed Bronze and Satin Nickel. The energy-efficient integrated LED has a CCT of 2700K on the "-LED" fixtures and a CCT of 3000K on the "-L1" fixtures. | WALL SCONCE | Cutler | Wall / Bath Lighting | Chrome | CH | Steel | Undefined Glass |  |  | Undefined Acrylic |  |  | 1 | No | 900 | 3000 | 90 | 10 | 120 | 19 - Integrated | LED - Array |  | 10 | 100 | LED | 10 | 10 | 50000 | 0 | [12 empty] | 115.95 | 231.9 | 347.85 | W:5'' H:13 1/2'' E:4 3/8'' | 1.6 |  |  | 5 | 13.5 | Set Screw(s) |  |  |  |  | 4.375 | [25 empty] | DP:1 3/8'' W:5'' H:5'' OB UP:11'' Square |  |  |  | 8 |  |  |  | Hardwired | 0 | 1 | 0 | 0 | 1 | 0 | 1 | 0 | 0 | 0 | 0 | 014817580266 | 17.25 | 13.75 | 7.25 | 4.9 | 0.995 | 175 | Yes | [9 empty] | cETL Damp | CUTLER 13IN SCONCE CH CRACKLE | 13" LED Wall Sconce |  | WB1870CH-L1.png | WB1870CHL1.jpg
WB1870ORB-L1 | 13" LED Wall Sconce | The sleek linear profile of the Cutler Collection creates a perfect, contemporary backdrop for two unique glass options. Tiles of either Clear Crackle glass or Clear Staggered Rock glass are set in an organic version of a subway tile "look" and allow the LED light to shine through, adding rich sparkle to the room. Cutler is available in three finish options: Chrome, Oil Rubbed Bronze and Satin Nickel. The energy-efficient integrated LED has a CCT of 2700K on the "-LED" fixtures and a CCT of 3000K on the "-L1" fixtures. | WALL SCONCE | Cutler | Wall / Bath Lighting | Oil Rubbed Bronze | ORB | Steel | Undefined Glass |  |  | Undefined Acrylic |  |  | 1 | No | 900 | 3000 | 90 | 10 | 120 | 19 - Integrated | LED - Array |  | 10 | 100 | LED | 10 | 10 | 50000 | 0 | [12 empty] | 115.95 | 231.9 | 347.85 | W:5'' H:13 1/2'' E:4 3/8'' | 1.6 |  |  | 5 | 13.5 | Set Screw(s) |  |  |  |  | 4.375 | [25 empty] | DP:1 3/8'' W:5'' H:5'' OB UP:11'' Square |  |  |  | 8 |  |  |  | Hardwired | 0 | 1 | 0 | 0 | 1 | 0 | 1 | 0 | 0 | 0 | 0 | 014817580204 | 17.5 | 7.25 | 14 | 4.9 | 1.028 | 175 | Yes | [9 empty] | cETL Damp | CUTLER 13IN SCONCE ORB CRACKLE | 13" LED Wall Sconce |  | WB1870ORB-L1.png | WB1870ORBL1.jpg
WB1870SN-L1 | 13" LED Wall Sconce | The sleek linear profile of the Cutler Collection creates a perfect, contemporary backdrop for two unique glass options. Tiles of either Clear Crackle glass or Clear Staggered Rock glass are set in an organic version of a subway tile "look" and allow the LED light to shine through, adding rich sparkle to the room. Cutler is available in three finish options: Chrome, Oil Rubbed Bronze and Satin Nickel. The energy-efficient integrated LED has a CCT of 2700K on the "-LED" fixtures and a CCT of 3000K on the "-L1" fixtures. | WALL SCONCE | Cutler | Wall / Bath Lighting | Satin Nickel | SN | Steel | Undefined Glass |  |  | Undefined Acrylic |  |  | 1 | No | 900 | 3000 | 90 | 10 | 120 | 19 - Integrated | LED - Array |  | 10 | 100 | LED | 10 | 10 | 50000 | 0 | [12 empty] | 115.95 | 231.9 | 347.85 | W:5'' H:13 1/2'' E:4 3/8'' | 1.6 |  |  | 5 | 13.5 | Set Screw(s) |  |  |  |  | 4.375 | [25 empty] | DP:1 3/8'' W:5'' H:5'' OB UP:11'' Square |  |  |  | 8 |  |  |  | Hardwired | 0 | 1 | 0 | 0 | 1 | 0 | 1 | 0 | 0 | 0 | 0 | 014817580303 | 17 | 13.75 | 7.5 | 4.9 | 1.015 | 175 | Yes | [9 empty] | cETL Damp | CUTLER 13IN SCONCE SN CRACKLE | 13" LED Wall Sconce |  | WB1870SN-L1.png | WB1870SNL1.jpg
WB1871CH-L1 | 13" LED Wall Sconce | The sleek linear profile of the Cutler Collection creates a perfect, contemporary backdrop for two unique glass options. Tiles of either Clear Crackle glass or Clear Staggered Rock glass are set in an organic version of a subway tile "look" and allow the LED light to shine through, adding rich sparkle to the room. Cutler is available in three finish options: Chrome, Oil Rubbed Bronze and Satin Nickel. The energy-efficient integrated LED has a CCT of 2700K on the "-LED" fixtures and a CCT of 3000K on the "-L1" fixtures. | WALL SCONCE | Cutler | Wall / Bath Lighting | Chrome | CH | Steel | Undefined Glass |  |  | Undefined Acrylic |  |  | 1 | No | 900 | 3000 | 90 | 10 | 120 | 19 - Integrated | LED - Array |  | 10 | 100 | LED | 10 | 10 | 50000 | 0 | [12 empty] | 115.95 | 231.9 | 347.85 | W:5'' H:13 1/2'' E:4 3/8'' | 1.6 |  |  | 5 | 13.5 | Set Screw(s) |  |  |  |  | 4.375 | [25 empty] | DP:1 3/8'' W:5'' H:5'' OB UP:11'' Square |  |  |  | 8 |  |  |  | Hardwired | 0 | 1 | 0 | 0 | 1 | 0 | 1 | 0 | 0 | 0 | 0 | 014817580273 | 17.25 | 13.75 | 7.25 | 4.8 | 0.995 | 175 | Yes | [9 empty] | cETL Damp | CUTLER 13IN SCONCE CH STAGGER | 13" LED Wall Sconce |  | WB1871CH-L1.png | WB1871CHL1.jpg
WB1871ORB-L1 | 13" LED Wall Sconce | The sleek linear profile of the Cutler Collection creates a perfect, contemporary backdrop for two unique glass options. Tiles of either Clear Crackle glass or Clear Staggered Rock glass are set in an organic version of a subway tile "look" and allow the LED light to shine through, adding rich sparkle to the room. Cutler is available in three finish options: Chrome, Oil Rubbed Bronze and Satin Nickel. The energy-efficient integrated LED has a CCT of 2700K on the "-LED" fixtures and a CCT of 3000K on the "-L1" fixtures. | WALL SCONCE | Cutler | Wall / Bath Lighting | Oil Rubbed Bronze | ORB | Steel | Undefined Glass |  |  | Undefined Acrylic |  |  | 1 | No | 900 | 3000 | 90 | 10 | 120 | 19 - Integrated | LED - Array |  | 10 | 100 | LED | 10 | 10 | 50000 | 0 | [12 empty] | 115.95 | 231.9 | 347.85 | W:5'' H:13 1/2'' E:4 3/8'' | 1.6 |  |  | 5 | 13.5 | Set Screw(s) |  |  |  |  | 4.375 | [25 empty] | DP:1 3/8'' W:5'' H:5'' OB UP:11'' Square |  |  |  | 8 |  |  |  | Hardwired | 0 | 1 | 0 | 0 | 1 | 0 | 1 | 0 | 0 | 0 | 0 | 014817580211 | 17.25 | 14 | 7.25 | 4.6 | 1.013 | 175 | Yes | [9 empty] | cETL Damp | CUTLER 13IN SCONCE ORB STAGGER | 13" LED Wall Sconce |  | WB1871ORB-L1.png | WB1871ORBL1.jpg
WB1871SN-L1 | 13" LED Wall Sconce | The sleek linear profile of the Cutler Collection creates a perfect, contemporary backdrop for two unique glass options. Tiles of either Clear Crackle glass or Clear Staggered Rock glass are set in an organic version of a subway tile "look" and allow the LED light to shine through, adding rich sparkle to the room. Cutler is available in three finish options: Chrome, Oil Rubbed Bronze and Satin Nickel. The energy-efficient integrated LED has a CCT of 2700K on the "-LED" fixtures and a CCT of 3000K on the "-L1" fixtures. | WALL SCONCE | Cutler | Wall / Bath Lighting | Satin Nickel | SN | Steel | Undefined Glass |  |  | Undefined Acrylic |  |  | 1 | No | 900 | 3000 | 90 | 10 | 120 | 19 - Integrated | LED - Array |  | 10 | 100 | LED | 10 | 10 | 50000 | 0 | [12 empty] | 115.95 | 231.9 | 347.85 | W:5'' H:13 1/2'' E:4 3/8'' | 1.6 |  |  | 5 | 13.5 | Set Screw(s) |  |  |  |  | 4.375 | [25 empty] | DP:1 3/8'' W:5'' H:5'' OB UP:11'' Square |  |  |  | 8 |  |  |  | Hardwired | 0 | 1 | 0 | 0 | 1 | 0 | 1 | 0 | 0 | 0 | 0 | 014817580310 | 17 | 13.5 | 7.5 | 4.7 | 0.996 | 175 | Yes | [9 empty] | cETL Damp | CUTLER 13IN SCONCE SN STAGGER | 13" LED Wall Sconce |  | WB1871SN-L1.png | WB1871SNL1.jpg
WB1872ANBZ | 1 - Light Wall Sconce | The Quinn Collection of Wall Sconce lighting by Feiss is simply elegant with contemporary flair, featuring bold, cast details like square arms with a defined square transitional edge, contrasted by a circular candle tube sitting atop a square bobeche. A delicate White Parchment shade softly diffuses the light. Overall, the angular profile achieves a tailored, modern look for those seeking an updated classic. Quinn 1-light wall sconces are offered in a Satin Nickel or Antique Bronze finish and measure 15"H x 5"W and extend 5" out from the wall. | WALL SCONCE | Quinn | Wall / Bath Lighting | Antique Bronze | ANBZ | Steel | White Parchment | L:4" W:4" H:5.5" |  |  | 1 Candelabra B Torpedo 60w |  | 1 | No | [14 empty] | 0 | [12 empty] | 41.45 | 82.9 | 124.35 | W:5'' H:14 7/8'' E:5'' | 1.8 |  |  | 5 | 14.875 | Screw(s) |  |  |  |  | 5 | [25 empty] | DP:3/4'' W:5'' H:5'' OB UP:12 3/8'' Square |  |  |  | 8 |  |  |  | Hardwired | 0 | 0 | 0 | 0 | 0 | 0 | 0 | 0 | 0 | 0 | 0 | 014817574319 | 13.75 | 7.5 | 6.5 | 2.5 | 0.388 | 125 | Yes | [9 empty] | cETL Damp | QUINN 1L SCONCE ANT BRZ | 1 - Light Wall Sconce |  | WB1872ANBZ.jpg | WB1872ANBZ.jpg
WB1872PN | 1 - Light Wall Sconce | The Quinn Collection of Wall Sconce lighting by Feiss is simply elegant with contemporary flair, featuring bold, cast details like square arms with a defined square transitional edge, contrasted by a circular candle tube sitting atop a square bobeche. A delicate White Parchment shade softly diffuses the light. Overall, the angular profile achieves a tailored, modern look for those seeking an updated classic. Quinn 1-light wall sconces are offered in a Satin Nickel or Antique Bronze finish and measure 15"H x 5"W and extend 5" out from the wall. | WALL SCONCE | Quinn | Wall / Bath Lighting | Polished Nickel | PN | Steel | White Parchment | L:4" W:4" H:5.5" |  |  | 1 Candelabra B Torpedo 60w |  | 1 | No | [14 empty] | 0 | [12 empty] | 41.45 | 82.9 | 124.35 | W:5'' H:14 7/8'' E:5'' | 1.8 |  |  | 5 | 14.875 | Screw(s) |  |  |  |  | 5 | [25 empty] | DP:3/4'' W:5'' H:5'' OB UP:12 3/8'' Square |  |  |  | 8 |  |  |  | Hardwired | 0 | 0 | 0 | 0 | 0 | 0 | 0 | 0 | 0 | 0 | 0 | 014817574302 | 13.75 | 7.5 | 6.5 | 2.5 | 0.388 | 125 | Yes | [9 empty] | cETL Damp | QUINN 1L SCONCE PLSH NKL | 1 - Light Wall Sconce |  | WB1872PN.jpg | WB1872PN.jpg
WB1873ANBZ | One Light Wall Sconce | The sleek, cast arms of the Hewitt collection have a distinctly slim vertical profile, covered with a delicate, lined White Parchment shade that softly diffuses the light for a warm, elegant glow. Hewitt is available in a Polished Nickel or Satin Nickel finish, while the sconce is available in Polished Nickel or Antique Bronze. | WALL SCONCE | Hewitt | Wall / Bath Lighting | Antique Bronze | ANBZ | Steel | White Parchment Parchment | D:4" H:5" |  |  | 1 Candelabra Torpedo 60w |  | 1 | No | [14 empty] | 0 | [12 empty] | 45.98 | 91.96 | 137.94 | W:5'' H:19 1/2'' E:5'' | 2 |  |  | 5 | 19.5 | Screw(s) |  |  |  |  | 5 |  | No |  | No | [21 empty] | DP:3/4'' W:5'' H:5'' OB UP:12'' Rectangular |  |  |  | 8 | Black/White |  |  | Hardwired | 0 | 0 | 0 | 0 | 1 | 0 | 0 | 1 | 0 | 0 | 0 | 014817574333 | 18 | 7.5 | 6.5 | 2.7 | 0.508 | 175 | Yes | [9 empty] | cETL Damp | HEWITT 1L SCONCE-ANBZ | One Light Wall Sconce |  | WB1873ANBZ.jpg | WB1873ANBZ.jpg
WB1873EN/ANBZ | One Light Wall Sconce | The sleek, cast arms of the Hewitt collection have a distinctly slim vertical profile, covered with a delicate, lined White Parchment shade that softly diffuses the light for a warm, elegant glow. Hewitt is available in a Polished Nickel or Satin Nickel finish, while the sconce is available in Polished Nickel or Antique Bronze. | WALL SCONCE | Hewitt | Wall / Bath Lighting | Antique Bronze | ANBZ | Steel | White Parchment Parchment | D:4" H:5" |  |  | 1 Candelabra Torpedo 3.5w |  | 1 | Yes | [14 empty] | 0 | [12 empty] | 49.45 | 98.9 | 148.35 | W:5'' H:19 1/2'' E:5'' | 2 |  |  | 5 | 19.5 | Screw(s) |  |  |  |  | 5 |  | No |  | No | [21 empty] | DP:3/4'' W:5'' H:5'' OB UP:12'' Rectangular |  |  |  | 8 | Black/White |  |  | Hardwired | 0 | 0 | 0 | 1 | 1 | 0 | 0 | 0 | 0 | 0 | 0 | 785652084386 | 18 | 7.5 | 6.5 | 2.7 | 0.508 | 175 | Yes | [9 empty] | cETL Damp | HEWITT 1L SCONCE-ANBZ | One Light Wall Sconce |  | WB1873EN/ANBZ.jpg | WB1873EN.jpg
WB1873EN/PN | One Light Wall Sconce | The sleek, cast arms of the Hewitt collection have a distinctly slim vertical profile, covered with a delicate, lined White Parchment shade that softly diffuses the light for a warm, elegant glow. Hewitt is available in a Polished Nickel or Satin Nickel finish, while the sconce is available in Polished Nickel or Antique Bronze. | WALL SCONCE | Hewitt | Wall / Bath Lighting | Polished Nickel | PN | Steel | White Parchment Parchment | D:4" H:5" |  |  | 1 Candelabra Torpedo 3.5w |  | 1 | Yes | [14 empty] | 0 | [12 empty] | 49.45 | 98.9 | 148.35 | W:5'' H:19 1/2'' E:5'' | 2 |  |  | 5 | 19.5 | Screw(s) |  |  |  |  | 5 |  | No |  | No | [21 empty] | DP:3/4'' W:5'' H:5'' OB UP:12'' Rectangular |  |  |  | 8 | Black/White |  |  | Hardwired | 0 | 0 | 0 | 1 | 1 | 0 | 0 | 0 | 0 | 0 | 0 | 785652084393 | 18 | 7.5 | 6.5 | 2.7 | 0.508 | 175 | Yes | [9 empty] | cETL Damp | HEWITT 1L SCONCE-PN | One Light Wall Sconce |  | WB1873EN/PN.jpg | WB1873EN.jpg
WB1873PN | One Light Wall Sconce | The sleek, cast arms of the Hewitt collection have a distinctly slim vertical profile, covered with a delicate, lined White Parchment shade that softly diffuses the light for a warm, elegant glow. Hewitt is available in a Polished Nickel or Satin Nickel finish, while the sconce is available in Polished Nickel or Antique Bronze. | WALL SCONCE | Hewitt | Wall / Bath Lighting | Polished Nickel | PN | Steel | White Parchment Parchment | D:4" H:5" |  |  | 1 Candelabra Torpedo 60w |  | 1 | No | [14 empty] | 0 | [12 empty] | 45.98 | 91.96 | 137.94 | W:5'' H:19 1/2'' E:5'' | 2 |  |  | 5 | 19.5 | Screw(s) |  |  |  |  | 5 |  | No |  | No | [21 empty] | DP:3/4'' W:5'' H:5'' OB UP:12'' Rectangular |  |  |  | 8 | Black/White |  |  | Hardwired | 0 | 0 | 0 | 0 | 1 | 0 | 0 | 1 | 0 | 0 | 0 | 014817574326 | 18 | 7.5 | 6.5 | 2.7 | 0.508 | 175 | Yes | [9 empty] | cETL Damp | HEWITT 1L SCONCE-PN | One Light Wall Sconce |  | WB1873PN.jpg | WB1873PN.jpg
WB1874ANBZ | 1 - Light Wall Sconce | The Silo Collection of Wall Sconce lighting by Feiss makes a real statement with a vertical, cylindrical design true to its name. Silo sconces are crafted using a double-shade technique, with clear glass on the outer shade and a metal mesh lining on the inner shade. A square base and "arm" with clean, seamless edges hold the glass in place. Silo wall sconces are available in two finishes: a more contemporary Polished Nickel finish or a more gilded Antique Bronze finish. Silo 1-light wall sconces measure 15"H x 4.75"W and extend 4" out from the wall, making it ADA compliant. Silo is a matching fixture to the Feiss Bluffton Collection, but is versatile enough to be used in many types of decor. | WALL SCONCE | Silo | Wall / Bath Lighting | Antique Bronze | ANBZ | Steel | Clear Glass | D:2.75" H:12.125" |  | Oil Rubbed Bronze Stainless Steel | 1 Candelabra B Torpedo 60w |  | 1 | No | [14 empty] | 0 | [12 empty] | 81.45 | 162.9 | 244.35 | W:4 3/4'' H:15'' E:4'' | 3.9 |  |  | 4.75 | 15 | Screw(s) |  |  |  |  | 4 | [25 empty] | DP:5/8'' W:4 3/4'' H:15'' OB UP:7 1/2'' Rectangular |  |  |  | 8 | Black/White |  |  | Hardwired | 1 | 0 | 0 | 0 | 0 | 0 | 0 | 0 | 0 | 0 | 0 | 014817574357 | 18.75 | 7.75 | 7.75 | 5.1 | 0.652 | 125 | Yes | [8 empty] | UL Damp | cUL Damp | SILO 1L SCONCE ANT BRZ | 1 - Light Wall Sconce |  | WB1874ANBZ.jpg | WB1874ANBZ.jpg
WB1874PN | 1 - Light Wall Sconce | The Silo Collection of Wall Sconce lighting by Feiss makes a real statement with a vertical, cylindrical design true to its name. Silo sconces are crafted using a double-shade technique, with clear glass on the outer shade and a metal mesh lining on the inner shade. A square base and "arm" with clean, seamless edges hold the glass in place. Silo wall sconces are available in two finishes: a more contemporary Polished Nickel finish or a more gilded Antique Bronze finish. Silo 1-light wall sconces measure 15"H x 4.75"W and extend 4" out from the wall, making it ADA compliant. Silo is a matching fixture to the Feiss Bluffton Collection, but is versatile enough to be used in many types of decor. | WALL SCONCE | Silo | Wall / Bath Lighting | Polished Nickel | PN | Steel | Clear Glass | D:2.75" H:12.125" |  | Polished Nickel Stainless Steel | 1 Candelabra B Torpedo 60w |  | 1 | No | [14 empty] | 0 | [12 empty] | 81.45 | 162.9 | 244.35 | W:4 3/4'' H:15'' E:4'' | 3.9 |  |  | 4.75 | 15 | Screw(s) |  |  |  |  | 4 | [25 empty] | DP:5/8'' W:4 3/4'' H:15'' OB UP:7 1/2'' Rectangular |  |  |  | 8 | Black/White |  |  | Hardwired | 1 | 0 | 0 | 0 | 0 | 0 | 0 | 0 | 0 | 0 | 0 | 014817574340 | 18.75 | 8 | 7.75 | 5.2 | 0.673 | 125 | Yes | [8 empty] | UL Damp | cUL Damp | SILO 1L SCONCE PLSH NKL | 1 - Light Wall Sconce |  | WB1874PN.jpg | WB1874PN.jpg
WB1875DWZ/DWG | 2 - Light Wall Sconce | The Nori Collection features vintage elements like beautifully cascading Driftwood Grey Wood beads and the rustic flair of a Dark Weathered Zinc finish. On the chandeliers, an optional large Driftwood Grey Wood bead suspends from the center of the frame, adding a touch of elegance to a traditional silhouette. | WALL SCONCE | Nori | Wall / Bath Lighting | Dark Weathered Zinc / Driftwood Grey | DWZ/DWG | Steel |  |  |  |  | 2 Candelabra B10 Torpedo 60w |  | 2 | No | [14 empty] | 0 | [12 empty] | 86.95 | 173.9 | 260.85 | W:11'' H:19 5/8'' E:5 3/4'' | 3.1 |  |  | 11 | 19.625 | Cap Nuts |  |  |  |  | 5.75 | [25 empty] | DP:3/4'' W:4 3/4'' H:7 7/8'' OB UP:15 5/8'' Oval |  |  |  | 8 |  |  |  | Hardwired | 0 | 0 | 0 | 0 | 0 | 0 | 0 | 0 | 0 | 0 | 0 | 014817574449 | 13.5 | 14 | 9 | 4.2 | 0.984 | 175 | Yes | [9 empty] | cETL Damp | NORI 2L SCONCE D.WTH ZNC | 2 - Light Wall Sconce |  | WB1875DWZDWG.jpg | WB1875DWZDWG.jpg
WB1876CH-L1 | 18" LED Wall Sconce | The sleek linear profile of the Cutler Collection creates a perfect, contemporary backdrop for two unique glass options. Tiles of either Clear Crackle glass or Clear Staggered Rock glass are set in an organic version of a subway tile "look" and allow the LED light to shine through, adding rich sparkle to the room. Cutler is available in three finish options: Chrome, Oil Rubbed Bronze and Satin Nickel. The energy-efficient integrated LED has a CCT of 2700K on the "-LED" fixtures and a CCT of 3000K on the "-L1" fixtures. | BATH | Cutler | Wall / Bath Lighting | Chrome | CH | Steel | Undefined Glass |  |  | Undefined Acrylic |  |  | 0 | No | 1350 | 3000 | 90 | 15 | 120 | 19 - Integrated | LED - Array |  | 10 | 100 | LED | 15 | 15 | 50000 | 0 | [12 empty] | 145.45 | 290.9 | 436.35 | W:18'' H:5'' E:4 3/8'' | 3 |  |  | 18 | 5 | Set Screw(s) |  |  |  |  | 4.375 | [25 empty] | DP:1 3/8'' W:5'' H:5'' OB UP:2 1/2'' Square |  |  |  | 8 |  |  |  | Hardwired | 0 | 0 | 0 | 0 | 1 | 0 | 1 | 0 | 0 | 0 | 0 | 014817580129 | 22 | 9.5 | 7.25 | 5.8 | 0.877 | 125 | Yes | [9 empty] | cETL Damp | CUTLER 18IN SCONCE CH STAGGER | 18" LED Wall Sconce |  | WB1876CH-L1_ALT.JPEG | WB1876CHL1.jpg
WB1876ORB-L1 | 18" LED Wall Sconce | The sleek linear profile of the Cutler Collection creates a perfect, contemporary backdrop for two unique glass options. Tiles of either Clear Crackle glass or Clear Staggered Rock glass are set in an organic version of a subway tile "look" and allow the LED light to shine through, adding rich sparkle to the room. Cutler is available in three finish options: Chrome, Oil Rubbed Bronze and Satin Nickel. The energy-efficient integrated LED has a CCT of 2700K on the "-LED" fixtures and a CCT of 3000K on the "-L1" fixtures. | BATH | Cutler | Wall / Bath Lighting | Oil Rubbed Bronze | ORB | Steel | Undefined Glass |  |  | Undefined Acrylic |  |  | 0 | No | 1350 | 3000 | 90 | 15 | 120 | 19 - Integrated | LED - Array |  | 10 | 100 | LED | 15 | 15 | 50000 | 0 | [12 empty] | 145.45 | 290.9 | 436.35 | W:18'' H:5'' E:4 3/8'' | 3 |  |  | 18 | 5 | Set Screw(s) |  |  |  |  | 4.375 | [25 empty] | DP:1 3/8'' W:5'' H:5'' OB UP:2 1/2'' Square |  |  |  | 8 |  |  |  | Hardwired | 0 | 0 | 0 | 0 | 1 | 0 | 1 | 0 | 0 | 0 | 0 | 014817580112 | 22.25 | 9.75 | 7.25 | 5.8 | 0.91 | 125 | Yes | [9 empty] | cETL Damp | CUTLER 18IN SCONCE ORB STAGGER | 18" LED Wall Sconce |  | WB1876ORB-L1_ALT.JPEG | WB1876ORBL1.jpg
WB1876SN-L1 | 18" LED Wall Sconce | The sleek linear profile of the Cutler Collection creates a perfect, contemporary backdrop for two unique glass options. Tiles of either Clear Crackle glass or Clear Staggered Rock glass are set in an organic version of a subway tile "look" and allow the LED light to shine through, adding rich sparkle to the room. Cutler is available in three finish options: Chrome, Oil Rubbed Bronze and Satin Nickel. The energy-efficient integrated LED has a CCT of 2700K on the "-LED" fixtures and a CCT of 3000K on the "-L1" fixtures. | BATH | Cutler | Wall / Bath Lighting | Satin Nickel | SN | Steel | Undefined Glass |  |  | Undefined Acrylic |  |  | 0 | No | 1350 | 3000 | 90 | 15 | 120 | 19 - Integrated | LED - Array |  | 10 | 100 | LED | 15 | 15 | 50000 | 0 | [12 empty] | 145.45 | 290.9 | 436.35 | W:18'' H:5'' E:4 3/8'' | 3 |  |  | 18 | 5 | Set Screw(s) |  |  |  |  | 4.375 | [25 empty] | DP:1 3/8'' W:5'' H:5'' OB UP:2 1/2'' Square |  |  |  | 8 |  |  |  | Hardwired | 0 | 0 | 0 | 0 | 1 | 0 | 1 | 0 | 0 | 0 | 0 | 014817580136 | 22 | 9.75 | 7.25 | 5.8 | 0.9 | 125 | Yes | [9 empty] | cETL Damp | CUTLER 18IN SCONCE SN STAGGER | 18" LED Wall Sconce |  | WB1876SN-L1_ALT.JPEG | WB1876SNL1.jpg
WB1877WOW/AF | 1 - Light Wall Sconce | The Gannet Collection exudes rustic flair with a two-tone finish of painted, distressed Weathered Oak on an Antique Forged Iron metal frame. Crisp edges and bold lines pair with open, airy frames on the sides and crown that soften this iconic lantern silhouette. | WALL SCONCE | Gannet | Wall / Bath Lighting | Weathered Oak Wood / Antique Forged Iron | WOW/AF | Steel |  |  |  |  | 1 Candelabra B10 Torpedo 60w |  | 1 | No | [14 empty] | 0 | [12 empty] | 81.45 | 162.9 | 244.35 | W:8 5/8'' H:14 1/8'' E:4 5/8'' | 3.4 |  |  | 8.625 | 14.125 | Wall / Bath |  |  |  |  | 4.625 | [25 empty] | DP:5/8'' W:8 5/8'' H:11 1/4'' OB UP:7 1/8'' Irregular |  |  |  | 8 |  |  |  | Hardwired | 0 | 0 | 0 | 0 | 0 | 0 | 0 | 0 | 0 | 0 | 0 | 014817574135 | 14 | 11.25 | 6 | 4.7 | 0.547 | 100 | Yes | [9 empty] | cETL Damp | GANNET 1L SCONCE WTH OAK-AF IR | 1 - Light Wall Sconce |  | WB1877WOWAF.jpg | WB1877WOWAF.jpg
WB1878CH-L1 | 36" LED Vanity | The sleek linear profile of the Cutler Collection creates a perfect, contemporary backdrop for two unique glass options. Tiles of either Clear Crackle glass or Clear Staggered Rock glass are set in an organic version of a subway tile "look" and allow the LED light to shine through, adding rich sparkle to the room. Cutler is available in three finish options: Chrome, Oil Rubbed Bronze and Satin Nickel. The energy-efficient integrated LED has a CCT of 2700K on the "-LED" fixtures and a CCT of 3000K on the "-L1" fixtures. | BATH | Cutler | Wall / Bath Lighting | Chrome | CH | Steel | Undefined Glass |  |  | Undefined Acrylic |  |  | 1 | No | 2700 | 3000 | 90 | 30 | 120 | 19 - Integrated | LED - Array |  | 10 | 100 | LED | 30 | 30 | 50000 | 0 | [12 empty] | 256.95 | 513.9 | 770.85 | W:36'' H:5'' E:4 3/8'' | 6 |  |  | 36 | 5 | Set Screw(s) |  |  |  |  | 4.375 | [25 empty] | DP:1 3/8'' W:5'' H:5'' OB UP:2 1/2'' Square |  |  |  | 8 |  |  |  | Hardwired | 0 | 0 | 0 | 0 | 1 | 0 | 1 | 0 | 0 | 0 | 0 | 014817580150 | 42.5 | 9.75 | 7.5 | 9.8 | 1.799 | 175 | Yes | [9 empty] | cETL Damp | CUTLER 36IN SCONCE CH CRACKLE | 36" LED Vanity |  | WB1878CH-L1_ALT.JPEG | WB1878CHL1.jpg
WB1878ORB-L1 | 36" LED Vanity | The sleek linear profile of the Cutler Collection creates a perfect, contemporary backdrop for two unique glass options. Tiles of either Clear Crackle glass or Clear Staggered Rock glass are set in an organic version of a subway tile "look" and allow the LED light to shine through, adding rich sparkle to the room. Cutler is available in three finish options: Chrome, Oil Rubbed Bronze and Satin Nickel. The energy-efficient integrated LED has a CCT of 2700K on the "-LED" fixtures and a CCT of 3000K on the "-L1" fixtures. | BATH | Cutler | Wall / Bath Lighting | Oil Rubbed Bronze | ORB | Steel | Undefined Glass |  |  | Undefined Acrylic | 1 Integrated Array 30w |  | 1 | Yes | 2700 | 3000 | 90 | 30 | 120 | 19 - Integrated | LED - Array |  | 10 | 100 | LED | 30 | 30 | 50000 | 0 | [12 empty] | 256.95 | 513.9 | 770.85 | W:36'' H:5'' E:4 3/8'' | 6 |  |  | 36 | 5 | Set Screw(s) |  |  |  |  | 4.375 | [25 empty] | DP:1 3/8'' W:5'' H:5'' OB UP:2 1/2'' Square |  |  |  | 8 |  |  |  | Hardwired | 0 | 0 | 0 | 0 | 1 | 0 | 1 | 0 | 0 | 0 | 0 | 014817580143 | 42.5 | 9.75 | 7.5 | 9.8 | 1.799 | 175 | Yes | [9 empty] | cETL Damp | CUTLER 36IN SCONCE ORB CRACKLE | 36" LED Vanity |  | WB1878ORB-L1_ALT.JPEG | WB1878ORBL1.jpg
WB1878SN-L1 | 36" LED Vanity | The sleek linear profile of the Cutler Collection creates a perfect, contemporary backdrop for two unique glass options. Tiles of either Clear Crackle glass or Clear Staggered Rock glass are set in an organic version of a subway tile "look" and allow the LED light to shine through, adding rich sparkle to the room. Cutler is available in three finish options: Chrome, Oil Rubbed Bronze and Satin Nickel. The energy-efficient integrated LED has a CCT of 2700K on the "-LED" fixtures and a CCT of 3000K on the "-L1" fixtures. | BATH | Cutler | Wall / Bath Lighting | Satin Nickel | SN | Steel | Undefined Glass |  |  | Undefined Acrylic |  |  | 1 | No | 2700 | 3000 | 90 | 30 | 120 | 19 - Integrated | LED - Array |  | 10 | 100 | LED | 30 | 30 | 50000 | 0 | [12 empty] | 256.95 | 513.9 | 770.85 | W:36'' H:5'' E:4 3/8'' | 6 |  |  | 36 | 5 | Set Screw(s) |  |  |  |  | 4.375 | [25 empty] | DP:1 3/8'' W:5'' H:5'' OB UP:2 1/2'' Square |  |  |  | 8 |  |  |  | Hardwired | 0 | 0 | 0 | 0 | 1 | 0 | 1 | 0 | 0 | 0 | 0 | 014817580167 | 42.5 | 9.75 | 7.5 | 9.8 | 1.799 | 175 | Yes | [9 empty] | cETL Damp | CUTLER 36IN SCONCE SN CRACKLE | 36" LED Vanity |  | WB1878SN-L1_ALT.JPEG | WB1878SNL1.jpg
WB1879CH-L1 | 36" LED Vanity | The sleek linear profile of the Cutler Collection creates a perfect, contemporary backdrop for two unique glass options. Tiles of either Clear Crackle glass or Clear Staggered Rock glass are set in an organic version of a subway tile "look" and allow the LED light to shine through, adding rich sparkle to the room. Cutler is available in three finish options: Chrome, Oil Rubbed Bronze and Satin Nickel. The energy-efficient integrated LED has a CCT of 2700K on the "-LED" fixtures and a CCT of 3000K on the "-L1" fixtures. | BATH | Cutler | Wall / Bath Lighting | Chrome | CH | Steel | Undefined Glass |  |  | Undefined Acrylic |  |  | 1 | No | 2700 | 3000 | 90 | 30 | 120 | 19 - Integrated | LED - Array |  | 10 | 100 | LED | 30 | 30 | 50000 | 0 | [12 empty] | 256.95 | 513.9 | 770.85 | W:36'' H:5'' E:4 3/8'' | 3.5 |  |  | 36 | 5 | Set Screw(s) |  |  |  |  | 4.375 | [25 empty] | DP:1 3/8'' W:5'' H:5'' OB UP:2 1/2'' Square |  |  |  | 8 |  |  |  | Hardwired | 0 | 0 | 0 | 0 | 1 | 0 | 1 | 0 | 0 | 0 | 0 | 014817580181 | 42.25 | 9.5 | 7.25 | 9.8 | 1.684 | 175 | Yes | [9 empty] | cETL Damp | CUTLER 36IN SCONCE CH STAGGER | 36" LED Vanity |  | WB1879CH-L1_ALT.JPEG | WB1879CHL1.jpg
WB1879ORB-L1 | 36" LED Vanity | The sleek linear profile of the Cutler Collection creates a perfect, contemporary backdrop for two unique glass options. Tiles of either Clear Crackle glass or Clear Staggered Rock glass are set in an organic version of a subway tile "look" and allow the LED light to shine through, adding rich sparkle to the room. Cutler is available in three finish options: Chrome, Oil Rubbed Bronze and Satin Nickel. The energy-efficient integrated LED has a CCT of 2700K on the "-LED" fixtures and a CCT of 3000K on the "-L1" fixtures. | BATH | Cutler | Wall / Bath Lighting | Oil Rubbed Bronze | ORB | Steel | Undefined Glass |  |  | Undefined Acrylic |  |  | 1 | No | 2700 | 3000 | 90 | 30 | 120 | 19 - Integrated | LED - Array |  | 10 | 100 | LED | 30 | 30 | 50000 | 0 | [12 empty] | 256.95 | 513.9 | 770.85 | W:36'' H:5'' E:4 3/8'' | 3.5 |  |  | 36 | 5 | Set Screw(s) |  |  |  |  | 4.375 | [25 empty] | DP:1 3/8'' W:5'' H:5'' OB UP:2 1/2'' Square |  |  |  | 8 |  |  |  | Hardwired | 0 | 0 | 0 | 0 | 1 | 0 | 1 | 0 | 0 | 0 | 0 | 014817580174 | 42.5 | 9.75 | 7.25 | 9.9 | 1.739 | 175 | Yes | [9 empty] | cETL Damp | CUTLER 36IN SCONCE ORB STAGGER | 36" LED Vanity |  | WB1879ORB-L1_ALT.JPEG | WB1879ORBL1.jpg
WB1879SN-L1 | 36" LED Vanity | The sleek linear profile of the Cutler Collection creates a perfect, contemporary backdrop for two unique glass options. Tiles of either Clear Crackle glass or Clear Staggered Rock glass are set in an organic version of a subway tile "look" and allow the LED light to shine through, adding rich sparkle to the room. Cutler is available in three finish options: Chrome, Oil Rubbed Bronze and Satin Nickel. The energy-efficient integrated LED has a CCT of 2700K on the "-LED" fixtures and a CCT of 3000K on the "-L1" fixtures. | BATH | Cutler | Wall / Bath Lighting | Satin Nickel | SN | Steel | Undefined Glass |  |  | Undefined Acrylic |  |  | 1 | No | 2700 | 3000 | 90 | 30 | 120 | 19 - Integrated | LED - Array |  | 10 | 100 | LED | 30 | 30 | 50000 | 0 | [12 empty] | 256.95 | 513.9 | 770.85 | W:36'' H:5'' E:4 3/8'' | 3.5 |  |  | 36 | 5 | Set Screw(s) |  |  |  |  | 4.375 | [25 empty] | DP:1 3/8'' W:5'' H:5'' OB UP:2 1/2'' Square |  |  |  | 8 |  |  |  | Hardwired | 0 | 0 | 0 | 0 | 1 | 0 | 1 | 0 | 0 | 0 | 0 | 014817580198 | 42.5 | 9.5 | 7.25 | 10.1 | 1.694 | 125 | Yes | [9 empty] | cETL Damp | CUTLER 36IN SCONCE SN STAGGER | 36" LED Vanity |  | WB1879SN-L1_ALT.JPEG | WB1879SNL1.jpg
WB1884DA | 2 - Light Wall Sconce | Patrice showcases Feiss' Collection's unwavering commitment to robust construction and craftsmanship. Using our NEW Deep Abyss finish, Patrice is heavily textured and tactile, appearing as though it was pulled from a shipwreck. This humble design with its oval motifs is fitting for a wide range of decor. Patrice also features three outdoor fixtures with a rustic Dark Weathered Zinc finish. The outdoor chandeliers include glass candle covers to protect the lamping. All Patrice chandeliers are damp-rated for use in indoor and covered outdoor spaces. | WALL SCONCE | Patrice | Wall / Bath Lighting | Deep Abyss | DA | Steel | Clear Glass | L:5.375" W:0.125" H:15.875" |  |  | 2 Candelabra Torpedo 60w |  | 2 | No | [14 empty] | 0 | [12 empty] | 92.95 | 185.9 | 278.85 | W:6'' H:17 1/4'' E:5 1/8'' | 6 |  |  | 6 | 17.25 | Wall / Bath |  |  |  |  | 5.125 | [25 empty] | DP:3/4'' W:5 3/8'' H:17 1/4'' OB UP:8 1/8'' Rectangular |  |  |  | 8 |  |  |  | Hardwired | 0 | 0 | 0 | 0 | 0 | 0 | 0 | 0 | 0 | 0 | 0 | 014817579291 | 21.75 | 9.75 | 9 | 8.2 | 1.104 | 125 | Yes | [9 empty] | cETL Damp | PATRICE 2L WALL SCONCE DEEP ABYSS | 2 - Light Wall Sconce |  | WB1884DA.jpg | WB1884DA.jpg
WB1885TXB/CH | 1 - Light Wall Sconce | The Art-Deco-inspired Broderick features bold, angular lines in a rich, two-toned finish of shiny Chrome with Textured Black. Each of Broderick's clear glass shades rest atop a cylindrical bobeche, adding dimension to a smooth, structured silhouette. | WALL SCONCE | Broderick | Wall / Bath Lighting | Textured Black / Chrome | TXB / CH | Steel | Clear Glass | D:2.375" H:8" |  |  | 1 Candelabra Torpedo 60w |  | 1 | No | [14 empty] | 0 | [12 empty] | 55.45 | 110.9 | 166.35 | W:4 1/2'' H:13 3/4'' E:3 7/8'' | 2.6 |  |  | 4.5 | 13.75 | Wall / Bath |  |  |  |  | 3.875 | [25 empty] | DP:3/4'' W:4 1/2'' H:9 1/8'' OB UP:8 1/8'' Rectangular |  |  |  | 8 |  |  |  | Hardwired | 1 | 0 | 0 | 0 | 0 | 0 | 0 | 0 | 0 | 0 | 0 | 014817579369 | 12.25 | 10.75 | 7.25 | 3.1 | 0.553 | 175 | Yes | [9 empty] | cETL Damp | BRODERICK 1L WALL SCONCE TXB/CH | 1 - Light Wall Sconce |  | WB1885TXBCH.jpg | WB1885TXBCH.jpg
WB1888WGR | 2 - Light Wall Sconce | Traditional with soft feminine features, the Maryville chandelier and wall sconce exude time-worn French Country style. Maryville's defining features include floral-inspired bobeches, turning details on the center column, delicate wood bead strands and our NEW weathered Washed Grey finish. | WALL SCONCE | Maryville | Wall / Bath Lighting | Washed Grey | WGR | Steel |  |  |  |  | 2 Candelabra Torpedo 60w |  | 2 | No | [14 empty] | 0 | [12 empty] | 81.45 | 162.9 | 244.35 | W:14'' H:21'' E:6 5/8'' | 3.2 |  |  | 14 | 21 | Wall / Bath |  |  |  |  | 6.625 | [25 empty] | DP:7/8'' W:5'' OB UP:13 7/8'' Round |  |  |  | 8 |  |  |  | Hardwired | 0 | 0 | 0 | 0 | 0 | 0 | 0 | 0 | 0 | 0 | 0 | 014817579574 | 16.5 | 10.75 | 9 | 3.9 | 0.924 | 175 | Yes | [9 empty] | cETL Damp | MARYVILLE 2L WALL SCONCE WGR | 2 - Light Wall Sconce | UP MOUNT ONLY | WB1888WGR.jpg | WB1888WGR.jpg
WB1891ANBZ | 2 - Light Wall Sconce | Woodruff is a modern interpretation of a classic lantern silhouette, complete with an open, airy frame, vented details at the top and floating candle tubes within. Woodruff is inspired by a historical lantern design and is available in two finish options of either Polished Nickel or Antique Bronze. | WALL SCONCE | Woodruff | Wall / Bath Lighting | Antique Bronze | ANBZ | Steel |  |  |  |  | 2 Candelabra Torpedo 60w |  | 2 | No | [14 empty] | 0 | [12 empty] | 104.45 | 208.9 | 313.35 | W:9'' H:11 3/4'' E:3 7/8'' | 5 |  |  | 9 | 11.75 | Wall / Bath |  |  |  |  | 3.875 | [25 empty] | DP:5/8'' W:7 3/8'' H:11 3/4'' OB UP:6 1/8'' Rectangular |  |  |  | 8 |  |  |  | Hardwired | 1 | 0 | 0 | 0 | 0 | 0 | 0 | 0 | 0 | 0 | 0 | 014817579833 | 15.8 | 12.25 | 7.75 | 5.1 | 0.868 | 175 | Yes | [9 empty] | cETL Damp | WOODRUFF 2L WALL SCONCE ANBZ | 2 - Light Wall Sconce | up mount only | WB1891ANBZ.jpg | WB1891ANBZ.jpg
WB1891PN | 2 - Light Wall Sconce | Woodruff is a modern interpretation of a classic lantern silhouette, complete with an open, airy frame, vented details at the top and floating candle tubes within. Woodruff is inspired by a historical lantern design and is available in two finish options of either Polished Nickel or Antique Bronze. | WALL SCONCE | Woodruff | Wall / Bath Lighting | Polished Nickel | PN | Steel |  |  |  |  | 2 Candelabra Torpedo 60w |  | 2 | No | [14 empty] | 0 | [12 empty] | 115.95 | 231.9 | 347.85 | W:9'' H:11 3/4'' E:3 7/8'' | 5 |  |  | 9 | 11.75 | Wall / Bath |  |  |  |  | 3.875 | [25 empty] | DP:5/8'' W:7 3/8'' H:11 3/4'' OB UP:6 1/8'' Rectangular |  |  |  | 8 |  |  |  | Hardwired | 1 | 0 | 0 | 0 | 0 | 0 | 0 | 0 | 0 | 0 | 0 | 014817579758 | 15.25 | 12.5 | 7.5 | 5.1 | 0.827 | 125 | Yes | [9 empty] | cETL Damp | WOODRUFF 2L WALL SCONCE PN | 2 - Light Wall Sconce | up mount only | WB1891PN.jpg | WB1891PN.jpg
WB1892ANBZ | 1 - Light Wall Sconce | Woodruff is a modern interpretation of a classic lantern silhouette, complete with an open, airy frame, vented details at the top and floating candle tubes within. Woodruff is inspired by a historical lantern design and is available in two finish options of either Polished Nickel or Antique Bronze. | WALL SCONCE | Woodruff | Wall / Bath Lighting | Antique Bronze | ANBZ | Steel |  |  |  |  | 1 Candelabra Torpedo 60w |  | 1 | No | [14 empty] | 0 | [12 empty] | 84.45 | 168.9 | 253.35 | W:5'' H:16'' E:3 7/8'' | 4 |  |  | 5 | 16 | Wall / Bath |  |  |  |  | 3.875 | [25 empty] | DP:5/8'' W:3 3/8'' H:16'' OB UP:8'' Rectangular |  |  |  | 8 |  |  |  | Hardwired | 1 | 0 | 0 | 0 | 0 | 0 | 0 | 0 | 0 | 0 | 0 | 014817579857 | 19 | 8.5 | 7.5 | 5 | 0.701 | 125 | Yes | [9 empty] | cETL Damp | WOODRUFF 1L WALL SCONCE ANBZ | 1 - Light Wall Sconce | up mount only | WB1892ANBZ.jpg | WB1892ANBZ.jpg
WB1892PN | 1 - Light Wall Sconce | Woodruff is a modern interpretation of a classic lantern silhouette, complete with an open, airy frame, vented details at the top and floating candle tubes within. Woodruff is inspired by a historical lantern design and is available in two finish options of either Polished Nickel or Antique Bronze. | WALL SCONCE | Woodruff | Wall / Bath Lighting | Polished Nickel | PN | Steel |  |  |  |  | 1 Candelabra Torpedo 60w |  | 1 | No | [14 empty] | 0 | [12 empty] | 92.95 | 185.9 | 278.85 | W:5'' H:16'' E:3 7/8'' | 4 |  |  | 5 | 16 | Wall / Bath |  |  |  |  | 3.875 | [25 empty] | DP:5/8'' W:3 3/8'' H:16'' OB UP:8'' Rectangular |  |  |  | 8 |  |  |  | Hardwired | 1 | 0 | 0 | 0 | 0 | 0 | 0 | 0 | 0 | 0 | 0 | 014817579772 | 19.8 | 8.8 | 7.75 | 5.1 | 0.781 | 125 | Yes | [9 empty] | cETL Damp | WOODRUFF 1L WALL SCONCE PN | 1 - Light Wall Sconce | up mount only | WB1892PN.jpg | WB1892PN.jpg
WB1896ANBZ | 1 - Light Wall Sconce | Embracing a diamond theme throughout each fixture, Myron delights with bold details on the arm and bobeche and crisp, angular lines on the diamond-shaped backplate. Light diffuses perfectly through a White lined Parchment shade. Myron sconces are available in either a Chrome or Antique Bronze finish. | WALL SCONCE | Myron | Wall / Bath Lighting | Antique Bronze | ANBZ | Steel | White Paper | L:3.125" W:3.125" H:8" |  |  | 1 Candelabra Torpedo 60w |  | 1 | No | [14 empty] | 0 | [12 empty] | 41.45 | 82.9 | 124.35 | W:7'' H:15 7/8'' E:6'' | 1.5 |  |  | 7 | 15.875 | Wall / Bath |  |  |  |  | 6 | [25 empty] | DP:5'' W:5'' H:1 1/2'' OB UP:12 1/4'' Square |  |  |  | 8 |  |  |  | Hardwired | 0 | 0 | 0 | 0 | 0 | 0 | 0 | 0 | 0 | 0 | 0 | 014817579987 | 14 | 9.25 | 8 | 2.6 | 0.6 | 175 | Yes | [9 empty] | cETL Damp | MYRON 1L WALL SCONCE ANBZ | 1 - Light Wall Sconce | UP MOUNT ONLY | WB1896ANBZ.jpg | WB1896ANBZ.jpg
WB1896CH | 1 - Light Wall Sconce | Embracing a diamond theme throughout each fixture, Myron delights with bold details on the arm and bobeche and crisp, angular lines on the diamond-shaped backplate. Light diffuses perfectly through a White lined Parchment shade. Myron sconces are available in either a Chrome or Antique Bronze finish. | WALL SCONCE | Myron | Wall / Bath Lighting | Chrome | CH | Steel | White Paper | L:3.125" W:3.125" H:8" |  |  | 1 Candelabra Torpedo 60w |  | 1 | No | [14 empty] | 0 | [12 empty] | 41.45 | 82.9 | 124.35 | W:7'' H:15 7/8'' E:6'' | 1.5 |  |  | 7 | 15.875 | Wall / Bath |  |  |  |  | 6 | [25 empty] | DP:5'' W:5'' H:1 1/2'' OB UP:12 1/4'' Square |  |  |  | 8 |  |  |  | Hardwired | 0 | 0 | 0 | 0 | 0 | 0 | 0 | 0 | 0 | 0 | 0 | 014817579970 | 14 | 9.5 | 8 | 2.6 | 0.616 | 175 | Yes | [9 empty] | cETL Damp | MYRON 1L WALL SCONCE CH | 1 - Light Wall Sconce | UP MOUNT ONLY | WB1896CH.jpg | WB1896CH.jpg
WB1898ANBZ | 1 - Light Wall Sconce | Stowe wall sconce feature arms that elegantly curve into the backplate and delicate turning details that present a tailored look. A delicate lined White Parchment shade is accompanied by either a Polished Nickel or Antique Bronze finish. | WALL SCONCE | Stowe | Wall / Bath Lighting | Antique Bronze | ANBZ | Steel | White Paper | D:4.75" H:6" |  |  | 1 Candelabra Torpedo 60w |  | 1 | No | [14 empty] | 0 | [12 empty] | 49.95 | 99.9 | 149.85 | W:4 3/4'' H:16'' E:6 3/8'' | 1.5 |  |  | 4.75 | 16 | Wall / Bath |  |  |  |  | 6.375 | [25 empty] | DP:1'' W:4 3/4'' H:6'' OB UP:13'' Rectangular |  |  |  | 8 |  |  |  | Hardwired | 0 | 0 | 0 | 0 | 0 | 0 | 0 | 0 | 0 | 0 | 0 | 014817579963 | 15.25 | 9.5 | 7.5 | 2.6 | 0.629 | 175 | Yes | [9 empty] | cETL Damp | STOWE 1L WALL SCONCE ANBZ | 1 - Light Wall Sconce | UP MOUNT ONLY | WB1898ANBZ.jpg | WB1898ANBZ.jpg
WB1898PN | 1 - Light Wall Sconce | Stowe wall sconce feature arms that elegantly curve into the backplate and delicate turning details that present a tailored look. A delicate lined White Parchment shade is accompanied by either a Polished Nickel or Antique Bronze finish. | WALL SCONCE | Stowe | Wall / Bath Lighting | Polished Nickel | PN | Steel | White Paper | D:4.75" H:6" |  |  | 1 Candelabra Torpedo 60w |  | 1 | No | [14 empty] | 0 | [12 empty] | 49.95 | 99.9 | 149.85 | W:4 3/4'' H:16'' E:6 3/8'' | 1.5 |  |  | 4.75 | 16 | Wall / Bath |  |  |  |  | 6.375 | [25 empty] | DP:1'' W:4 3/4'' H:6'' OB UP:13'' Rectangular |  |  |  | 8 |  |  |  | Hardwired | 0 | 0 | 0 | 0 | 0 | 0 | 0 | 0 | 0 | 0 | 0 | 014817579956 | 15.25 | 9.5 | 7.5 | 2.6 | 0.629 | 175 | Yes | [9 empty] | cETL Damp | STOWE 1L WALL SCONCE PN | 1 - Light Wall Sconce | UP MOUNT ONLY | WB1898PN.jpg | WB1898PN.jpg
WB1900ANBZ | 1 - Light Wall Sconce | Refined and chic, Bryan features a clean vertical arm with a barrel detail that transitions to the backplate and a crystal-adorned bobeche. An optional shade is offered with the 1-light sconce, while the 2-light sconce features a swing arm for adjustability. Polished Nickel and Antique Bronze finish options add instant sophistication to any space. | WALL SCONCE | Bryan | Wall / Bath Lighting | Antique Bronze | ANBZ | Steel | White Paper | D:4" H:5" |  |  | 1 Candelabra Torpedo 60w |  | 1 | No | [14 empty] | 0 | [12 empty] | 46.45 | 92.9 | 139.35 | W:5'' H:16 3/4'' E:5'' | 1.5 |  |  | 5 | 16.75 | Wall / Bath |  |  |  |  | 5 | [25 empty] | D:5'' DP:3/4'' OB UP:11 5/8'' Round |  |  |  | 8 |  |  |  | Hardwired | 0 | 0 | 0 | 0 | 0 | 0 | 0 | 0 | 0 | 0 | 0 | 014817580020 | 15.5 | 8 | 7.25 | 2.3 | 0.52 | 175 | Yes | [9 empty] | cETL Damp | BRYAN 1L WALL SCONE ANBZ | 1 - Light Wall Sconce | UP MOUNT ONLY | WB1900ANBZ.jpg | WB1900ANBZ.jpg
WB1900PN | 1 - Light Wall Sconce | Refined and chic, Bryan features a clean vertical arm with a barrel detail that transitions to the backplate and a crystal-adorned bobeche. An optional shade is offered with the 1-light sconce, while the 2-light sconce features a swing arm for adjustability. Polished Nickel and Antique Bronze finish options add instant sophistication to any space. | WALL SCONCE | Bryan | Wall / Bath Lighting | Polished Nickel | PN | Steel | White Paper | D:4" H:5" |  |  | 1 Candelabra Torpedo 60w |  | 1 | No | [14 empty] | 0 | [12 empty] | 46.45 | 92.9 | 139.35 | W:5'' H:16 3/4'' E:5'' | 1.5 |  |  | 5 | 16.75 | Wall / Bath |  |  |  |  | 5 | [25 empty] | D:5'' DP:3/4'' OB UP:11 5/8'' Round |  |  |  | 8 |  |  |  | Hardwired | 0 | 0 | 0 | 0 | 0 | 0 | 0 | 0 | 0 | 0 | 0 | 014817580006 | 15.5 | 8.5 | 7.5 | 2.2 | 0.572 | 250 | Yes | [9 empty] | cETL Damp | BRYAN 1L WALL SCONE PN | 1 - Light Wall Sconce | UP MOUNT ONLY | WB1900PN.jpg | WB1900PN.jpg
WB1901ANBZ | 2 - Light Wall Sconce | Refined and chic, Bryan features a clean vertical arm with a barrel detail that transitions to the backplate and a crystal-adorned bobeche. An optional shade is offered with the 1-light sconce, while the 2-light sconce features a swing arm for adjustability. Polished Nickel and Antique Bronze finish options add instant sophistication to any space. | WALL SCONCE | Bryan | Wall / Bath Lighting | Antique Bronze | ANBZ | Steel |  |  |  |  | 2 Candelabra Torpedo 60w |  | 2 | No | [14 empty] | 0 | [12 empty] | 81.45 | 162.9 | 244.35 | W:5'' H:17 3/8'' E:5 3/8'' | 3 |  |  | 5 | 17.375 | Wall / Bath |  |  |  |  | 5.375 | [25 empty] | D:5'' DP:3/4'' OB UP:11 1/2'' Round |  |  |  | 8 |  |  |  | Hardwired | 0 | 0 | 0 | 0 | 0 | 0 | 0 | 0 | 0 | 0 | 0 | 014817580013 | 20.25 | 8.25 | 8.25 | 3.4 | 0.798 | 175 | Yes | [9 empty] | cETL Damp | BRYAN 2L WALL SCONE ANBZ | 2 - Light Wall Sconce | UP MOUNT ONLY | WB1901ANBZ.jpg | WB1901ANBZ.jpg
WB1901PN | 2 - Light Wall Sconce | Refined and chic, Bryan features a clean vertical arm with a barrel detail that transitions to the backplate and a crystal-adorned bobeche. An optional shade is offered with the 1-light sconce, while the 2-light sconce features a swing arm for adjustability. Polished Nickel and Antique Bronze finish options add instant sophistication to any space. | WALL SCONCE | Bryan | Wall / Bath Lighting | Polished Nickel | PN | Steel |  |  |  |  | 2 Candelabra Torpedo 60w |  | 2 | No | [14 empty] | 0 | [12 empty] | 81.45 | 162.9 | 244.35 | W:5'' H:17 3/8'' E:5 3/8'' | 3 |  |  | 5 | 17.375 | Wall / Bath |  |  |  |  | 5.375 | [25 empty] | D:5'' DP:3/4'' OB UP:11 1/2'' Round |  |  |  | 8 |  |  |  | Hardwired | 0 | 0 | 0 | 0 | 0 | 0 | 0 | 0 | 0 | 0 | 0 | 014817579994 | 20 | 8.25 | 8.25 | 3.5 | 0.788 | 175 | Yes | [9 empty] | cETL Damp | BRYAN 2L WALL SCONE PN | 2 - Light Wall Sconce | UP MOUNT ONLY | WB1901PN.jpg | WB1901PN.jpg
WB1910FWO/DWW | 2-Light Wall Sconce | The Beverly Collection features a stunning combination of rustic, time-worn finishes like Distressed White Wood on the cascading beads, our vintage-inspired French Washed Oak finish on the frame and candle tubes, and Weathered Iron on the chain. Together these elements create a warm, and elegantly simple update to these traditionally-styled fixtures. | WALL SCONCE | Beverly | Wall / Bath Lighting | French Washed Oak / Distressed White Wood | FWO/DWW | Steel |  |  |  |  | 2 Candelabra B10 Torpedo 60w |  | 2 | No | [14 empty] | 0 | [12 empty] | 92.95 | 185.9 | 278.85 | W:9 3/8'' H:12 1/2'' E:5 5/8'' | 1.32 |  |  | 9.375 | 12.5 | Cap Nuts |  |  |  |  | 5.625 | [25 empty] | D:4 3/4'' DP:7/8'' OB UP:5 3/8'' Round |  |  |  | 8 |  |  |  | Hardwired | 0 | 0 | 0 | 0 | 0 | 0 | 0 | 0 | 0 | 0 | 0 | 014817587579 | 12 | 10.25 | 8.25 | 2.6 | 0.587 | 175 | Yes | [9 empty] | cETL Damp | 2L BEVERLY WALL SCONCE FWO/DWW | 2L BEVERLY WALL SCONCE FWO/DWW |  | WB1910FWODWW.jpg | WB1910FWODWW.jpg
WB1920ADB | 2 - Light Wall Sconce | As one of the new product families expanding Feiss’ French Country category, sweeping lines, solid wood beads—and gold leaf accents with our new Antique Guild finish—give Marielle a chic touch. Assortment includes a 12-light chandelier, eight-light chandelier and a two-light wall sconce. | WALL SCONCE | Marielle | Wall / Bath Lighting | Antique Gild | ADB | Steel |  |  |  |  | 2 Candelabra Torpedo 60w |  | 2 | No | [14 empty] | 0 | [12 empty] | 76.45 | 152.9 | 229.35 | W:10 1/2'' H:16 1/2'' E:3 3/4'' | 2.2 |  |  | 10.5 | 16.5 | Wall / Bath |  |  |  |  | 3.75 | [25 empty] | DP:1'' W:5'' H:8'' OB UP:10 5/8'' OB DOWN:5 7/8'' Tripod |  |  |  | 8 | Black/White |  |  | Hardwired | 0 | 0 | 0 | 0 | 0 | 0 | 0 | 0 | 0 | 0 | 0 | 014817592191 | 17.75 | 13.18 | 6.25 | 3.9 | 0.846 | 175 | Yes | [8 empty] | ETL Damp | cETL Damp | 2L MARIELLE WALL SCONCE ADB | 2 - Light Wall Sconce |  | WB1920ADB.jpg | WB1920ADB.jpg
WB1940AI | 1 - Light Wall Sconce | The epitome of Mountain Luxe, Ansley has a historical, raw material look with sturdy framing. Its New Aged Iron finish gives it an artisanal, hard-forged feel. The assortment includes: 12-Light Chandelier, 8-Light Chandelier, 8-Light Linear, one-light sconce and vanity silhouettes. | WALL SCONCE | Ansley | Wall / Bath Lighting | Aged Iron | AI | Steel | White Linen Linen | D:4.75" H:6.75" |  |  | 1 Candelabra Torpedo 60w |  | 1 | No | [14 empty] | 0 | [12 empty] | 65.45 | 130.9 | 196.35 | W:4 3/4'' H:26 1/2'' E:6 1/8'' | 2.2 |  |  | 4.75 | 26.5 | Wall / Bath |  |  |  |  | 6.125 | [25 empty] | DP:3/4'' W:4 3/4'' H:6'' OB UP:14 1/2'' OB DOWN:12'' Rectangular |  |  |  | 8 |  |  |  | Hardwired | 0 | 0 | 0 | 0 | 0 | 0 | 0 | 0 | 0 | 0 | 0 | 014817592351 | 21.38 | 9.18 | 7.78 | 4 | 0.884 | 175 | Yes | [8 empty] | ETL Damp | cETL Damp | 1L ANSLEY WALL SCONCE AI | 1 - Light Wall Sconce |  | WB1940AI.jpg | WB1940AI.jpg
WB1960ADB | 1 - Light Wall Sconce | Sophisticated and sleek, the Thayer Collection is a refreshing interpretation of a traditional four-sided lantern softened with graceful curved lines. Thayer is available in three stunning finishes: our New Antique Guild finish, industrial-inspired Smith Steel or Polished Nickel . | WALL SCONCE | Thayer | Wall / Bath Lighting | Antique Gild | ADB | Steel |  |  |  |  | 1 Candelabra Torpedo 60w |  | 1 | No | [14 empty] | 0 | [12 empty] | 109.45 | 218.9 | 328.35 | W:9 7/8'' H:14 1/4'' E:7'' | 4.5 |  |  | 9.875 | 14.25 | Wall / Bath |  |  |  |  | 7 | [25 empty] | DP:5/8'' W:9 3/8'' H:9 1/4'' OB UP:8 1/8'' OB DOWN:6 1/8'' Irregular |  |  |  | 8 | Black/White |  |  | Hardwired | 0 | 0 | 0 | 0 | 0 | 0 | 0 | 0 | 0 | 0 | 0 | 014817592481 | 16.5 | 13 | 10 | 6.2 | 1.241 | 175 | Yes | [8 empty] | ETL Damp | cETL Damp | 1L THAYER WALL SCONCE ADB | 1 - Light Wall Sconce |  | WB1960ADB.jpg | WB1960ADB.jpg
WB1960PN | 1 - Light Wall Sconce | Sophisticated and sleek, the Thayer Collection is a refreshing interpretation of a traditional four-sided lantern softened with graceful curved lines. Thayer is available in three stunning finishes: our New Antique Guild finish, industrial-inspired Smith Steel or Polished Nickel . | WALL SCONCE | Thayer | Wall / Bath Lighting | Polished Nickel | PN | Steel |  |  |  |  | 1 Candelabra Torpedo 60w |  | 1 | No | [14 empty] | 0 | [12 empty] | 114.95 | 229.9 | 344.85 | W:9 7/8'' H:14 1/4'' E:7'' | 4.5 |  |  | 9.875 | 14.25 | Wall / Bath |  |  |  |  | 7 | [25 empty] | DP:5/8'' W:9 3/8'' H:9 1/4'' OB UP:8 1/8'' OB DOWN:6 1/8'' Irregular |  |  |  | 8 | Black/White |  |  | Hardwired | 0 | 0 | 0 | 0 | 0 | 0 | 0 | 0 | 0 | 0 | 0 | 014817592504 | 16.75 | 12.75 | 10 | 6.1 | 1.236 | 175 | Yes | [8 empty] | ETL Damp | cETL Damp | 1L THAYER WALL SCONCE PN | 1 - Light Wall Sconce |  | WB1960PN.jpg | WB1960PN.jpg
WB1960SMS | 1 - Light Wall Sconce | Sophisticated and sleek, the Thayer Collection is a refreshing interpretation of a traditional four-sided lantern softened with graceful curved lines. Thayer is available in three stunning finishes: our New Antique Guild finish, industrial-inspired Smith Steel or Polished Nickel . | WALL SCONCE | Thayer | Wall / Bath Lighting | Smith Steel | SMS | Steel |  |  |  |  | 1 Candelabra Torpedo 60w |  | 1 | No | [14 empty] | 0 | [12 empty] | 109.45 | 218.9 | 328.35 | W:9 7/8'' H:14 1/4'' E:7'' | 4.5 |  |  | 9.875 | 14.25 | Wall / Bath |  |  |  |  | 7 | [25 empty] | DP:5/8'' W:9 3/8'' H:9 1/4'' OB UP:8 1/8'' OB DOWN:6 1/8'' Irregular |  |  |  | 8 | Black/White |  |  | Hardwired | 0 | 0 | 0 | 0 | 0 | 0 | 0 | 0 | 0 | 0 | 0 | 014817592498 | 16.58 | 12.38 | 9.58 | 6.1 | 1.138 | 175 | Yes | [8 empty] | ETL Damp | cETL Damp | 1L THAYER WALL SCONCE SMS | 1 - Light Wall Sconce |  | WB1960SMS.jpg | WB1960SMS.jpg

## Feiss
Item Number | Name | Collection Description | Class | Collection | Category | Finish | finish Code | Material | Glass/ Shade | Glass / Shade Size | GlassTop / ShadeTop Size | Diffuser | Bulb # 1 | Bulb # 2 | Total Bulbs | Bulbs Included | Bulb Lumens | Bulb Temperature | Bulb CRI | Bulb Watts | Bulb Volts | Bulb Base | Bulb Type | Bulb Beam Spread | Bulb Dimming Range Min | Bulb Dimming Range Max | Bulb Light Source Name | Bulb Watts Consumed | Bulb Watts Rated | Bulb Rated Life | Bulb Spot Type | Efficacy | L70 | Color Binning | Bug Rating | Cord Color | Transformer Mount | Output Type | Housing Type | Wet Listing | Max Tilt | Max Rotation | Max Ceiling Slope | 2/1/2020 DN Pricing | UMAP | MSRP | Dimensions | Weight | Diameter | Length | Width | Height | Mounting Procedure | Height (Downlight) | Height Semi-flush | Height Overall | Adjustable Height | Extends | Style | Light Kit Incl | Compatible Light Kits | Remote Incl | # of Blades | Blade Pitch | Blade Finish 1 | Blade Finish 2 | Motor Size | Fan Diameter | Capacitor Value | CFM (High) | Watts (High) | CFM/Watt (High) | CFM (Med) | Watts (Med) | CFM/Watt (Med) | CFM (Low) | Watts (Low) | CFM/Watt (Low) | Max Blade to Ceiling Height | Min Blade to Ceiling Height | Motor Type | Remote Control Type | Canopy | Backplate | Post | Mounting Plate | Base | Wire/Cord Length | Wire/Cord Color | Chain Length | Switch | Connection | ADA | Mount Up/Down | Fluorescent | Energy Star | T-24 | Photocell | LED | LED Convertible | Pre-laced Chain | Adjustable Arms | Mount Wall/Ceiling | UPC | IP Length | IP Width | IP Height | IP Weight | IP Cube | IP Frt. Class | IP UPSable | Pack Quantity | MP UPC | MP Length | MP Width | MP Height | MP Weight | MP Cube | MP UPSable | UL Listing | cUL Listing | PCS Name | Catalog Name | Engineering Notes | Web Image Name | Line Art
7'POST-ASTB | 7' Post ASTB |  | OUTDOOR | Outdoor Posts | Outdoor Lighting | Astral Bronze | ASTB | [7 empty] | 0 | No | [14 empty] | 0 | [12 empty] | 112.98 | 225.96 | 338.94 | [46 empty] | 0 | 0 | 0 | 0 | 0 | 0 | 0 | 0 | 0 | 0 | 0 | 014817402711 | 84.75 | 3.5 | 3.5 | 7.5 | 0.601 | 85 | Yes | 2 | 10014817402718 | 85.5 | 8 | 3.75 | 17 | 1.484 | Yes |  |  | 7' Post ASTB | 7' Post ASTB |  | 7POSTASTB.jpg | 7POSTASTB.jpg
7'POST-BB | 7' Post BB |  | OUTDOOR | Outdoor Posts | Outdoor Lighting | Burnished Bronze | BB | [7 empty] | 0 | No | [14 empty] | 0 | [12 empty] | 112.98 | 225.96 | 338.94 | [46 empty] | 0 | 0 | 0 | 0 | 0 | 0 | 0 | 0 | 0 | 0 | 0 | 014817402728 | 84.75 | 3.5 | 3.5 | 7.5 | 0.601 | 85 | Yes | 2 | 10014817402725 | 85 | 8 | 3.75 | 17 | 1.476 | Yes |  |  | 7' Post BB | 7' Post BB |  | 7POSTBB.jpg | 7POSTBB.jpg
7'POST-BK | EXTRUDED ALUM OUTDOOR POST |  | OUTDOOR | Outdoor Posts | [10 empty] | 0 | No | [27 empty] | 112.98 | 225.96 | 338.94 | [46 empty] | 0 | 0 | 0 | 0 | 0 | 0 | 0 | 0 | 0 | 0 | 0 | 014817197426 | 86 | 1 | 1 | 7.4 | 0.05 | 60 | Yes | 2 | 10014817197423 | 86 | 7 | 4 | 17.1 | 1.394 | Yes |  |  | EXTRUDED ALUM OUTDOOR POST |  |  | 7POSTBK.jpg | 7POSTBK.jpg
7'POST-BRAL | 7' Post BRAL |  | OUTDOOR | Outdoor Posts | Outdoor Lighting | Brushed Aluminum | BRAL | [7 empty] | 0 | No | [14 empty] | 0 | [12 empty] | 112.98 | 225.96 | 338.94 | W:3'' H:84 1/4'' | 7.15 |  |  | 3 | 84.25 | [40 empty] | 0 | 0 | 0 | 0 | 0 | 0 | 0 | 0 | 0 | 0 | 0 | 014817278064 | 85 | 3.75 | 4 | 7.8 | 0.738 | 93 | Yes | 2 | 10014817278061 | 85 | 7.5 | 4 | 15.6 | 1.476 | Yes |  |  | 7' Post BRAL | 7' Post BRAL |  | 7POSTBRAL.jpg | 7POSTBRAL.jpg
7'POST-CB | 7' Post CB |  | OUTDOOR | Outdoor Posts | Outdoor Lighting | Corinthian Bronze | CB | [7 empty] | 0 | No | [14 empty] | 0 | [12 empty] | 112.98 | 225.96 | 338.94 | [46 empty] | 0 | 0 | 0 | 0 | 0 | 0 | 0 | 0 | 0 | 0 | 0 | 014817253535 | 86 | 3.5 | 4 | 4 | 0.697 | 175 | Yes | 2 | 10014817253532 | 86 | 7 | 4 | 8 | 1.394 | Yes |  |  | 7' Post CB | 7' Post CB |  | 7POSTCB.jpg | 7POSTCB.jpg
7'POST-ES | 7' Post ES |  | OUTDOOR | Outdoor Posts | Outdoor Lighting | Espresso | ES | [7 empty] | 0 | No | [14 empty] | 0 | [12 empty] | 112.98 | 225.96 | 338.94 | [46 empty] | 0 | 0 | 0 | 0 | 0 | 0 | 0 | 0 | 0 | 0 | 0 | 014817208368 | 85 | 1 | 1 | 8.25 | 0.049 | 60 | Yes | 2 | 10014817208365 | 85 | 7 | 3.5 | 16.5 | 1.205 | Yes |  |  | 7' Post ES | Outdoor Post |  | 7POSTES.jpg | 7POSTES.jpg
7'POST-GBZ | 7' Post GBZ |  | OUTDOOR | Outdoor Posts | Outdoor Lighting | Grecian Bronze | GBZ | [7 empty] | 0 | No | [14 empty] | 0 | [12 empty] | 112.98 | 225.96 | 338.94 | [46 empty] | 0 | 0 | 0 | 0 | 0 | 0 | 0 | 0 | 0 | 0 | 0 | 014817253559 | 86 | 3.5 | 4 | 4 | 0.697 | 85 | Yes | 2 | 10014817253556 | 86 | 7 | 4 | 17 | 1.394 | Yes |  |  | 7' Post GBZ | Outdoor Post |  | 7POSTGBZ.jpg | 7POSTGBZ.jpg
7'POST-HTBZ | 7' Post HTBZ |  | OUTDOOR | Outdoor Posts | Outdoor Lighting | Heritage Bronze | HTBZ | Aluminum | [6 empty] | 0 | No | [14 empty] | 0 | [12 empty] | 112.98 | 225.96 | 338.94 | D:3'' H:84'' |  | 3 |  |  | 84 | [40 empty] | 0 | 0 | 0 | 0 | 0 | 0 | 0 | 0 | 0 | 0 | 0 | 014817364019 | 86 | 1 | 1 | 4 | 0.05 | 60 | Yes | 2 | 10014817364016 | 86 | 7 | 4 | 17 | 1.394 | Yes |  |  | 7' Post HTBZ | Outdoor Post |  | 7POSTHTBZ.jpg | 7POSTHTBZ.jpg
7'POST-ORB |  |  | OUTDOOR | Outdoor Posts | Outdoor Lighting | Oil Rubbed Bronze | ORB | [7 empty] | 0 | No | [14 empty] | 0 | [12 empty] | 112.98 | 225.96 | 338.94 | [46 empty] | 0 | 0 | 0 | 0 | 0 | 0 | 0 | 0 | 0 | 0 | 0 | 014817402735 | 83.5 | 3.5 | 3.5 | 7 | 0.592 | 93 | Yes | 2 | 10014817402732 | 86 | 7.5 | 4 | 16.7 | 1.493 | Yes |  |  | 7' Post ORB | 7' Post |  | POSTORB.jpg | 7POSTORB.jpg
7'POST-SBR | 7' Post SBR |  | OUTDOOR | Outdoor Posts | Outdoor Lighting | Sorrel Brown | SBR | [7 empty] | 0 | No | [14 empty] | 0 | [12 empty] | 112.98 | 225.96 | 338.94 | W:3'' H:84 1/4'' | 7.15 |  |  | 3 | 84.25 | [40 empty] | 0 | 0 | 0 | 0 | 0 | 0 | 0 | 0 | 0 | 0 | 0 | 014817477108 | 85.75 | 3.75 | 3.75 | 8.7 | 0.698 | 65 | Yes | 2 | 10014817477105 | 85.75 | 3.75 | 3.75 | 17.4 | 0.698 | Yes |  |  | 7' Post SBR | OUTDOOR LANTERN POST |  | 7POSTSBR.jpg | 7POSTSBR.jpg
7'POST-WAL | 7' Post WAL |  | OUTDOOR | Outdoor Posts | Outdoor Lighting | Walnut | WAL | [7 empty] | 0 | No | [14 empty] | 0 | [12 empty] | 112.98 | 225.96 | 338.94 | [46 empty] | 0 | 0 | 0 | 0 | 0 | 0 | 0 | 0 | 0 | 0 | 0 | 014817402742 | 84.75 | 3.5 | 3.5 | 7.4 | 0.601 | 85 | Yes | 2 | 10014817402749 | 85.5 | 8 | 3.75 | 16.8 | 1.484 | Yes |  |  | 7' Post WAL | 7' Post |  | 7POSTWAL.jpg | 7POSTWAL.jpg
F1883/6BRB | 6 - Light Single Tier Chandelier | This lighting collection by Feiss captures the spirit of the French Versailles age of opulence. From the central faceted crystal spire to the slender and graceful curved arms adorned with multiple layers of hand Prismatic glass crystals, the Maison De Ville collection is rich with romantic detailing. | CHANDELIERS | Maison De Ville | Chandeliers | British Bronze | BRB | [5 empty] | 6 Candelabra B Torpedo 60w |  | 6 | No | [27 empty] | 448.45 | 896.9 | 1345.35 | D:27 3/4'' H:31'' | 10.1 | 27.75 |  |  | 31 | [35 empty] | 180 | Brown | 60 |  | Hardwired | 0 | 0 | 0 | 0 | 0 | 0 | 0 | 0 | 0 | 0 | 0 | 014817259575 | 29.5 | 12.75 | 27 | 10.1 | 5.877 | 300 | Yes | [9 empty] | cUL Dry | CHANDELIER - SINGLE | 6 - Light Maison De Ville |  | F18836BRB.jpg
F1902/6MBZ | 6 - Light Single Tier Chandelier | Inspired by the grand Châteaus of Southern France, the Chateau lighting collection by Feiss is both delicate and detailed. Its square tube curls lyrically play into one another as the hand polished glass crystals punctuate each curl. | CHANDELIERS | Chateau | Chandeliers | Mocha Bronze | MBZ | [5 empty] | 6 Candelabra Flame Tip 60w |  | 6 | No | [27 empty] | 399.48 | 798.96 | 1198.44 | D:25'' H:30'' | 10.3 | 25 |  |  | 30 | [35 empty] | 180 |  | 60 |  | Hardwired | 0 | 0 | 0 | 0 | 0 | 0 | 0 | 0 | 0 | 0 | 0 | 014817268324 | 28 | 15 | 28 | 22.4 | 6.806 | 250 | Yes | [9 empty] | cUL Dry | CHANDELIER - SINGLE | 6-Light Chateau |  | F19026MBZ.jpg
F1904/4MBZ | 4 - Light Mini Chandelier | Inspired by the grand Châteaus of Southern France, the Chateau lighting collection by Feiss is both delicate and detailed. Its square tube curls lyrically play into one another as the hand polished glass crystals punctuate each curl. | CHANDELIERS | Chateau | Chandeliers | Mocha Bronze | MBZ | [5 empty] | 4 Candelabra B Torpedo 60w |  | 4 | No | [27 empty] | 216.98 | 433.96 | 650.94 | D:17'' H:22'' | 5.7 | 17 |  |  | 22 | [35 empty] | 180 |  | 60 |  | Hardwired | 0 | 0 | 0 | 0 | 0 | 0 | 0 | 0 | 0 | 0 | 0 | 014817268348 | 20.38 | 15.25 | 15.25 | 10.96 | 2.743 | 175 | Yes | [9 empty] | cUL Dry | CHANDELIER - MINI | 4-Light Chateau |  | F19044MBZ.jpg
F1938/8+4MBZ | 12 - Light Multi-Tier Chandelier | Inspired by the grand Châteaus of Southern France, the Chateau lighting collection by Feiss is both delicate and detailed. Its square tube curls lyrically play into one another as the hand polished glass crystals punctuate each curl. | CHANDELIERS | Chateau | Chandeliers | Mocha Bronze | MBZ | [5 empty] | 12 Candelabra B Torpedo 60w |  | 12 | No | [27 empty] | 799.98 | 1599.96 | 2399.94 | D:36'' H:47'' | 27 | 36 |  |  | 47 | [35 empty] | 240 |  | 84 |  | Hardwired | 0 | 0 | 0 | 0 | 0 | 0 | 0 | 0 | 0 | 0 | 0 | 014817275995 | 19 | 38 | 24 | 33.4 | 10.028 | 250 | Yes | [9 empty] | cUL Dry | CHANDELIER - MULTI | 12 - Light Chateau |  | F193884MBZ.jpg
F2052/6+3GBZ | 9 - Light Multi-Tier Chandelier | Then Morningside lighting collection by Feiss has gracefully curved arms in rugged wrought iron, finished in Grecian Bronze. The silhouette is softened with its coordinating Cream Opal etched glass shades with a scalloped, floral influenced edging. | CHANDELIERS | Morningside | Chandeliers | Grecian Bronze | GBZ | [5 empty] | 9 Medium A19 100w |  | 9 | No | [27 empty] | 274.5 | 549 | 823.5 | D:34'' H:42'' | 22.41 | 34 |  |  | 42 | [30 empty] | D:5 1/2'' Round |  |  |  |  | 120 |  | 96 |  | Hardwired | 0 | 0 | 0 | 0 | 0 | 0 | 0 | 0 | 0 | 0 | 0 | 014817289961 | 41 | 11.5 | 30 | 46.2 | 8.186 | 175 | Yes | [8 empty] | UL Dry | cUL Dry | (HS)CHANDELIER - MULTI | 9 - Light Morningside |  | F205263GBZ.jpg
F2110/8+4+4MBZ | 16 - Light Multi-Tier Chandelier | Inspired by the grand Châteaus of Southern France, the Chateau lighting collection by Feiss is both delicate and detailed. Its square tube curls lyrically play into one another as the hand polished glass crystals punctuate each curl. | CHANDELIERS | Chateau | Chandeliers | Mocha Bronze | MBZ | [5 empty] | 16 Candelabra Torpedo 60w |  | 16 | No | [14 empty] | 0 | [12 empty] | 942.98 | 1885.96 | 2828.94 | D:53 1/2'' H:69'' O:169'' | 77.3 | 53.5 |  |  | 69 |  |  |  | 169 | [26 empty] | Round |  |  |  |  | 240 | Brown | 84 |  | Hardwired | 0 | 0 | 0 | 0 | 0 | 0 | 0 | 0 | 0 | 0 | 0 | 014817308020 | 57.5 | 19 | 63.5 | 83 | 40.147 | 250 | No | [8 empty] | ETL Dry |  | CHANDELIER - MULTI | 16 - Light Chateau |  | F2110844MBZ.jpg
F2226/3ATS | 3 - Light Mini Duo Chandelier | The classic Versailles-style Salon Maison lighting collection by Feiss is beautifully opulent with its large number of hand-polished, multi-faceted glass crystals and rich Aged Tortoise Shell finish. Fleur-de-lis inspired embellishments give the collection more design detail. | CHANDELIERS | Salon Maison | Chandeliers | Aged Tortoise Shell | ATS | Steel |  |  |  |  | 3 Candelabra B Torpedo 60w |  | 3 | No | [27 empty] | 231.45 | 462.9 | 694.35 | D:14'' H:21 1/2'' | 7.5 | 14 |  |  | 21.5 | [30 empty] | D:5'' Round | [9 empty] | 0 | 0 | 0 | 0 | 0 | 0 | 0 | 0 | 0 | 0 | 0 | 014817318876 | 17 | 16.75 | 18.25 | 14.5 | 3.007 | 175 | Yes | [8 empty] | UL Dry |  | CHANDELIER - MINI DUO | 3 - Light Salon Maison |  | F22263ATS.jpg
F2228/6ATS | 6 - Light Single Tier Chandelier | The classic Versailles-style Salon Maison lighting collection by Feiss is beautifully opulent with its large number of hand-polished, multi-faceted glass crystals and rich Aged Tortoise Shell finish. Fleur-de-lis inspired embellishments give the collection more design detail. | CHANDELIERS | Salon Maison | Chandeliers | Aged Tortoise Shell | ATS | Steel |  |  |  |  | 6 Candelabra B Torpedo 60w |  | 6 | No | [27 empty] | 608.95 | 1217.9 | 1826.85 | D:29'' H:35 1/2'' | 12.3 | 29 |  |  | 35.5 | [30 empty] | D:5'' Round | [9 empty] | 0 | 0 | 0 | 0 | 0 | 0 | 0 | 0 | 0 | 0 | 0 | 014817318852 | 30 | 12 | 31.25 | 31.31 | 6.51 | 175 | Yes | [8 empty] | UL Dry |  | CHANDELIER - SINGLE | 6 - Light Salon Maison |  | F22286ATS.jpg
F2229/8+4ATS | 12 - Light Multi-Tier Chandelier | The classic Versailles-style Salon Maison lighting collection by Feiss is beautifully opulent with its large number of hand-polished, multi-faceted glass crystals and rich Aged Tortoise Shell finish. Fleur-de-lis inspired embellishments give the collection more design detail. | CHANDELIERS | Salon Maison | Chandeliers | Aged Tortoise Shell | ATS | Steel |  |  |  |  | 12 Candelabra B Torpedo 60w |  | 12 | No | [27 empty] | 1014.95 | 2029.9 | 3044.85 | D:37'' H:48'' | 28.6 | 37 |  |  | 48 | [30 empty] | D:7'' Round | [9 empty] | 0 | 0 | 0 | 0 | 0 | 0 | 0 | 0 | 0 | 0 | 0 | 014817318845 | 42.25 | 38 | 15 | 60.52 | 13.937 | 175 | Yes | [8 empty] | UL Dry |  | CHANDELIER - MULTI | 12 - Light Salon Maison |  | F222984ATS.jpg
F2230/8+4+4ATS | 16 - Light Multi-Tier Chandelier | The classic Versailles-style Salon Maison lighting collection by Feiss is beautifully opulent with its large number of hand-polished, multi-faceted glass crystals and rich Aged Tortoise Shell finish. Fleur-de-lis inspired embellishments give the collection more design detail. | CHANDELIERS | Salon Maison | Chandeliers | Aged Tortoise Shell | ATS | Steel |  |  |  |  | 16 Candelabra A19 60w |  | 16 | No | [27 empty] | 2030.45 | 4060.9 | 6091.35 | D:53 1/2'' H:69'' | 40.8 | 53.5 |  |  | 69 | [30 empty] | D:7'' Round | [9 empty] | 0 | 0 | 0 | 0 | 0 | 0 | 0 | 0 | 0 | 0 | 0 | 014817318838 | 54.5 | 14.75 | 66.75 | 99.4 | 31.052 | 250 | No | [8 empty] | UL Dry |  | CHANDELIER - MULTI | 16 - Light Salon Maison |  | F2230844ATS.jpg
F2303/8MBZ | 8 - Light Single Tier Chandelier | Inspired by the grand Châteaus of Southern France, the Chateau lighting collection by Feiss is both delicate and detailed. Its square tube curls lyrically play into one another as the hand polished glass crystals punctuate each curl. | CHANDELIERS | Chateau | Chandeliers | Mocha Bronze | MBZ | Steel |  |  |  |  | 8 Candelabra B Torpedo 60w |  | 8 | No | [27 empty] | 599.98 | 1199.96 | 1799.94 | D:32'' H:37 1/2'' | 16.3 | 32 |  |  | 37.5 | [30 empty] | D:5'' Round |  |  |  |  | 180 | Brown | 60 |  | Hardwired | 0 | 0 | 0 | 0 | 0 | 0 | 0 | 0 | 0 | 0 | 0 | 014817331769 | 35 | 16.5 | 26.5 | 59.4 | 8.856 | 125 | Yes | [8 empty] | UL Dry | cUL Dry | CHANDELIER - SINGLE | 8 - Light Chateau |  | F23038MBZ.jpg
F2304/6MBZ | 6 - Light Single Tier Chandelier | Inspired by the grand Châteaus of Southern France, the Chateau lighting collection by Feiss is both delicate and detailed. Its square tube curls lyrically play into one another as the hand polished glass crystals punctuate each curl. | CHANDELIERS | Chateau | Chandeliers | Mocha Bronze | MBZ | Steel |  |  |  |  | 6 Candelabra B Torpedo 60w |  | 6 | No | [27 empty] | 508.98 | 1017.96 | 1526.94 | L:41 1/2'' W:22'' H:28'' | 10.4 |  | 41.5 | 22 | 28 | [30 empty] | W:4 1/2'' H:10 3/4'' Oval |  |  |  |  | 180 | Brown | 120 |  | Hardwired | 0 | 0 | 0 | 0 | 0 | 0 | 0 | 0 | 0 | 0 | 0 | 014817331776 | 43.25 | 10.25 | 25 | 25.08 | 6.414 | 250 | Yes | [8 empty] | UL Dry |  | CHANDELIER - BILLIARD | 6 - Light Chateau |  | F23046MBZ.jpg
F2343/4DBZ | 4 - Light Shade Pendant | Whether your decorating theme is traditional or contemporary, there is a place for this unique and stunning Casual Luxury lighting collection by Feiss. The organza shades and plated dark bronze finish demand attention to the fine details of these fixtures. The wall brackets and sconces have a dual back plate for a dimensional design accent, and spun metal trim rings at the top and bottom of the shade lend a finishing touch. All of the shades on these wonderful fixtures are enclosed at the bottom for a lovely casting of light. | CHANDELIERS | Casual Luxury | Chandeliers | Dark Bronze | DBZ | Steel | Bronze Organza Fabric | D:22.5" H:6" | D:22" |  | 4 Medium A19 100w |  | 4 | No | [14 empty] | 0 | [12 empty] | 236.95 | 473.9 | 710.85 | D:22 1/2'' H:18'' | 12.96 | 22.5 |  |  | 18 |  |  |  |  | 20.25 - 74.25 | [25 empty] | D:5 1/2'' Round |  |  |  |  | 180 |  |  |  | Hardwired | 0 | 0 | 0 | 0 | 0 | 0 | 0 | 0 | 0 | 0 | 0 | 014817343359 | 25.5 | 25.5 | 11 | 21.34 | 4.139 | 175 | Yes | [8 empty] | UL Dry |  | CHANDELIER - LARGE PENDANT | 4 - Light Casual Luxury |  | F23434DBZ.jpg
F2478/6OBZ | 6 - Light Single Tier Chandelier | The Valentina lighting collection by Feiss was named after the Latin word meaning “strong and brave,” and rightfully so. The willowy frame is finished in Oxidized Bronze while Clear Polished glass crystals adorn each piece, adding even more elegance. Each candelabra style bulb sits in its own clear, crystal bobeche. | CHANDELIERS | Valentina | Chandeliers | Oxidized Bronze | OBZ | Steel |  |  |  |  | 6 Candelabra Flame Tip 60w |  | 6 | No | [27 empty] | 487.45 | 974.9 | 1462.35 | D:28 1/2'' H:32 3/4'' O:92 3/4'' | 24.2 | 28.5 |  |  | 32.75 | Screw Collar - Chain |  |  | 92.75 | [26 empty] | D:5 1/2'' Round |  |  |  |  | 180 | Brown | 60 |  | Hardwired | 0 | 0 | 0 | 0 | 0 | 0 | 0 | 0 | 0 | 0 | 0 | 014817393026 | 30.75 | 36.12 | 19.25 | 28.75 | 12.373 | 250 | Yes | [8 empty] | UL Dry | cUL Dry | CHANDELIER | 6 - Light Valentina |  | F24786OBZ.jpg | F24786OBZ.jpg
F2479/8+4OBZ | 12 - Light Multi-Tier Chandelier | The Valentina lighting collection by Feiss was named after the Latin word meaning “strong and brave,” and rightfully so. The willowy frame is finished in Oxidized Bronze while Clear Polished glass crystals adorn each piece, adding even more elegance. Each candelabra style bulb sits in its own clear, crystal bobeche. | CHANDELIERS | Valentina | Chandeliers | Oxidized Bronze | OBZ | Steel |  |  |  |  | 12 Candelabra Flame Tip 60w |  | 12 | No | [27 empty] | 666.95 | 1333.9 | 2000.85 | D:36 1/2'' H:45 3/4'' O:105 3/4'' | 52.8 | 36.5 |  |  | 45.75 | Screw Collar - Chain |  |  | 105.75 | [26 empty] | D:5 1/2'' Round |  |  |  |  | 240 | Brown | 84 |  | Hardwired | 0 | 0 | 0 | 0 | 0 | 0 | 0 | 0 | 0 | 0 | 0 | 014817393033 | 37 | 29 | 39.75 | 67.32 | 24.683 | 250 | No | [8 empty] | UL Dry | cUL Dry | CHANDELIER - MULTI | 6 - Light Valentina |  | F247984OBZ.jpg | F247984OBZ.jpg
F2480/4OBZ | 4 - Light Mini Duo Chandelier | The Valentina lighting collection by Feiss was named after the Latin word meaning “strong and brave,” and rightfully so. The willowy frame is finished in Oxidized Bronze while Clear Polished glass crystals adorn each piece, adding even more elegance. Each candelabra style bulb sits in its own clear, crystal bobeche. | CHANDELIERS | Valentina | Chandeliers | Oxidized Bronze | OBZ | Steel |  |  |  |  | 4 Candelabra Flame Tip 60w |  | 4 | No | [27 empty] | 260.45 | 520.9 | 781.35 | D:16 1/8'' H:21 3/4'' O:81 3/4'' | 12.1 | 16.125 |  |  | 21.75 | Screw Collar - Chain |  | 21.5 | 81.75 | [26 empty] | D:5 1/2'' Round |  |  |  |  | 180 | Brown | 60 |  | Hardwired | 0 | 0 | 0 | 0 | 0 | 0 | 0 | 0 | 0 | 0 | 0 | 014817393040 | 13.5 | 13.5 | 19.25 | 6.82 | 2.03 | 250 | Yes | [8 empty] | UL Dry | cUL Dry | CHANDELIER - MINI DUO | 4 - Light Valentina |  | F24804OBZ.jpg | F24804OBZ.jpg
F2533/6BK | 6 - Light Single Tier Chandelier | The Peyton lighting collection by Feiss is an unexpected contrast between the dramatic Black finish and the soft, romantic curves. The design flourishes and decorative details lend to the overall aesthetic of the dramatic light fixtures in the collection. | CHANDELIERS | Peyton | Chandeliers | Black | BK | Steel |  |  |  |  | 6 Candelabra Flame Tip 60w |  | 6 | No | [14 empty] | 0 | [12 empty] | 174.5 | 349 | 523.5 | D:23 1/2'' H:26 1/4'' O:86 1/4'' | 14.3 | 23.5 |  |  | 26.25 | Screw Collar - Chain |  |  | 86.25 | [26 empty] | D:5 1/2'' Round |  |  |  |  | 96 | Brown | 72 |  | Hardwired | 0 | 0 | 0 | 0 | 0 | 0 | 0 | 0 | 0 | 0 | 0 | 014817392906 | 27.5 | 12 | 26.5 | 15.4 | 5.061 | 250 | Yes | [8 empty] | UL Dry | cUL Dry | CHANDELIER | 6 - Light Peyton |  | F25336BK.jpg | F25336BK.jpg
F2535/5BK | 5 - Light Single Tier Chandelier | The Peyton lighting collection by Feiss is an unexpected contrast between the dramatic Black finish and the soft, romantic curves. The design flourishes and decorative details lend to the overall aesthetic of the dramatic light fixtures in the collection. | CHANDELIERS | Peyton | Chandeliers | Black | BK | Steel | White Opal Etched Glass | D:4.125" H:5.75" |  |  | 5 Medium A19 100w |  | 5 | No | [27 empty] | 124.5 | 249 | 373.5 | D:21'' H:9 1/4'' | 10.45 | 21 |  |  | 9.25 | Screw Collar - Stem |  |  |  | 16 - 64 | [25 empty] | D:5 1/2'' Round |  |  |  |  | 180 | Brown |  |  | Hardwired | 0 | 0 | 0 | 0 | 0 | 0 | 0 | 0 | 0 | 0 | 0 | 014817392944 | 21 | 10.5 | 20.78 | 14.6 | 2.652 | 175 | Yes | [8 empty] | UL Dry | cUL Dry | CHANDELIER | 5 - Light Peyton |  | F25355BK.jpg | F25355BK.jpg
F2568/3BUS | 3 - Light Shade Pendant | The Lucia lighting collection by Feiss is a completely fresh, contemporary take on crystal light fixtures. The unique, disk-shaped Sunflower Shape Bauhinia crystals are suspended within the intricate metal work presented in a Burnished Silver finish, which combine to create these sleek profiles surrounding inner Linen drum shade. The Leila lighting collection is a sister style, utilizing the same crystals and metal work in orb and sunburst silhouettes. | CHANDELIERS | Lucia | Chandeliers | Burnished Silver | BUS | Steel | Beige Fabric | D:15.5" |  |  | 3 Medium A19 60w |  | 3 | No | [14 empty] | 0 | [12 empty] | 365.95 | 731.9 | 1097.85 | D:18 5/8'' H:7 7/8'' O:67 5/8'' | 18.77 | 18.625 |  |  | 7.875 | Screw Collar - Chain |  |  | 67.625 | 18.5 - 55.375 | [25 empty] | D:6'' Round |  |  |  |  | 180 | Clear Silver |  |  | Hardwired | 0 | 0 | 0 | 0 | 0 | 0 | 0 | 0 | 0 | 0 | 0 | 014817400694 | 21 | 18 | 21 | 24.4 | 4.594 | 175 | Yes | [8 empty] | UL Dry | cUL Dry | CHANDELIER - LARGE PENDANT | 3 - Light Lucia |  | F25683BUS.jpg | F25683BUS.jpg
F2569/3BUS | 3 - Light Shade Pendant | The Lucia lighting collection by Feiss is a completely fresh, contemporary take on crystal light fixtures. The unique, disk-shaped Sunflower Shape Bauhinia crystals are suspended within the intricate metal work presented in a Burnished Silver finish, which combine to create these sleek profiles surrounding inner Linen drum shade. The Leila lighting collection is a sister style, utilizing the same crystals and metal work in orb and sunburst silhouettes. | CHANDELIERS | Lucia | Chandeliers | Burnished Silver | BUS | Steel | Cream Fabric | D:16.125" H:7.25" | W:16.125" |  | 3 Medium A19 100w |  | 3 | No | [27 empty] | 566.45 | 1132.9 | 1699.35 | L:32 1/8'' W:16 1/4'' H:11 3/4'' | 36.41 |  | 32.125 | 16.25 | 11.75 | Screw Collar - Stem |  |  |  | 22 - 59 | [25 empty] | DP:7/8'' W:4 7/8'' H:8 7/8'' Round |  |  |  |  | 180 | Clear Silver |  |  | Hardwired | 0 | 0 | 0 | 0 | 0 | 0 | 0 | 0 | 0 | 0 | 0 | 014817400700 | 27.5 | 34 | 18.5 | 44.2 | 10.01 | 175 | Yes | [8 empty] | UL Dry | cUL Dry | CHANDELIER - LARGE PENDANT | 3 - Light Lucia |  | F25693BUS.jpg | F25693BUS.jpg
F2585/6+3BS | 9 - Light Multi-Tier Chandelier | The transitional Perry lighting collection by Feiss is fitting for living, kitchen or bath areas of all style homes. With a gently curved body construction, the fixtures have a fluid movement with a transitional look to complement a wide range of décor. | CHANDELIERS | Perry | Chandeliers | Brushed Steel | BS | Steel | White Opal Etched Glass | D:4.375" H:5.25" |  |  | 9 Medium A19 100w |  | 9 | No | [27 empty] | 244.5 | 489 | 733.5 | D:32 3/8'' H:33 3/8'' | 20.24 | 32.375 |  |  | 33.375 | [30 empty] | D:5 1/2'' Round |  |  |  |  | 180 | Clear Silver | 84 |  | Hardwired | 0 | 0 | 0 | 0 | 0 | 0 | 0 | 0 | 0 | 0 | 0 | 014817424959 | 32.75 | 9.5 | 33.25 | 30 | 5.987 | 175 | Yes | [9 empty] | cUL Dry | CHANDELIER - MULTI | 9 - Light Perry |  | F258563BS.jpg | F258563BS.jpg
F2585/6+3HTBZ | 9 - Light Multi-Tier Chandelier | The transitional Perry lighting collection by Feiss is fitting for living, kitchen or bath areas of all style homes. With a gently curved body construction, the fixtures have a fluid movement with a transitional look to complement a wide range of décor. | CHANDELIERS | Perry | Chandeliers | Heritage Bronze | HTBZ | Steel | White Opal Etched Glass | D:4.375" H:5.25" |  |  | 9 Medium A19 100w |  | 9 | No | [27 empty] | 244.5 | 489 | 733.5 | D:32 3/8'' H:33 3/8'' O:123 3/4'' | 22.77 | 32.375 |  |  | 33.375 | U Channel Bar |  |  | 123.75 | [26 empty] | D:5 1/2'' Round |  |  |  |  | 180 | Brown | 84 |  | Hardwired | 0 | 0 | 0 | 0 | 0 | 0 | 0 | 0 | 0 | 0 | 0 | 014817408454 | 32 | 9.75 | 33.25 | 30.9 | 6.003 | 175 | Yes | [8 empty] | UL Dry | cUL Dry | CHANDELIER - MULTI | 9 - Light Perry |  | F258563HTBZ.jpg | F258563HTBZ.jpg
F2624/1OBZ | 1 - Light Mini Duo Chandelier | The Valentina lighting collection by Feiss was named after the Latin word meaning “strong and brave,” and rightfully so. The willowy frame is finished in Oxidized Bronze while Clear Polished glass crystals adorn each piece, adding even more elegance. Each candelabra style bulb sits in its own clear, crystal bobeche. | CHANDELIERS | Valentina | Chandeliers | Oxidized Bronze | OBZ | Steel |  |  |  |  | 1 Medium A19 100w |  | 1 | No | [14 empty] | 0 | [12 empty] | 165.95 | 331.9 | 497.85 | D:7 1/2'' H:14 3/8'' | 4.4 | 7.5 |  |  | 14.375 |  |  | 14.25 | [27 empty] | D:5 1/2'' H:1/2'' Round |  |  |  |  | 180 | Brown | 60 |  | Hardwired | 0 | 0 | 0 | 0 | 0 | 0 | 0 | 0 | 0 | 0 | 0 | 014817409666 | 8.5 | 15.5 | 8.5 | 6.6 | 0.648 | 93 | Yes | 2 | 10014817409663 | 16.75 | 8.75 | 16 | 15.4 | 1.357 | Yes | UL Dry | cUL Dry | CHANDELIER - MINI DUO | 1 - Light Valentina |  | F26241OBZ.jpg | F26241OBZ.jpg
F2627/4AF/BS | 4 - Light Mini Chandelier | The Ethan lighting collection by Feiss is a contemporary take on the strong verticals and horizontals of the elegantly simple, Asian influences of the Mission style. The dark Antique Forged Iron finish contrasts dramatically with the Brushed Steel candle tubes and sleek Clear glass surrounds, which ingenuously can all be removed and run through the dishwasher to keep them sparkling clear. | CHANDELIERS | Ethan | Chandeliers | Antique Forged Iron / Brushed Steel | AF/BS | Steel | Clear Glass | D:2.875" H:10" |  |  | 4 Candelabra B Torpedo 60w |  | 4 | No | [27 empty] | 219.95 | 439.9 | 659.85 | D:12'' H:17 1/4'' | 9.35 | 12 |  |  | 17.25 |  |  |  |  | 18.875 - 60.875 | [25 empty] | D:5'' DP:3/4'' Round |  |  |  |  | 180 | Black |  |  | Hardwired | 0 | 0 | 0 | 0 | 0 | 0 | 0 | 0 | 0 | 0 | 0 | 014817424034 | 20.5 | 15 | 14.5 | 14.65 | 2.58 | 175 | Yes | [9 empty] | cUL Dry | CHANDELIER - MINI | 4 - Light Ethan |  | F26274AFBS.jpg | F26274AFBS.jpg
F2628/8AF/BS | 8 - Light Single Tier Chandelier | The Ethan lighting collection by Feiss is a contemporary take on the strong verticals and horizontals of the elegantly simple, Asian influences of the Mission style. The dark Antique Forged Iron finish contrasts dramatically with the Brushed Steel candle tubes and sleek Clear glass surrounds, which ingenuously can all be removed and run through the dishwasher to keep them sparkling clear. | CHANDELIERS | Ethan | Chandeliers | Antique Forged Iron / Brushed Steel | AF/BS | Steel | Clear Glass | D:2.875" H:14" |  |  | 8 Candelabra B Torpedo 60w |  | 8 | No | [27 empty] | 492.95 | 985.9 | 1478.85 | D:26'' H:19 1/4'' | 20.9 | 26 |  |  | 19.25 |  |  |  |  | 20.625 - 62.625 | [25 empty] | D:5'' DP:3/4'' Round |  |  |  |  | 180 | Black |  |  | Hardwired | 0 | 0 | 0 | 0 | 0 | 0 | 0 | 0 | 0 | 0 | 0 | 014817424041 | 27.5 | 27.25 | 22 | 33.1 | 9.541 | 250 | Yes | [9 empty] | cUL Dry | CHANDELIER | 8 - Light Ethan |  | F26288AFBS.jpg | F26288AFBS.jpg
F2629/8+4AF/BS | 12 - Light Multi-Tier Chandelier | The Ethan lighting collection by Feiss is a contemporary take on the strong verticals and horizontals of the elegantly simple, Asian influences of the Mission style. The dark Antique Forged Iron finish contrasts dramatically with the Brushed Steel candle tubes and sleek Clear glass surrounds, which ingenuously can all be removed and run through the dishwasher to keep them sparkling clear. | CHANDELIERS | Ethan | Chandeliers | Antique Forged Iron / Brushed Steel | AF/BS | Steel | Clear Glass | D:2.875" H:14" |  |  | 12 Candelabra B Torpedo 60w |  | 12 | No | [14 empty] | 0 | [12 empty] | 695.95 | 1391.9 | 2087.85 | D:30'' H:26 5/8'' | 29.92 | 30 |  |  | 26.625 |  |  |  |  | 28.125 - 70.125 | [25 empty] | D:5'' DP:3/4'' Round |  |  |  |  | 300 | Black |  |  | Hardwired | 0 | 0 | 0 | 0 | 0 | 0 | 0 | 0 | 0 | 0 | 0 | 014817424058 | 31 | 30 | 30 | 49.5 | 16.146 | 250 | Yes | [9 empty] | cUL Dry | CHANDELIER - MULTI | 12 - Light Ethan |  | F262984AFBS.jpg | F262984AFBS.jpg
F2630/8AF/BS | 8 - Light Island Chandelier | The Ethan lighting collection by Feiss is a contemporary take on the strong verticals and horizontals of the elegantly simple, Asian influences of the Mission style. The dark Antique Forged Iron finish contrasts dramatically with the Brushed Steel candle tubes and sleek Clear glass surrounds, which ingenuously can all be removed and run through the dishwasher to keep them sparkling clear. | CHANDELIERS | Ethan | Chandeliers | Antique Forged Iron / Brushed Steel | AF/BS | Steel | Clear Glass | D:2.875" H:14" |  |  | 8 Candelabra B Torpedo 60w |  | 8 | No | [27 empty] | 447.95 | 895.9 | 1343.85 | D:37 1/2'' W:10'' H:19 7/8'' | 23.76 | 37.5 |  | 10 | 19.875 |  |  |  |  | 29.5 - 62.5 | [25 empty] | DP:3/4'' W:5 1/2'' H:11'' Rectangular |  |  |  |  | 180 | Black |  |  | Hardwired | 0 | 0 | 0 | 0 | 0 | 0 | 0 | 0 | 0 | 0 | 0 | 014817424065 | 40.5 | 24.5 | 13 | 35.3 | 7.465 | 175 | Yes | [9 empty] | cUL Dry | CHANDELIER - BILLIARD | 8 - Light Ethan |  | F26308AFBS.jpg | F26308AFBS.jpg
F2631/6AF/BS | 6 - Light Single Tier Chandelier | The Ethan lighting collection by Feiss is a contemporary take on the strong verticals and horizontals of the elegantly simple, Asian influences of the Mission style. The dark Antique Forged Iron finish contrasts dramatically with the Brushed Steel candle tubes and sleek Clear glass surrounds, which ingenuously can all be removed and run through the dishwasher to keep them sparkling clear. | CHANDELIERS | Ethan | Chandeliers | Antique Forged Iron / Brushed Steel | AF/BS | Steel | Clear Glass | D:2.875" H:10" |  |  | 6 Candelabra B Torpedo 60w |  | 6 | No | [27 empty] | 353.45 | 706.9 | 1060.35 | D:18'' H:17 1/4'' | 13.86 | 18 |  |  | 17.25 |  |  |  |  | 19 - 61 | [25 empty] | D:5'' DP:3/4'' Round |  |  |  |  | 180 | Black |  |  | Hardwired | 0 | 0 | 0 | 0 | 0 | 0 | 0 | 0 | 0 | 0 | 0 | 014817424072 | 21.5 | 21 | 19 | 20.95 | 4.964 | 175 | Yes | [9 empty] | cUL Dry | CHANDELIER | 6 - Light Ethan |  | F26316AFBS.jpg | F26316AFBS.jpg
F2638/3LAB | 3 - Light Large Pendant | The ubiquitous drum shade has been updated with a wholly contemporary look with the laser cut metal shade surrounding the silk inner shade of the Joplin lighting collection by Feiss to send soft light through the random geometric patterns. | CHANDELIERS | Joplin | Chandeliers | Light Antique Bronze | LAB | Steel | Beige Silk | D:19.75" H:8" |  | Undefined Glass | 3 Medium A19 100w |  | 3 | No | [14 empty] | 0 | [12 empty] | 214.5 | 429 | 643.5 | D:19 3/4'' H:9'' | 7.9 | 19.75 |  |  | 9 |  |  |  |  | 1954-12-01 | [25 empty] | D:6 1/4'' DP:1 1/2'' Round |  |  |  |  | 180 | Brown |  |  | Hardwired | 0 | 0 | 0 | 0 | 0 | 0 | 0 | 0 | 0 | 0 | 0 | 014817425581 | 23.5 | 23 | 12 | 12.75 | 3.753 | 250 | Yes | [9 empty] | cUL Dry | CHANDELIER - LARGE PENDANT | 3 - Light Joplin |  | F26383LAB.jpg | F26383LAB.jpg
F2661/8+4HTBZ | 12 - Light Multi-Tier Chandelier | The unusual coupling of glass crystal beads and natural shells is the central design inspiration for the Cascade lighting collection by Feiss. The light and delicate crystal/shell strands are in dramatic contrast to the rich Heritage Bronze finish, creating a statement piece sure to become the focal point of the room. | CHANDELIERS | Cascade | Chandeliers | Heritage Bronze | HTBZ | Steel |  |  |  |  | 12 Candelabra B Torpedo 60w |  | 12 | No | [14 empty] | 0 | [12 empty] | 637.95 | 1275.9 | 1913.85 | D:36 1/2'' H:56'' O:56'' | 26.62 | 36.5 |  |  | 56 |  |  |  | 56 | [26 empty] | D:5 1/2'' Round |  |  |  |  | 240 | Brown | 84 |  | Hardwired | 0 | 0 | 0 | 0 | 0 | 0 | 0 | 0 | 0 | 0 | 0 | 014817425420 | 40.5 | 17.25 | 34 | 48.5 | 13.746 | 250 | Yes | [9 empty] | cUL Dry | CHANDELIER - MULTI | 12 - Light Cascade |  | F266184HTBZ.jpg | F266184HTBZ.jpg
F2689/5RBZ | 5 - Light Single Tier Chandelier | The movement and warm glow of the thick Amber Swirl glass is the central design element of the transitional Aris lighting collection by Feiss. Inner cylinders of White Opal Etched glass give the illusion of a candle glowing behind the dramatically slumped surface of the outer art glass panels. | CHANDELIERS | Aris | Chandeliers | Roman Bronze | RBZ | Steel | Amber Swirl Art Glass Glass | D:6.375" H:6.875" |  |  | 5 Medium A19 100w |  | 5 | No | [27 empty] | 524.5 | 1049 | 1573.5 | D:28 3/8'' H:16 3/8'' | 28.07 | 28.375 |  |  | 16.375 |  |  |  |  | 19.75 - 73.75 | [25 empty] | D:5 7/8'' DP:1 3/4'' Round |  |  |  |  | 180 | Brown |  |  | Hardwired | 0 | 0 | 0 | 0 | 0 | 0 | 0 | 0 | 0 | 0 | 0 | 014817470123 | 30 | 14.75 | 28.5 | 40 | 7.298 | 175 | Yes | [8 empty] | UL Dry | cUL Dry | CHANDELIER | 5 - Light Aris |  | F26895RBZ.jpg | F26895RBZ.jpg
F2690/6RBZ | 6 - Light Island Chandelier | The movement and warm glow of the thick Amber Swirl glass is the central design element of the transitional Aris lighting collection by Feiss. Inner cylinders of White Opal Etched glass give the illusion of a candle glowing behind the dramatically slumped surface of the outer art glass panels. | CHANDELIERS | Aris | Chandeliers | Roman Bronze | RBZ | Steel | Amber Swirl Art Glass Glass | D:6.375" H:6.875" |  |  | 6 Medium A19 100w |  | 6 | No | [27 empty] | 599.5 | 1199 | 1798.5 | L:37 1/2'' W:18 1/4'' H:7 1/4'' | 36.65 |  | 37.5 | 18.25 | 7.25 |  |  |  |  | 1959-11-01 | [25 empty] | DP:3/4'' W:4 3/8'' H:19 1/2'' Rectangular |  |  |  |  | 120 | Brown |  |  | Hardwired | 0 | 0 | 0 | 0 | 0 | 0 | 0 | 0 | 0 | 0 | 0 | 014817470130 | 40.25 | 21 | 15 | 47.25 | 7.337 | 125 | Yes | [8 empty] | UL Dry | cUL Dry | CHANDELIER - BILLIARD | 6 - Light Aris |  | F26906RBZ.jpg | F26906RBZ.jpg
F2702/3BS | 3-Light Chandelier | The Wired lighting collection by Feiss brings a contemporary style to any décor. The free-form Brushed Steel wire brings a light-hearted, fun and funky feeling to each piece in the lighting collection, while the diffuser hides the bulbs and softens the light. | CHANDELIERS | Wired | Chandeliers | Brushed Steel | BS | Steel | Silver Organza Fabric | L:17.75" H:7.375" |  |  | 3 Medium A21 100w |  | 3 | No | [14 empty] | 0 | [12 empty] | 189.5 | 379 | 568.5 | W:19 5/8'' H:8 1/4'' | 10 |  |  | 19.625 | 8.25 |  |  |  |  | 11.625 - 53.625 | [25 empty] | D:1 3/8'' H:5 1/4'' Round |  |  |  |  | 180 | Clear Silver |  |  | Hardwired | 0 | 0 | 0 | 0 | 0 | 0 | 0 | 0 | 0 | 0 | 0 | 014817477719 | 22.625 | 22.625 | 13 | 13.5 | 3.851 | 250 | Yes | [9 empty] | cUL Dry | CHANDELIER | 3-Light Wired |  | F27023BS.jpg | F27023BS.jpg
F2706/1BS | 1-Light Chandelier | The Belle lighting collection of pendants by Feiss is inspired by 1960’s Scandinavian designs featuring sleek, simple lines – offered in three sizes and various finish combinations including beautifully contrasting two-toned finishes. The modern Belle pendant lights are fun and dramatic when hung as a single fixture and absolutely spectacular when grouped together in a multi-pendant lighting installation. (This collection was previously known as the Beso collection.) | CHANDELIERS | Belle | Chandeliers | Brushed Steel | BS | Steel |  |  |  |  | 1 Medium A21 100w |  | 1 | No | [14 empty] | 0 | [12 empty] | 228.45 | 456.9 | 685.35 | W:18'' H:16 1/8'' | 6.3 |  |  | 18 | 16.125 | [30 empty] | D:5 5/8'' DP:1 3/8'' Round |  |  |  |  | 180 | Black |  |  |  | 0 | 0 | 0 | 0 | 0 | 0 | 0 | 0 | 0 | 0 | 0 | 014817477894 | 21 | 14 | 21 | 10.35 | 3.573 | 250 | Yes | [8 empty] | UL Dry | cUL Dry | CHANDELIER | 1-Light Belle | A G40 - 150 Watt Bulb can be used in place of the medium base bulb | F27061BS.jpg | F27061BS.jpg
F2706/1DBZ | 1-Light Chandelier | The Belle lighting collection of pendants by Feiss is inspired by 1960’s Scandinavian designs featuring sleek, simple lines – offered in three sizes and various finish combinations including beautifully contrasting two-toned finishes. The modern Belle pendant lights are fun and dramatic when hung as a single fixture and absolutely spectacular when grouped together in a multi-pendant lighting installation. (This collection was previously known as the Beso collection.) | CHANDELIERS | Belle | Chandeliers | Dark Bronze | DBZ | Steel |  |  |  |  | 1 Medium A21 100w |  | 1 | No | [14 empty] | 0 | [12 empty] | 228.45 | 456.9 | 685.35 | D:18'' H:16 1/8'' | 6.3 | 18 |  |  | 16.125 | [30 empty] | D:5 5/8'' DP:1 3/8'' Round |  |  |  |  | 180 | Black |  |  | Hardwired | 0 | 0 | 0 | 0 | 0 | 0 | 0 | 0 | 0 | 0 | 0 | 014817477887 | 21.25 | 21.25 | 14 | 10.8 | 3.658 | 250 | Yes | [8 empty] | UL Dry | cUL Dry | CHANDELIER | 1-Light Belle | A G40 - 150 Watt Bulb can be used in place of the medium base bulb | F27061DBZ.jpg | F27061DBZ.jpg
F2707/6BUS | 6-Light Chandelier | The Lucia lighting collection by Feiss is a completely fresh, contemporary take on crystal light fixtures. The unique, disk-shaped Sunflower Shape Bauhinia crystals are suspended within the intricate metal work presented in a Burnished Silver finish, which combine to create these sleek profiles surrounding inner Linen drum shade. The Leila lighting collection is a sister style, utilizing the same crystals and metal work in orb and sunburst silhouettes. | CHANDELIERS | Lucia | Chandeliers | Burnished Silver | BUS | Steel | Linen Fabric | D:22" H:7.25" |  |  | 6 Medium A19 60w |  | 6 | No | [14 empty] | 0 | [12 empty] | 943.95 | 1887.9 | 2831.85 | W:24 1/2'' H:12 3/8'' | 35.86 |  |  | 24.5 | 12.375 |  |  |  |  | 14.125 - 56.125 | [25 empty] | D:6'' DP:1 5/8'' Round |  |  |  |  | 180 | Clear Silver |  |  | Hardwired | 0 | 0 | 0 | 0 | 0 | 0 | 0 | 0 | 0 | 0 | 0 | 014817478662 | 27 | 27 | 19.25 | 46.5 | 8.121 | 175 | Yes | [9 empty] | cUL Dry | CHANDELIER | 6-Light Lucia |  | F27076BUS.jpg | F27076BUS.jpg
F2740/6BUS | 6-Light Chandelier | The Leila lighting collection by Feiss is a completely fresh take on crystal light fixtures. The unique, disk-shaped Sunflower Shape Bauhinia Crystals are suspended within intricate metal work featuring a Burnished Silver finish, which combine to create these contemporary and sparkling silhouettes, finished with a faceted crystal ball accent. The open, airy feeling of the metal work allows for installation in smaller spaces without overpowering the room. The Lucia lighting collection is a sister style, utilizing the same crystals and metal work but in a drum shade profile. | CHANDELIERS | Leila | Chandeliers | Burnished Silver | BUS | Steel / Crystal |  |  |  |  | 6 Candelabra B Torpedo 60w |  | 6 | No | [27 empty] | 562.95 | 1125.9 | 1688.85 | W:27 3/4'' H:27'' | 18.28 |  |  | 27.75 | 27 | [30 empty] | D:6'' DP:1 5/8'' Round |  |  |  |  | 180 | Clear Silver | 60 |  | Hardwired | 0 | 0 | 0 | 0 | 0 | 0 | 0 | 0 | 0 | 0 | 0 | 014817479362 | 29.5 | 25.25 | 10 | 23.2 | 4.311 | 175 | Yes | [9 empty] | cUL Dry | CHANDELIER | 6-Light Leila |  | F27406BUS.jpg | F27406BUS.jpg
F2741/3BUS | 3-Light Chandelier | The Leila lighting collection by Feiss is a completely fresh take on crystal light fixtures. The unique, disk-shaped Sunflower Shape Bauhinia Crystals are suspended within intricate metal work featuring a Burnished Silver finish, which combine to create these contemporary and sparkling silhouettes, finished with a faceted crystal ball accent. The open, airy feeling of the metal work allows for installation in smaller spaces without overpowering the room. The Lucia lighting collection is a sister style, utilizing the same crystals and metal work but in a drum shade profile. | CHANDELIERS | Leila | Chandeliers | Burnished Silver | BUS | Steel / Crystal |  |  |  |  | 3 Candelabra B10 Torpedo 60w |  | 3 | No | [27 empty] | 405.45 | 810.9 | 1216.35 | W:19 3/8'' H:21 5/8'' | 12.69 |  |  | 19.375 | 21.625 | [30 empty] | D:6'' DP:1 5/8'' Round |  |  |  |  | 180 | Clear Silver | 60 |  | Hardwired | 0 | 0 | 0 | 0 | 0 | 0 | 0 | 0 | 0 | 0 | 0 | 014817479386 | 18.25 | 16.25 | 19.5 | 18.5 | 3.347 | 175 | Yes | [9 empty] | cUL Dry | CHANDELIER | 3-Light Leila |  | F27413BUS.jpg | F27413BUS.jpg
F2742/1BUS | 1-Light Chandelier | The Leila lighting collection by Feiss is a completely fresh take on crystal light fixtures. The unique, disk-shaped Sunflower Shape Bauhinia Crystals are suspended within intricate metal work featuring a Burnished Silver finish, which combine to create these contemporary and sparkling silhouettes, finished with a faceted crystal ball accent. The open, airy feeling of the metal work allows for installation in smaller spaces without overpowering the room. The Lucia lighting collection is a sister style, utilizing the same crystals and metal work but in a drum shade profile. | CHANDELIERS | Leila | Chandeliers | Burnished Silver | BUS | Steel / Crystal |  |  |  |  | 1 Medium A21 100w |  | 1 | No | [27 empty] | 216.95 | 433.9 | 650.85 | W:12 5/8'' H:13 3/4'' | 6.16 |  |  | 12.625 | 13.75 | [30 empty] | D:6'' DP:1 5/8'' Round |  |  |  |  | 180 | Clear Silver | 60 |  | Hardwired | 0 | 0 | 0 | 0 | 0 | 0 | 0 | 0 | 0 | 0 | 0 | 014817479393 | 16.5 | 16 | 14.5 | 9 | 2.215 | 175 | Yes | [9 empty] | cUL Dry | CHANDELIER | 1-Light Leila |  | F27421BUS.jpg | F27421BUS.jpg
F2766/5PN | 5 - Light Single Tier Chandelier | With its clean and glistening design, the Malibu lighting collection by Feiss is suitable for interiors classic to modern. It features crisp Opal Etched glass drum shades supported by a steel frame. The frame's shiny Polished Nickel finish accentuates the stepped details on each shade holder and the central column. On the vanity fixtures, the stepped details are duplicated in the oval backplate. The Malibu collection consists of multiple chandeliers, pendants, and bath and ceiling fixtures. | CHANDELIERS | Malibu | Chandeliers | Polished Nickel | PN | Steel / Glass | Opal Etched Glass | H:4.25" |  |  | 5 Medium A19 100w |  | 5 | No | [14 empty] | 0 | [12 empty] | 125.45 | 250.9 | 376.35 | D:25'' H:22 1/4'' | 8.49 | 25 |  |  | 22.25 | [30 empty] | D:5 1/8'' DP:1'' Round |  |  |  |  | 96 | Clear Silver | 72 |  | Hardwired | 0 | 0 | 0 | 0 | 0 | 0 | 0 | 0 | 0 | 0 | 0 | 014817482898 | 24.25 | 24.25 | 9.25 | 13.3 | 3.148 | 175 | Yes | [9 empty] | cUL Dry | CHANDELIER | 5 - Light Malibu |  | F27665PN.jpg | F27665PN.jpg
F2794/5AF/CBA | 5 - Light Single Tier Chandelier | The Alston lighting collection by Feiss is inspired by a medieval Country French cottage. In step with the weathered barn wood trend, the Alston collection is finished in a two-tone, rustic Charcoal Brick finish and features dramatic arms in an Antique Forged iron with a spearhead detail at each bold rivet. | CHANDELIERS | Alston | Chandeliers | AF/CHARCOAL BRICK/ACORN | AF/CBA | Steel / Wood |  |  |  |  | 5 Candelabra B Torpedo 60w |  | 5 | No | [27 empty] | 273.45 | 546.9 | 820.35 | D:24'' H:26 7/8'' O:91 7/8'' | 12.5 | 24 |  |  | 26.875 | Cross Bar |  |  | 91.875 | [26 empty] | D:5 7/8'' H:1'' Round |  |  |  |  | 180 | Brown | 60 |  | Hardwired | 0 | 0 | 0 | 0 | 0 | 0 | 0 | 0 | 0 | 0 | 0 | 014817498653 | 27 | 27 | 13.5 | 20 | 5.695 | 250 | Yes | [8 empty] | UL Dry |  | CHANDELIER | 5 - Light Alston |  | F27945AFCBA.jpg | F27945AFCBA.jpg
F2795/3AF/CBA | 3 - Light Single Tier Chandelier | The Alston lighting collection by Feiss is inspired by a medieval Country French cottage. In step with the weathered barn wood trend, the Alston collection is finished in a two-tone, rustic Charcoal Brick finish and features dramatic arms in an Antique Forged iron with a spearhead detail at each bold rivet. | CHANDELIERS | Alston | Chandeliers | AF/CHARCOAL BRICK/ACORN | AF/CBA | Steel / Wood |  |  |  |  | 3 Candelabra B Torpedo 60w |  | 3 | No | [27 empty] | 174.45 | 348.9 | 523.35 | D:12'' H:21 1/4'' O:86'' | 7.7 | 12 |  |  | 21.25 | Cross Bar |  | 21.25 | 86 | [26 empty] | D:5 7/8'' H:1'' Round |  |  |  |  | 180 | Brown | 60 |  | Hardwired | 0 | 0 | 0 | 0 | 0 | 0 | 0 | 0 | 0 | 0 | 0 | 014817498660 | 15.5 | 15 | 13 | 11.6 | 1.749 | 125 | Yes | [8 empty] | UL Dry |  | CHANDELIER | 3 - Light Alston |  | F27953AFCBA.jpg | F27953AFCBA.jpg
F2796/6AF/CBA | 6 - Light Single Tier Chandelier | The Alston lighting collection by Feiss is inspired by a medieval Country French cottage. In step with the weathered barn wood trend, the Alston collection is finished in a two-tone, rustic Charcoal Brick finish and features dramatic arms in an Antique Forged iron with a spearhead detail at each bold rivet. | CHANDELIERS | Alston | Chandeliers | AF/CHARCOAL BRICK/ACORN | AF/CBA | Steel / Wood |  |  |  |  | 6 Candelabra B Torpedo 60w |  | 6 | No | [27 empty] | 355.45 | 710.9 | 1066.35 | D:30 1/2'' H:31 7/8'' O:96 7/8'' | 16.3 | 30.5 |  |  | 31.875 | Cross Bar |  |  | 96.875 | [26 empty] | D:5 7/8'' H:1'' Round |  |  |  |  | 180 | Brown | 60 |  | Hardwired | 0 | 0 | 0 | 0 | 0 | 0 | 0 | 0 | 0 | 0 | 0 | 014817498677 | 34 | 13.75 | 33.5 | 25.95 | 9.063 | 250 | Yes | [8 empty] | UL Dry |  | CHANDELIER | 6 - Light Alston |  | F27966AFCBA.jpg | F27966AFCBA.jpg
F2798/4AF/CBA | 4 - Light Single Tier Chandelier | The Alston lighting collection by Feiss is inspired by a medieval Country French cottage. In step with the weathered barn wood trend, the Alston collection is finished in a two-tone, rustic Charcoal Brick finish and features dramatic arms in an Antique Forged iron with a spearhead detail at each bold rivet. | CHANDELIERS | Alston | Chandeliers | AF/CHARCOAL BRICK/ACORN | AF/CBA | Steel / Wood |  |  |  |  | 4 Candelabra B Torpedo 60w |  | 4 | No | [27 empty] | 218.45 | 436.9 | 655.35 | D:16'' H:25 5/8'' O:90 5/8'' | 9.7 | 16 |  |  | 25.625 | Cross Bar |  |  | 90.625 | [26 empty] | D:5 7/8'' H:1'' Round |  |  |  |  | 180 | Brown | 60 |  | Hardwired | 0 | 0 | 0 | 0 | 0 | 0 | 0 | 0 | 0 | 0 | 0 | 014817498691 | 18.5 | 15.5 | 18.5 | 14.25 | 3.07 | 175 | Yes | [8 empty] | UL Dry |  | CHANDELIER | 4 - Light Alston |  | F27984AFCBA.jpg | F27984AFCBA.jpg
F2810/8PN | 8 - Light Single Tier Chandelier | Making a declarative and sparkling statement in any room, the Malia lighting collection by Feiss is a cool, contemporary interpretation of classic crystal light fixtures, updated with clean lines and featuring fashionable smoke gray crystals accented by a Polished Nickel finish. | CHANDELIERS | Malia | Chandeliers | Polished Nickel | PN | Steel / Crystal |  |  |  |  | 8 Candelabra B Torpedo 60w |  | 8 | No | [14 empty] | 0 | [12 empty] | 811.95 | 1623.9 | 2435.85 | D:21 1/8'' H:34 1/4'' | 13.7 | 21.125 |  |  | 34.25 | U Channel Bar | [34 empty] | 180 | Clear Silver |  |  | Hardwired | 0 | 0 | 0 | 0 | 0 | 0 | 0 | 0 | 0 | 0 | 0 | 014817499537 | 24.5 | 24 | 11 | 20 | 3.743 | 175 | Yes | [8 empty] | UL Dry |  | CHANDELIER | 8 - Light Malia |  | F28108PN.jpg | F28108PN.jpg
F2811/6PN | 6 - Light Chandelier | Making a declarative and sparkling statement in any room, the Malia lighting collection by Feiss is a cool, contemporary interpretation of classic crystal light fixtures, updated with clean lines and featuring fashionable smoke gray crystals accented by a Polished Nickel finish. | CHANDELIERS | Malia | Chandeliers | Polished Nickel | PN | Steel / Crystal |  |  |  |  | 6 Candelabra B Torpedo 60w |  | 6 | No | [14 empty] | 0 | [12 empty] | 556.95 | 1113.9 | 1670.85 | D:16'' H:28'' O:94'' | 9.7 | 16 |  |  | 28 | U Channel Bar |  |  | 94 | [26 empty] | D:5 1/2'' DP:1 1/8'' Round |  |  |  |  | 180 | Clear Silver | 60 |  | Hardwired | 0 | 0 | 0 | 0 | 0 | 0 | 0 | 0 | 0 | 0 | 0 | 014817499544 | 18.75 | 9.75 | 19 | 14.2 | 2.01 | 125 | Yes | [8 empty] | UL Dry |  | CHANDELIER | 6 - Light Malia |  | F28116PN.jpg | F28116PN.jpg
F2812/3PN | 3 - Light Mini Chandelier | Making a declarative and sparkling statement in any room, the Malia lighting collection by Feiss is a cool, contemporary interpretation of classic crystal light fixtures, updated with clean lines and featuring fashionable smoke gray crystals accented by a Polished Nickel finish. | CHANDELIERS | Malia | Chandeliers | Polished Nickel | PN | Steel / Crystal |  |  |  |  | 3 Candelabra B Torpedo 60w |  | 3 | No | [27 empty] | 364.95 | 729.9 | 1094.85 | D:12 3/8'' H:22 1/4'' O:88 1/4'' | 7.7 | 12.375 |  |  | 22.25 | U Channel Bar |  |  | 88.25 | [26 empty] | D:5 1/2'' DP:1 1/8'' Round |  |  |  |  | 180 | Clear Silver | 60 |  | Hardwired | 0 | 0 | 0 | 0 | 0 | 0 | 0 | 0 | 0 | 0 | 0 | 014817499551 | 15.25 | 15.25 | 9.75 | 10.8 | 1.312 | 100 | Yes | [8 empty] | UL Dry |  | CHANDELIER | 3 - Light Malia |  | F28123PN.jpg | F28123PN.jpg
F2914/12PN | 12 - Light Malia Chandelier | Making a declarative and sparkling statement in any room, the Malia lighting collection by Feiss is a cool, contemporary interpretation of classic crystal light fixtures, updated with clean lines and featuring fashionable smoke gray crystals accented by a Polished Nickel finish. | CHANDELIERS | Malia | Chandeliers | Polished Nickel | PN | Metal & Crystal |  |  |  |  | 12 Candelabra B10 Torpedo 60w |  | 12 | No | [14 empty] | 0 | [12 empty] | 1740.45 | 3480.9 | 5221.35 | D:36'' H:48 3/4'' O:48 1/4'' | 34.32 | 36 |  |  | 48.75 |  |  |  | 48.25 | [26 empty] | D:5 1/2'' DP:5/8'' Round |  |  |  |  | 240 | Clear Silver | 84 |  | Hardwired | 0 | 0 | 0 | 0 | 0 | 0 | 0 | 0 | 0 | 0 | 0 | 014817522068 | 40 | 39.25 | 13.5 | 51.4 | 12.266 | 175 | Yes | [8 empty] | C-UL-US Dry |  | CHANDELIER | 12 - Light Malia Chandelier |  | F291412PN.jpg | F291412PN.jpg
F2915/9PN | 9 - Light Malia Chandelier | Making a declarative and sparkling statement in any room, the Malia lighting collection by Feiss is a cool, contemporary interpretation of classic crystal light fixtures, updated with clean lines and featuring fashionable smoke gray crystals accented by a Polished Nickel finish. | CHANDELIERS | Malia | Chandeliers | Polished Nickel | PN | Metal & Crystal |  |  |  |  | 9 Candelabra B10 Torpedo 60w |  | 9 | No | [14 empty] | 0 | [12 empty] | 1014.95 | 2029.9 | 3044.85 | D:25'' H:36 7/8'' O:36'' | 18.7 | 25 |  |  | 36.875 |  |  |  | 36 | [26 empty] | D:5 1/2'' DP:5/8'' Round |  |  |  |  | 160 | Clear Silver | 60 |  | Hardwired | 0 | 0 | 0 | 0 | 0 | 0 | 0 | 0 | 0 | 0 | 0 | 014817524819 | 28.5 | 28.5 | 12 | 27.5 | 5.641 | 175 | Yes | [8 empty] | C-UL-US Dry |  | CHANDELIER | 9 - Light Malia Chandelier |  | F29159PN.jpg | F29159PN.jpg
F2921/3ORB | 3 - Light Lismore Chandelier | Modernizing the traditional wagon-wheel profile, the Lismore lighting collection by Feiss puts a contemporary twist on a classic. An unexpected pressed crystal detail on each stem adds a bit of updated glamour to the clean lines of the tapered fabric shades. | CHANDELIERS | Lismore | Chandeliers | Oil Rubbed Bronze | ORB |  | Ivory Fabric | D:5.5" H:6.5" | D:4" |  | 3 Candelabra B10 Torpedo 60w |  | 3 | No | [14 empty] | 0 | [12 empty] | 202.45 | 404.9 | 607.35 | D:23'' H:21'' O:87'' | 9.24 | 23 |  |  | 21 |  |  |  | 87 | [26 empty] | D:6'' H:1'' Round |  |  |  |  | 160 | Brown | 60 |  | Hardwired | 0 | 0 | 0 | 0 | 0 | 0 | 0 | 0 | 0 | 0 | 0 | 014817522754 | 22.8 | 10.5 | 22.38 | 14 | 3.101 | 175 | Yes | [8 empty] | ETL Dry |  | CHANDELIER | 3 - Light Lismore Chandelier |  | F29213ORB.jpg | F29213ORB.jpg
F2921/3PN | 3 - Light Lismore Chandelier | Modernizing the traditional wagon-wheel profile, the Lismore lighting collection by Feiss puts a contemporary twist on a classic. An unexpected pressed crystal detail on each stem adds a bit of updated glamour to the clean lines of the tapered fabric shades. | CHANDELIERS | Lismore | Chandeliers | Polished Nickel | PN |  | White Fabric | D:5.5" H:6.5" | D:4" |  | 3 Candelabra B10 Torpedo 60w |  | 3 | No | [14 empty] | 0 | [12 empty] | 202.45 | 404.9 | 607.35 | D:23'' H:21'' O:87'' | 9.24 | 23 |  |  | 21 |  |  |  | 87 | [26 empty] | D:6'' H:1'' Round |  |  |  |  | 160 | Clear Silver | 60 |  | Hardwired | 0 | 0 | 0 | 0 | 0 | 0 | 0 | 0 | 0 | 0 | 0 | 014817522723 | 22 | 10.58 | 22 | 13.8 | 2.963 | 175 | Yes | [8 empty] | ETL Dry |  | CHANDELIER | 3 - Light Lismore Chandelier |  | F29213PN.jpg | F29213PN.jpg
F2922/5ORB | 5 - Light Lismore Chandelier | Modernizing the traditional wagon-wheel profile, the Lismore lighting collection by Feiss puts a contemporary twist on a classic. An unexpected pressed crystal detail on each stem adds a bit of updated glamour to the clean lines of the tapered fabric shades. | CHANDELIERS | Lismore | Chandeliers | Oil Rubbed Bronze | ORB |  | Ivory Fabric | D:5.5" H:6.5" | D:4" |  | 5 Candelabra B10 Torpedo 60w |  | 5 | No | [14 empty] | 0 | [12 empty] | 289.45 | 578.9 | 868.35 | D:28 1/8'' H:30 1/8'' O:96 1/8'' | 13.53 | 28.125 |  |  | 30.125 |  |  |  | 96.12 | [26 empty] | D:6'' H:1'' Round |  |  |  |  | 160 | Brown | 60 |  | Hardwired | 0 | 0 | 0 | 0 | 0 | 0 | 0 | 0 | 0 | 0 | 0 | 014817522761 | 28.25 | 11 | 28.25 | 21.3 | 5.08 | 175 | Yes | [8 empty] | ETL Dry |  | CHANDELIER | 5 - Light Lismore Chandelier |  | F29225ORB.jpg | F29225ORB.jpg
F2922/5PN | 5 - Light Lismore Chandelier | Modernizing the traditional wagon-wheel profile, the Lismore lighting collection by Feiss puts a contemporary twist on a classic. An unexpected pressed crystal detail on each stem adds a bit of updated glamour to the clean lines of the tapered fabric shades. | CHANDELIERS | Lismore | Chandeliers | Polished Nickel | PN |  | White Fabric | D:5.5" H:6.5" | D:4" |  | 5 Candelabra B10 Torpedo 60w |  | 5 | No | [14 empty] | 0 | [12 empty] | 299.98 | 599.96 | 899.94 | D:28 1/8'' H:30 1/8'' O:96 1/8'' | 13.53 | 28.125 |  |  | 30.125 |  |  |  | 96.12 | [26 empty] | D:6'' H:1'' Round |  |  |  |  | 160 | Clear Silver | 60 |  | Hardwired | 0 | 0 | 0 | 0 | 0 | 0 | 0 | 0 | 0 | 0 | 0 | 014817522747 | 28 | 11 | 28 | 21.2 | 4.991 | 175 | Yes | [8 empty] | ETL Dry |  | CHANDELIER | 5 - Light Lismore Chandelier |  | F29225PN.jpg | F29225PN.jpg
F2935/4WOW/AF | 4 - Light Pendant fixture | The Allier collection makes an elegantly rustic statement by blending warm kiln-dried Weathered Oak Wood with Antique Forged Iron hardware on a modern orb silhouette. We've taken the top product from this best-selling collection and are now offering a damp-rated Outdoor Chandelier that can be used indoors as well as covered outdoor spaces. | CHANDELIERS | Allier | Pendants | Weathered Oak Wood / Antique Forged Iron | WOW/AF | [5 empty] | 4 Candelabra B10 Torpedo 60w |  | 4 | No | [14 empty] | 0 | [12 empty] | 342.48 | 684.96 | 1027.44 | D:20 1/2'' H:23 1/8'' O:89'' | 11 | 20.5 |  |  | 23.125 |  |  |  | 89 | [26 empty] | D:6 1/2'' H:3/4'' Round |  |  |  |  | 180 | Black | 60 |  | Hardwired | 0 | 0 | 0 | 0 | 0 | 0 | 0 | 0 | 0 | 0 | 0 | 014817524246 | 23.75 | 22.5 | 22.25 | 14.3 | 6.881 | 250 | Yes | [8 empty] | ETL Dry |  | CHANDELIER LARGE PENDANT | 4 - Light Pendant |  | F29354WOWAF.jpg | F29354WOWAF.jpg
F2936/5WOW/AF | 5 - Light Large Pendant | The Allier collection makes an elegantly rustic statement by blending warm kiln-dried Weathered Oak Wood with Antique Forged Iron hardware on a modern orb silhouette. We've taken the top product from this best-selling collection and are now offering a damp-rated Outdoor Chandelier that can be used indoors as well as covered outdoor spaces. | CHANDELIERS | Allier | Chandeliers | Weathered Oak Wood / Antique Forged Iron | WOW/AF | [5 empty] | 5 Candelabra Torpedo 60w |  | 5 | No | [14 empty] | 0 | [12 empty] | 456.98 | 913.96 | 1370.94 | D:26'' H:28 5/8'' O:92'' | 14.3 | 26 |  |  | 28.625 |  |  |  | 92 | [26 empty] | D:6 1/2'' H:3/4'' Round |  |  |  |  | 180 | Black | 60 |  | Hardwired | 0 | 0 | 0 | 0 | 0 | 0 | 0 | 0 | 0 | 0 | 0 | 014817524253 | 29.18 | 26.5 | 26.58 | 21.85 | 11.894 | 300 | Yes | [8 empty] | ETL Dry |  | CHANDELIER LARGE PENDANT | 5 - Light |  | F29365WOWAF.jpg | F29365WOWAF.jpg
F2937/3+6ORB | 9 - Light Lismore Chandelier | Modernizing the traditional wagon-wheel profile, the Lismore lighting collection by Feiss puts a contemporary twist on a classic. An unexpected pressed crystal detail on each stem adds a bit of updated glamour to the clean lines of the tapered fabric shades. | CHANDELIERS | Lismore | Chandeliers | Oil Rubbed Bronze | ORB |  | Ivory Fabric | D:5.5" H:6.5" | D:4" |  | 9 Candelabra B10 Torpedo 60w |  | 9 | No | [14 empty] | 0 | [12 empty] | 695.95 | 1391.9 | 2087.85 | D:37 3/8'' H:42 5/8'' O:132 5/8'' | 21.67 | 37.375 |  |  | 42.625 |  |  |  | 132.62 | [26 empty] | D:6'' H:1'' Round |  |  |  |  | 240 | Brown | 84 |  | Hardwired | 0 | 0 | 0 | 0 | 0 | 0 | 0 | 0 | 0 | 0 | 0 | 014817524307 | 36.75 | 37.25 | 12.75 | 37 | 10.101 | 250 | Yes | [8 empty] | ETL Dry |  | CHANDELIER | 9 - Light Lismore Chandelier |  | F293736ORB.jpg | F293736ORB.jpg
F2937/3+6PN | 9 - Light Lismore Chandelier | Modernizing the traditional wagon-wheel profile, the Lismore lighting collection by Feiss puts a contemporary twist on a classic. An unexpected pressed crystal detail on each stem adds a bit of updated glamour to the clean lines of the tapered fabric shades. | CHANDELIERS | Lismore | Chandeliers | Polished Nickel | PN |  | White Fabric | D:5.5" H:6.5" | D:4" |  | 9 Candelabra B10 Torpedo 60w |  | 9 | No | [14 empty] | 0 | [12 empty] | 695.95 | 1391.9 | 2087.85 | D:37 3/8'' H:42 5/8'' O:132 5/8'' | 21.67 | 37.375 |  |  | 42.625 |  |  |  | 132.62 | [26 empty] | D:6'' H:1'' Round |  |  |  |  | 240 | Clear Silver | 84 |  | Hardwired | 0 | 0 | 0 | 0 | 0 | 0 | 0 | 0 | 0 | 0 | 0 | 014817524291 | 37 | 36.5 | 18.75 | 48 | 14.654 | 250 | Yes | [8 empty] | ETL Dry |  | CHANDELIER | 9 - Light Lismore Chandelier |  | F293736PN.jpg | F293736PN.jpg
F2942/6BUS | 6 - Light Marquise Chandelier | Capturing the fun of contemporary crystal and designed to follow the cut of a marquise diamond, the Marquise lighting collection by Feiss has a delicate, exposed metal frame adorned with a silver leaf application and then finished with a string of hand-applied crystal beading to grab the warm light and make a dynamic sparkle. Available in either a Silver finish with Clear color crystals or Burnished Silver finish with Champagne color crystals. | CHANDELIERS | Marquise | Chandeliers | Burnished Silver | BUS | [5 empty] | 6 Candelabra B10 Torpedo 60w |  | 6 | No | [14 empty] | 0 | [12 empty] | 637.95 | 1275.9 | 1913.85 | D:24 1/2'' H:38 3/4'' O:105 3/4'' | 16.28 | 24.5 |  |  | 38.75 |  |  |  | 105.75 | [26 empty] | D:5 1/2'' H:1 5/8'' Round |  |  |  |  | 180 | Clear Silver | 60 |  | Hardwired | 0 | 0 | 0 | 0 | 0 | 0 | 0 | 0 | 0 | 0 | 0 | 014817526318 | 42 | 26 | 26 | 27.4 | 16.431 | 300 | Yes | [8 empty] | C-UL-US Dry |  | CHANDELIER | 6 - Light Marquise Chandelier |  | F29426BUS.jpg | F29426BUS.jpg
F2942/6SLV | 6 - Light Marquise Chandelier | Capturing the fun of contemporary crystal and designed to follow the cut of a marquise diamond, the Marquise lighting collection by Feiss has a delicate, exposed metal frame adorned with a silver leaf application and then finished with a string of hand-applied crystal beading to grab the warm light and make a dynamic sparkle. Available in either a Silver finish with Clear color crystals or Burnished Silver finish with Champagne color crystals. | CHANDELIERS | Marquise | Chandeliers | Silver | SLV | [5 empty] | 6 Candelabra B10 Torpedo 60w |  | 6 | No | [14 empty] | 0 | [12 empty] | 637.95 | 1275.9 | 1913.85 | D:24 1/2'' H:38 3/4'' O:105 3/4'' | 16.28 | 24.5 |  |  | 38.75 |  |  |  | 105.75 | [26 empty] | D:5 1/2'' H:1 5/8'' Round |  |  |  |  | 180 | Clear Silver | 60 |  | Hardwired | 0 | 0 | 0 | 0 | 0 | 0 | 0 | 0 | 0 | 0 | 0 | 014817526301 | 42 | 26 | 26 | 27.4 | 16.431 | 300 | Yes | [8 empty] | C-UL-US Dry |  | CHANDELIER | 6 - Light Marquise Chandelier |  | F29426SLV.jpg | F29426SLV.jpg
F2954/6PN | 6 - Light Audrie Chandelier | With a sleek, sculptural shape, the Audrie lighting collection by Feiss marries a glamorous Hollywood Regency silhouette with a modern LED-centric design. The LEDs are nested in the vertical body frames, emitting a warm glow from arms of the sconces or the kinetic, mobile-like pendants. | CHANDELIERS | Audrie | Chandeliers | Polished Nickel | PN | Steel/Aluminum/PC | [6 empty] | 1 | No | 350 | 2700 | 80 | 21 | 120 | 19 - Integrated | MODS - Modules |  | 10 | 100 | LED | 21 | 21 | 50000 | 0 | [12 empty] | 614.95 | 1229.9 | 1844.85 | W:10 1/8'' H:25 7/8'' | 8.14 |  |  | 10.125 | 25.875 | Cross Bar |  |  |  | 29.125 - 77.125 | [25 empty] | H:1 1/2'' Round |  |  |  |  | 160 | Red / Black |  |  | Hardwired | 0 | 0 | 0 | 0 | 0 | 0 | 1 | 0 | 0 | 0 | 0 | 014817527711 | 22.25 | 8 | 13.5 | 10 | 1.391 | 125 | Yes | [8 empty] | ETL Dry |  | CHANDELIER | 6 - Light Audrie Chandelier |  | F29546PN.jpg | F29546PN.jpg
F2955/6PN | 6 - Light Audrie Chandelier | With a sleek, sculptural shape, the Audrie lighting collection by Feiss marries a glamorous Hollywood Regency silhouette with a modern LED-centric design. The LEDs are nested in the vertical body frames, emitting a warm glow from arms of the sconces or the kinetic, mobile-like pendants. | CHANDELIERS | Audrie | Chandeliers | Polished Nickel | PN | Steel/Aluminum/PC | [6 empty] | 1 | No | 650 | 2700 | 80 | 48 | 120 | 19 - Integrated | MODS - Modules |  | 10 | 100 | LED | 48 | 48 | 50000 | 0 | [12 empty] | 869.95 | 1739.9 | 2609.85 | L:12 3/4'' W:17'' H:35 3/4'' | 11.44 |  | 12.75 | 17 | 35.75 | Cross Bar |  |  |  | 39 - 87 | [25 empty] | H:1 1/2'' Round |  |  |  |  | 160 | Red / Black |  |  | Hardwired | 0 | 0 | 0 | 0 | 0 | 0 | 1 | 0 | 0 | 0 | 0 | 014817527728 | 32.5 | 8.25 | 20.5 | 15.5 | 3.181 | 175 | Yes | [8 empty] | ETL Dry |  | PENDANT CHANDELIER | 6 - Light Audrie Chandelier |  | F29556PN.jpg | F29556PN.jpg
F2956/1DWO/ORB | 1 - Light Lumiere' Chandelier | Based on French countryside influences and a hand-crafted, artisan aesthetic, the Lumière lighting collection by Feiss is rich in texture and celebrates a classic lantern silhouette. Cross-hatched, Dark Weathered Oak wood (pressure treated to minimize cracking and weather well over time) is coupled with seeded glass and rope details to complete the look. The outdoor Lumière in Oil Rubbed Bronze finish is also offered in clean-lined option without the cross-hatched wood. | CHANDELIERS | Lumiere' | Chandeliers | Dark Weathered Oak / Oil Rubbed Bronze | DWO/ORB | [5 empty] | 1 Medium A19 75w |  | 1 | No | [14 empty] | 0 | [12 empty] | 288.45 | 576.9 | 865.35 | L:9 1/2'' W:9 1/2'' H:26'' O:92'' | 9.06 |  | 9.5 | 9.5 | 26 | Other |  |  | 92 | [26 empty] | H:1 1/8'' Round |  |  |  |  | 160 | Black | 60 |  | Hardwired | 0 | 0 | 0 | 0 | 0 | 0 | 0 | 0 | 0 | 0 | 0 | 014817529098 | 22.25 | 16 | 13.5 | 12.7 | 2.781 | 175 | Yes | [8 empty] | ETL Dry |  | PENDANT CHANDELIER | 1 - Light Lumiere' Chandelier |  | F29561DWOORB.jpg | F29561NO.jpg
F2957/4DWO/ORB | 4 - Light Lumiere' Chandelier | Based on French countryside influences and a hand-crafted, artisan aesthetic, the Lumière lighting collection by Feiss is rich in texture and celebrates a classic lantern silhouette. Cross-hatched, Dark Weathered Oak wood (pressure treated to minimize cracking and weather well over time) is coupled with seeded glass and rope details to complete the look. The outdoor Lumière in Oil Rubbed Bronze finish is also offered in clean-lined option without the cross-hatched wood. | CHANDELIERS | Lumiere' | Chandeliers | Dark Weathered Oak / Oil Rubbed Bronze | DWO/ORB | [5 empty] | 4 Medium A19 60w |  | 4 | No | [14 empty] | 0 | [12 empty] | 640.45 | 1280.9 | 1921.35 | L:42 1/2'' W:9 5/8'' H:25 1/8'' O:86 1/8'' | 23.32 |  | 42.5 | 9.625 | 25.125 | Other |  |  | 86.125 | [26 empty] | DP:29/32'' H:26'' Rectangular |  |  |  |  | 180 | Black | 60 |  | Hardwired | 0 | 0 | 0 | 0 | 0 | 0 | 0 | 0 | 0 | 0 | 0 | 014817529104 | 47 | 17 | 18 | 41.1 | 8.323 | 175 | Yes | [8 empty] | ETL Dry |  | PENDANT CHANDELIER | 4 - Light Lumiere' Chandelier |  | F29574DWOORB.jpg | F29574DWOORB.jpg
F2967/5PN | 5 - Light Crystal Inlay Chandelier Polished Nickel | Inspired by the craftsmanship of fine jewelry, a Crystal inlay is coupled with the Polished Nickel finish and White Shantung Silk shades in each fixture of the Pavé lighting collection by Feiss to add sparkle in an unexpected and cleanly tailored way. This transitional design delivers vibrant elegance to any room’s design without overpowering the rest of the beautiful décor. The lighting collection includes a 5-Light Chandelier, 3-Light Chandelier, 3-Light Drum, 1-Light Mini-Pendant, 2-Light Flushmount, 1-Light Wall Sconce, as well as 2-Light, 3-Light and 4-Light Vanity fixtures which all have Opal Etched glass shades. | CHANDELIERS | Pave | Chandeliers | Polished Nickel | PN | Steel |  |  |  |  | 5 Candelabra B10 Torpedo 60w |  | 5 | No | [14 empty] | 0 | [12 empty] | 277.95 | 555.9 | 833.85 | D:25 1/4'' H:25'' | 11 | 25.25 |  |  | 25 | Center Lock-Up | [34 empty] | 180 | Clear | 60 |  | Hardwired | 0 | 0 | 0 | 0 | 0 | 0 | 0 | 0 | 0 | 0 | 0 | 014817536164 | 28.5 | 24 | 8 | 15.2 | 3.167 | 175 | Yes | [9 empty] | cETL Dry | 5L Crystal Inlay Chandelier Polished Nickel | 5 - Light Chandelier |  | F29675PN.jpg | F29675PN.jpg
F2968/3PN | 3 - Light Crystal Inlay Chandelier Polished Nickel | Inspired by the craftsmanship of fine jewelry, a Crystal inlay is coupled with the Polished Nickel finish and White Shantung Silk shades in each fixture of the Pavé lighting collection by Feiss to add sparkle in an unexpected and cleanly tailored way. This transitional design delivers vibrant elegance to any room’s design without overpowering the rest of the beautiful décor. The lighting collection includes a 5-Light Chandelier, 3-Light Chandelier, 3-Light Drum, 1-Light Mini-Pendant, 2-Light Flushmount, 1-Light Wall Sconce, as well as 2-Light, 3-Light and 4-Light Vanity fixtures which all have Opal Etched glass shades. | CHANDELIERS | Pave | Chandeliers | Polished Nickel | PN | Steel |  |  |  |  | 3 Candelabra B10 Torpedo 60w |  | 3 | No | [14 empty] | 0 | [12 empty] | 196.95 | 393.9 | 590.85 | D:18'' H:16'' | 7 | 18 |  |  | 16 | Center Lock-Up | [34 empty] | 180 | Clear | 60 |  | Hardwired | 0 | 0 | 0 | 0 | 0 | 0 | 0 | 0 | 0 | 0 | 0 | 014817536188 | 19.75 | 8 | 18.25 | 9 | 1.669 | 175 | Yes | [9 empty] | cETL Dry | 3L Crystal Inlay Chandelier Polished Nickel | 3 - Light Chandelier |  | F29683PN.jpg | F29683PN.jpg
F2969/3PN | 3 - Light Crystal Inlay Drum Polished Nickel | Inspired by the craftsmanship of fine jewelry, a Crystal inlay is coupled with the Polished Nickel finish and White Shantung Silk shades in each fixture of the Pavé lighting collection by Feiss to add sparkle in an unexpected and cleanly tailored way. This transitional design delivers vibrant elegance to any room’s design without overpowering the rest of the beautiful décor. The lighting collection includes a 5-Light Chandelier, 3-Light Chandelier, 3-Light Drum, 1-Light Mini-Pendant, 2-Light Flushmount, 1-Light Wall Sconce, as well as 2-Light, 3-Light and 4-Light Vanity fixtures which all have Opal Etched glass shades. | CHANDELIERS | Pave | Pendants | Polished Nickel | PN | Steel |  |  |  |  | 3 Medium A19 75w |  | 3 | No | [14 empty] | 0 | [12 empty] | 274.45 | 548.9 | 823.35 | D:20'' H:9'' O:56 1/4'' | 13 | 20 |  |  | 9 | Dual Mount |  |  | 56.25 | 20.25 - 56.25 | [30 empty] | 180 | Clear |  |  | Hardwired | 0 | 0 | 0 | 0 | 0 | 0 | 0 | 0 | 0 | 0 | 0 | 014817536201 | 24 | 23.5 | 16.5 | 18.7 | 5.385 | 250 | Yes | [9 empty] | cETL Dry | 3L Crystal Inlay Drum Polished Nickel | 3 - Light Pendant |  | F29693PN.jpg | F29693PN.jpg
F2971/6AF | 6 - Light Island | The Declaration lighting collection by Feiss is a series of large, traditional lanterns featuring open frames finished in Antique Forged Iron. The bulbs are surrounded by Clear Seeded glass shades to add warmth, depth and sparkle. The light fixtures can easily be converted to LED with the choice of an LED replacement bulb. The assortment includes 4-light and 6-light chandeliers, a 6-light island chandelier, 1-light wall sconce and 1-light mini-pendant. | CHANDELIERS | Declaration | Chandeliers | Antique Forged Iron | AF | Steel | Clear Seeded Glass |  |  |  | 6 Candelabra B10 Torpedo 60w |  | 6 | No | [14 empty] | 0 | [12 empty] | 339 | 678 | 1017 | W:40 1/2'' H:21 3/4'' O:62 1/8'' | 25 |  |  | 40.5 | 21.75 | Center Lock-Up |  |  | 62.125 | [31 empty] | 180 | Clear |  |  | Hardwired | 0 | 0 | 0 | 0 | 0 | 0 | 0 | 0 | 0 | 0 | 0 | 014817536423 | 44.5 | 17.75 | 25.5 | 32.9 | 11.656 | 250 | Yes | [9 empty] | cETL Dry | 6L Declaration Island AF | 6 - Light Island Chandelier |  | F29716AF.jpg | F29716AF.jpg
F2974/3AF | 3 - Light Foyer | The Yarmouth lighting collection by Feiss is an elegant and clean interpretation of traditional lanterns. The square arm stock is turned 45 degrees so the narrow edge is facing out to catch the light, and an arch crowns the top of each graceful silhouette. Completely open with no panes of glass, Yarmouth is offered in both Antique Forged Iron and Painted Aged Brass finishes. | CHANDELIERS | Yarmouth | Chandeliers | Antique Forged Iron | AF | Steel |  |  |  |  | 3 Candelabra B Torpedo 60w |  | 3 | No | [14 empty] | 0 | [12 empty] | 119.48 | 238.96 | 358.44 | D:8 5/8'' H:15 3/8'' | 6 | 8.625 |  |  | 15.375 | Center Lock-Up | [34 empty] | 180 | Brown | 60 |  | Hardwired | 0 | 0 | 0 | 0 | 0 | 0 | 0 | 0 | 0 | 0 | 0 | 014817539455 | 11.5 | 11.25 | 17.5 | 8.1 | 1.31 | 125 | Yes | [9 empty] | cETL Dry | 3L Yarmouth Foyer Antique Forged Iron | 3 - Light Foyer |  | F29743AF-Full-Alt3.jpg | F29743AF.jpg
F2974/3PAGB | 3 - Light Foyer | The Yarmouth lighting collection by Feiss is an elegant and clean interpretation of traditional lanterns. The square arm stock is turned 45 degrees so the narrow edge is facing out to catch the light, and an arch crowns the top of each graceful silhouette. Completely open with no panes of glass, Yarmouth is offered in both Antique Forged Iron and Painted Aged Brass finishes. | CHANDELIERS | Yarmouth | Chandeliers | Painted Aged Brass | PAGB | Steel |  |  |  |  | 3 Candelabra B Torpedo 60w |  | 3 | No | [14 empty] | 0 | [12 empty] | 119.48 | 238.96 | 358.44 | D:8 5/8'' H:15 3/8'' | 3 | 8.625 |  |  | 15.375 | Center Lock-Up | [34 empty] | 180 | Brown | 60 |  | Hardwired | 0 | 0 | 0 | 0 | 0 | 0 | 0 | 0 | 0 | 0 | 0 | 014817539493 | 11.25 | 11.25 | 17.5 | 5.8 | 1.282 | 175 | Yes | [9 empty] | cETL Dry | 3L Yarmouth Foyer Painted Aged Brass | 3 - Light Foyer |  | F29743PAGB-Full-Alt3.jpg | F29743PAGB.jpg
F2975/4AF | 4 - Light Foyer | The Yarmouth lighting collection by Feiss is an elegant and clean interpretation of traditional lanterns. The square arm stock is turned 45 degrees so the narrow edge is facing out to catch the light, and an arch crowns the top of each graceful silhouette. Completely open with no panes of glass, Yarmouth is offered in both Antique Forged Iron and Painted Aged Brass finishes. | CHANDELIERS | Yarmouth | Chandeliers | Antique Forged Iron | AF | Steel |  |  |  |  | 4 Candelabra B Torpedo 60w |  | 4 | No | [14 empty] | 0 | [12 empty] | 210.48 | 420.96 | 631.44 | D:14 3/4'' H:23 7/8'' | 11 | 14.75 |  |  | 23.875 | Center Lock-Up | [34 empty] | 180 | Brown | 60 |  | Hardwired | 0 | 0 | 0 | 0 | 0 | 0 | 0 | 0 | 0 | 0 | 0 | 014817539462 | 16.25 | 16.25 | 25.5 | 14.9 | 3.897 | 250 | Yes | [9 empty] | cETL Dry | 4L Yarmouth Foyer Antique Forged Iron | 4 - Light Foyer |  | F29754AF-Full-Alt3.jpg | F29754AF.jpg
F2975/4PAGB | 4 - Light Foyer | The Yarmouth lighting collection by Feiss is an elegant and clean interpretation of traditional lanterns. The square arm stock is turned 45 degrees so the narrow edge is facing out to catch the light, and an arch crowns the top of each graceful silhouette. Completely open with no panes of glass, Yarmouth is offered in both Antique Forged Iron and Painted Aged Brass finishes. | CHANDELIERS | Yarmouth | Chandeliers | Painted Aged Brass | PAGB | Shantung |  |  |  |  | 4 Candelabra B Torpedo 60w |  | 4 | No | [14 empty] | 0 | [12 empty] | 210.48 | 420.96 | 631.44 | D:14 3/4'' H:23 7/8'' | 10 | 14.75 |  |  | 23.875 | Center Lock-Up | [34 empty] | 180 | Brown | 60 |  | Hardwired | 0 | 0 | 0 | 0 | 0 | 0 | 0 | 0 | 0 | 0 | 0 | 014817539509 | 25.5 | 16.25 | 16.25 | 14.9 | 3.897 | 250 | Yes | [9 empty] | cETL Dry | 4L Yarmouth Foyer Painted Aged Brass | 4 - Light Foyer |  | F29754PAGB-Full-Alt3.jpg | F29754PAGB.jpg
F2976/6AF | 6 - Light Foyer | The Yarmouth lighting collection by Feiss is an elegant and clean interpretation of traditional lanterns. The square arm stock is turned 45 degrees so the narrow edge is facing out to catch the light, and an arch crowns the top of each graceful silhouette. Completely open with no panes of glass, Yarmouth is offered in both Antique Forged Iron and Painted Aged Brass finishes. | CHANDELIERS | Yarmouth | Chandeliers | Antique Forged Iron | AF | Steel |  |  |  |  | 6 Candelabra B Torpedo 60w |  | 6 | No | [14 empty] | 0 | [12 empty] | 301.48 | 602.96 | 904.44 | D:20 1/4'' H:30 3/8'' | 14 | 20.25 |  |  | 30.375 | Center Lock-Up | [34 empty] | 180 | Brown | 60 |  | Hardwired | 0 | 0 | 0 | 0 | 0 | 0 | 0 | 0 | 0 | 0 | 0 | 014817539479 | 31.25 | 22 | 22 | 21.6 | 8.753 | 250 | Yes | [9 empty] | cETL Dry | 6L Yarmouth Foyer Antique Forged Iron | 6 - Light Foyer |  | F29766AF-Full-Alt3.jpg | F29766AF.jpg
F2976/6PAGB | 6 - Light Foyer | The Yarmouth lighting collection by Feiss is an elegant and clean interpretation of traditional lanterns. The square arm stock is turned 45 degrees so the narrow edge is facing out to catch the light, and an arch crowns the top of each graceful silhouette. Completely open with no panes of glass, Yarmouth is offered in both Antique Forged Iron and Painted Aged Brass finishes. | CHANDELIERS | Yarmouth | Chandeliers | Painted Aged Brass | PAGB | Steel |  |  |  |  | 6 Candelabra B Torpedo 60w |  | 6 | No | [14 empty] | 0 | [12 empty] | 301.48 | 602.96 | 904.44 | D:20 1/4'' H:30 3/8'' | 16 | 20.25 |  |  | 30.375 | Center Lock-Up | [34 empty] | 180 | Brown | 60 |  | Hardwired | 0 | 0 | 0 | 0 | 0 | 0 | 0 | 0 | 0 | 0 | 0 | 014817539516 | 31.25 | 21.5 | 22 | 21.8 | 8.554 | 250 | Yes | [9 empty] | cETL Dry | 6L Yarmouth Foyer Painted Aged Brass | 6 - Light Foyer |  | F29766PAGB-Full-Alt3.jpg | F29766PAGB.jpg
F2977/9AF | 9 - Light Chandelier | The Yarmouth lighting collection by Feiss is an elegant and clean interpretation of traditional lanterns. The square arm stock is turned 45 degrees so the narrow edge is facing out to catch the light, and an arch crowns the top of each graceful silhouette. Completely open with no panes of glass, Yarmouth is offered in both Antique Forged Iron and Painted Aged Brass finishes. | CHANDELIERS | Yarmouth | Chandeliers | Antique Forged Iron | AF | Steel |  |  |  |  | 9 Candelabra Torpedo 60w |  | 9 | No | [14 empty] | 0 | [12 empty] | 377.48 | 754.96 | 1132.44 | L:26 3/8'' W:26 3/8'' H:45 7/8'' | 18 |  | 26.375 | 26.375 | 45.875 | Center Lock-Up | [29 empty] | DP:5 5/8'' W:5 5/8'' H:1 1/4'' Square |  |  |  |  | 240 | Black | 84 |  | Hardwired | 0 | 0 | 0 | 0 | 0 | 0 | 0 | 0 | 0 | 0 | 0 | 014817579888 | 38 | 29 | 29.5 | 33.4 | 18.813 | 300 | Yes | [9 empty] | cETL Damp | YARMOUTH 9L CHANDELIER AF | 9 - Light Chandelier |  | F29779AF.jpg | F29779AF.jpg
F2984/4SN/CH | 4 - Light Chandelier | With a modernized wagon wheel silhouette, the Jonah lighting collection by Feiss has cylindrical, Crackled glass shades with White inner glass to create soft light. Further updating the period inspired aesthetic is the two-toned finish of Satin Nickel with Chrome accents to highlight the design details. The two-tiered, 9-light chandelier is particularly dramatic and will be the highlight of any space. Lighting fixtures include 4- and 6-light chandeliers; an 8-light island chandelier; a 2-tiered, 9-light chandelier; and a 1-light mini-pendant. | CHANDELIERS | Jonah | Chandeliers | Satin Nickel / Chrome | SN/CH | Steel | White Opal Etched Glass | D:2.375" H:6.5" | D:2.375" |  | 4 G9 T4 40w |  | 4 | Yes | [14 empty] | 0 | [12 empty] | 243.45 | 486.9 | 730.35 | D:20'' H:20 3/4'' O:78 3/4'' | 13 | 20 |  |  | 20.75 | Swivel |  |  | 78.75 | 30.75 - 78.75 | [25 empty] | D:5 1/2'' H:1 1/8'' Round |  |  |  |  | 180 | Clear |  |  | Hardwired | 0 | 0 | 0 | 0 | 0 | 0 | 0 | 0 | 0 | 0 | 0 | 014817564914 | 23.25 | 23 | 11 | 17.4 | 3.404 | 175 | Yes | [9 empty] | cETL Damp | 4L 20IN ROUND CHAND S.NKL CRM | 4 - Light Chandelier |  | F29844SNCH.jpg | F29844SNCH.jpg
F2985/6SN/CH | 6 - Light Chandelier | With a modernized wagon wheel silhouette, the Jonah lighting collection by Feiss has cylindrical, Crackled glass shades with White inner glass to create soft light. Further updating the period inspired aesthetic is the two-toned finish of Satin Nickel with Chrome accents to highlight the design details. The two-tiered, 9-light chandelier is particularly dramatic and will be the highlight of any space. Lighting fixtures include 4- and 6-light chandeliers; an 8-light island chandelier; a 2-tiered, 9-light chandelier; and a 1-light mini-pendant. | CHANDELIERS | Jonah | Chandeliers | Satin Nickel / Chrome | SN/CH | Steel | White Opal Etched Glass | D:2.375" H:6.5" | D:2.375" |  | 6 G9 T4 40w |  | 6 | Yes | [14 empty] | 0 | [12 empty] | 349.98 | 699.96 | 1049.94 | D:25 3/8'' H:26 3/8'' O:81 7/8'' | 16 | 25.375 |  |  | 26.375 | Swivel |  |  | 81.875 | 35.875 - 81.875 | [25 empty] | D:5 1/2'' H:1 1/8'' Round |  |  |  |  | 180 | Clear |  |  | Hardwired | 0 | 0 | 0 | 0 | 0 | 0 | 0 | 0 | 0 | 0 | 0 | 014817564921 | 29 | 27.5 | 11 | 22.8 | 5.077 | 175 | Yes | [9 empty] | cETL Damp | 6L 25.5IN ROUND CHAND S.NKL CRM | 6 - Light Chandelier |  | F29856SNCH.jpg | F29856SNCH.jpg
F2986/8SN/CH | 8 - Light Island Chandelier | With a modernized wagon wheel silhouette, the Jonah lighting collection by Feiss has cylindrical, Crackled glass shades with White inner glass to create soft light. Further updating the period inspired aesthetic is the two-toned finish of Satin Nickel with Chrome accents to highlight the design details. The two-tiered, 9-light chandelier is particularly dramatic and will be the highlight of any space. Lighting fixtures include 4- and 6-light chandeliers; an 8-light island chandelier; a 2-tiered, 9-light chandelier; and a 1-light mini-pendant. | CHANDELIERS | Jonah | Chandeliers | Satin Nickel / Chrome | SN/CH | Steel | White Opal Etched Glass | D:2.375" H:6.5" | D:2.375" |  | 8 G9 T4 40w |  | 8 | Yes | [14 empty] | 0 | [12 empty] | 474.98 | 949.96 | 1424.94 | L:38'' W:9'' H:9'' O:64'' | 26 |  | 38 | 9 | 9 | Cap Nuts |  |  | 64 | 16 - 64 | [25 empty] | DP:5 5/8'' W:16'' H:1'' Rectangular |  |  |  |  | 180 | Clear |  |  | Hardwired | 0 | 0 | 0 | 0 | 0 | 0 | 0 | 0 | 0 | 0 | 0 | 014817564938 | 42.5 | 13.5 | 15.5 | 34.2 | 5.146 | 125 | Yes | [9 empty] | cETL Damp | 8L LINEAR CHAND S.NKL CRM | 8 - Light Island Chandelier |  | F29868SNCH.jpg | F29868SNCH.jpg
F2987/9SN/CH | 9 - Light Two Tier Chandelier | With a modernized wagon wheel silhouette, the Jonah lighting collection by Feiss has cylindrical, Crackled glass shades with White inner glass to create soft light. Further updating the period inspired aesthetic is the two-toned finish of Satin Nickel with Chrome accents to highlight the design details. The two-tiered, 9-light chandelier is particularly dramatic and will be the highlight of any space. Lighting fixtures include 4- and 6-light chandeliers; an 8-light island chandelier; a 2-tiered, 9-light chandelier; and a 1-light mini-pendant. | CHANDELIERS | Jonah | Chandeliers | Satin Nickel / Chrome | SN/CH | Steel | White Opal Etched Glass | D:2.375" H:6.5" | D:2.375" |  | 9 G9 T4 40w |  | 9 | Yes | [14 empty] | 0 | [12 empty] | 620.95 | 1241.9 | 1862.85 | D:30'' H:33 1/2'' O:91'' | 27 | 30 |  |  | 33.5 | Swivel |  |  | 91 | 43 - 91 | [25 empty] | D:5 1/2'' H:1 1/8'' Round |  |  |  |  | 180 | Clear |  |  | Hardwired | 0 | 0 | 0 | 0 | 0 | 0 | 0 | 0 | 0 | 0 | 0 | 014817566079 | 41.75 | 15 | 13.25 | 33.4 | 4.802 | 125 | Yes | [9 empty] | cETL Damp | 9L TWO TIER CHAND S.NKL CRM | 9 - Light Two Tier Chandelier |  | F29879SNCH.jpg | F29879SNCH.jpg
F2997/3DWZ/WO | 3 - Light Chandelier | The sweeping silhouette of the Hartsville lighting collection by Feiss was inspired by the farmhouses and country life of the Colonial American heartland. With soft, distressed finishes of Dark Weathered Zinc coupled with Weathered Oak detailing or a Chalk Washed finish paired with Beachwood detailing, these designs are perfect in any number of settings from traditional to coastal casual décor. The assortment of incandescent fixtures includes 3-light, 5-light and 9-light chandeliers, a 6-light island chandelier, a 1-light mini-pendant, as well as 1-light and 2-light wall sconces. | CHANDELIERS | Hartsville | Chandeliers | Dark Weathered Zinc / Weathered Oak | DWZ/WO | Resin / Steel |  |  |  |  | 3 Candelabra B Torpedo 60w |  | 3 | No | [14 empty] | 0 | [12 empty] | 105.5 | 211 | 316.5 | D:16 1/2'' H:18 5/8'' O:83 1/2'' | 4.2 | 16.5 |  |  | 18.625 | Center Lock-Up |  |  | 83.5 | [31 empty] | 180 |  | 60 |  | Hardwired | 0 | 0 | 0 | 0 | 0 | 0 | 0 | 0 | 0 | 0 | 0 | 014817541748 | 17.75 | 11.75 | 6.75 | 6.2 | 0.815 | 125 | Yes | [9 empty] | cETL Dry | 3L Hartsville Chandelier Dark Weathered Zinc / Weathered Oak | 3 - Light Chandelier |  | F29973DWZWO.jpg | F29973DWZWO.jpg
F2999/9CHKW/BW | 9 - Light Chandelier | The sweeping silhouette of the Hartsville lighting collection by Feiss was inspired by the farmhouses and country life of the Colonial American heartland. With soft, distressed finishes of Dark Weathered Zinc coupled with Weathered Oak detailing or a Chalk Washed finish paired with Beachwood detailing, these designs are perfect in any number of settings from traditional to coastal casual décor. The assortment of incandescent fixtures includes 3-light, 5-light and 9-light chandeliers, a 6-light island chandelier, a 1-light mini-pendant, as well as 1-light and 2-light wall sconces. | CHANDELIERS | Hartsville | Chandeliers | Chalk Washed / Beachwood | CHKW/BW | Resin / Steel |  |  |  |  | 9 Candelabra B Torpedo 60w |  | 9 | No | [14 empty] | 0 | [12 empty] | 254.5 | 509 | 763.5 | D:30 3/4'' H:36 1/2'' O:101 1/2'' | 13 | 30.75 |  |  | 36.5 | Center Lock-Up |  |  | 101.5 | [31 empty] | 180 |  | 84 |  | Hardwired | 0 | 0 | 0 | 0 | 0 | 0 | 0 | 0 | 0 | 0 | 0 | 014817541830 | 35 | 33 | 9 | 16.3 | 6.016 | 250 | Yes | [9 empty] | cETL Dry | 9L Hartsville Chandelier Chalk Wash / Beachwood | 9 - Light Chandelier |  | F29999CHKWBW.jpg | F29999CHKWBW.jpg
F3019/3AGB | 3 - Light Island | The Hobson lighting collection by Feiss brings the industrial-inspired pendant to a whole new level of modern detail and technology. The top pivot adds authenticity, and the large selection of shades, including three metal finishes of Aged Brass, Oil Rubbed Bronze or Satin Nickel or two glass options of Opal Etched Case or Clear Seeded glass, meets any design objective. The pendants have four lamping options traditional or Antique-style incandescent, fluorescent or LED. The assortment includes a 1-light mini-pendant, medium and large 1-light pendants, a 3-light island pendant and a 3-light chandelier. | CHANDELIERS | Hobson | Chandeliers | Aged Brass | AGB | Steel | Clear Seeded Glass |  |  |  | 3 Medium A19 75w |  | 3 | No | [14 empty] | 0 | [12 empty] | 239.5 | 479 | 718.5 | W:36'' H:14 1/8'' E:9 1/2'' O:58 3/4'' | 13 |  |  | 36 | 14.125 |  |  |  | 58.75 | 22.75 - 58.75 | 9.5 | [29 empty] | 180 | Black/White |  |  | Hardwired | 0 | 0 | 0 | 0 | 0 | 0 | 0 | 0 | 0 | 0 | 0 | 014817525182 | 39.25 | 15.25 | 12.75 | 17.6 | 4.416 | 175 | Yes | [9 empty] | cETL Dry | 3L Hobson Island Aged Brass | 3 - Light Island |  | F30193AGB.jpg | F30193AGB.jpg
F3019/3ORB | 3 - Light Island | The Hobson lighting collection by Feiss brings the industrial-inspired pendant to a whole new level of modern detail and technology. The top pivot adds authenticity, and the large selection of shades, including three metal finishes of Aged Brass, Oil Rubbed Bronze or Satin Nickel or two glass options of Opal Etched Case or Clear Seeded glass, meets any design objective. The pendants have four lamping options traditional or Antique-style incandescent, fluorescent or LED. The assortment includes a 1-light mini-pendant, medium and large 1-light pendants, a 3-light island pendant and a 3-light chandelier. | CHANDELIERS | Hobson | Chandeliers | Oil Rubbed Bronze | ORB | Steel | Clear Seeded Glass |  |  |  | 3 Medium A19 75w |  | 3 | No | [14 empty] | 0 | [12 empty] | 277.95 | 555.9 | 833.85 | W:36'' H:14 1/8'' E:9 1/2'' O:58 3/4'' | 13 |  |  | 36 | 14.125 |  |  |  | 58.75 | 22.75 - 58.75 | 9.5 | [29 empty] | 180 | Black/White |  |  | Hardwired | 0 | 0 | 0 | 0 | 0 | 0 | 0 | 0 | 0 | 0 | 0 | 014817525434 | 39.25 | 15.5 | 12.75 | 18.6 | 4.489 | 175 | Yes | [9 empty] | cETL Dry | 3L Hobson Island Oil Rubbed Bronze | 3 - Light Island |  | F30193ORB.jpg | F30193ORB.jpg
F3019/3SN | 3 - Light Island | The Hobson lighting collection by Feiss brings the industrial-inspired pendant to a whole new level of modern detail and technology. The top pivot adds authenticity, and the large selection of shades, including three metal finishes of Aged Brass, Oil Rubbed Bronze or Satin Nickel or two glass options of Opal Etched Case or Clear Seeded glass, meets any design objective. The pendants have four lamping options traditional or Antique-style incandescent, fluorescent or LED. The assortment includes a 1-light mini-pendant, medium and large 1-light pendants, a 3-light island pendant and a 3-light chandelier. | CHANDELIERS | Hobson | Chandeliers | Satin Nickel | SN | Steel | Clear Seeded Glass |  |  |  | 3 Medium A19 75w |  | 3 | No | [14 empty] | 0 | [12 empty] | 277.95 | 555.9 | 833.85 | W:36'' H:14 1/8'' E:9 1/2'' O:58 3/4'' | 13 |  |  | 36 | 14.125 |  |  |  | 58.75 | 22.75 - 58.75 | 9.5 | [29 empty] | 180 | Black/White |  |  | Hardwired | 0 | 0 | 0 | 0 | 0 | 0 | 0 | 0 | 0 | 0 | 0 | 014817527209 | 39.25 | 15.5 | 12.75 | 17.6 | 4.489 | 250 | Yes | [9 empty] | cETL Dry | 3L Hobson Island Satin Nickel | 3 - Light Island |  | F30193SN.jpg | F30193SN.jpg
F3020/3AGB | 3 - Light Chandelier | The Hobson lighting collection by Feiss brings the industrial-inspired pendant to a whole new level of modern detail and technology. The top pivot adds authenticity, and the large selection of shades, including three metal finishes of Aged Brass, Oil Rubbed Bronze or Satin Nickel or two glass options of Opal Etched Case or Clear Seeded glass, meets any design objective. The pendants have four lamping options traditional or Antique-style incandescent, fluorescent or LED. The assortment includes a 1-light mini-pendant, medium and large 1-light pendants, a 3-light island pendant and a 3-light chandelier. | CHANDELIERS | Hobson | Chandeliers | Aged Brass | AGB | Steel | Clear Seeded Glass |  |  |  | 3 Medium A19 75w |  | 3 | No | [14 empty] | 0 | [12 empty] | 199.5 | 399 | 598.5 | D:21 1/2'' H:18 3/4'' O:63 3/4'' | 10 | 21.5 |  |  | 18.75 |  |  |  | 63.75 | 27.75 - 63.75 | [30 empty] | 180 | Black/White |  |  | Hardwired | 0 | 0 | 0 | 0 | 0 | 0 | 0 | 0 | 0 | 0 | 0 | 014817537789 | 17.25 | 16.5 | 23.25 | 13.4 | 3.83 | 250 | Yes | [9 empty] | cETL Dry | 3L Hobson Chandelier Aged Brass | 3 - Light Chandelier |  | F30203AGB.jpg | F30203AGB.jpg
F3020/3ORB | 3 - Light Chandelier | The Hobson lighting collection by Feiss brings the industrial-inspired pendant to a whole new level of modern detail and technology. The top pivot adds authenticity, and the large selection of shades, including three metal finishes of Aged Brass, Oil Rubbed Bronze or Satin Nickel or two glass options of Opal Etched Case or Clear Seeded glass, meets any design objective. The pendants have four lamping options traditional or Antique-style incandescent, fluorescent or LED. The assortment includes a 1-light mini-pendant, medium and large 1-light pendants, a 3-light island pendant and a 3-light chandelier. | CHANDELIERS | Hobson | Chandeliers | Oil Rubbed Bronze | ORB | Steel | Clear Seeded Glass |  |  |  | 3 Medium A19 75w |  | 3 | No | [14 empty] | 0 | [12 empty] | 231.45 | 462.9 | 694.35 | D:21 1/2'' H:18 3/4'' O:63 3/4'' | 10 | 21.5 |  |  | 18.75 |  |  |  | 63.75 | 27.75 - 63.75 | [30 empty] | 180 | Black/White |  |  | Hardwired | 0 | 0 | 0 | 0 | 0 | 0 | 0 | 0 | 0 | 0 | 0 | 014817537482 | 17.25 | 16.5 | 23.25 | 13.4 | 3.83 | 250 | Yes | [9 empty] | cETL Dry | 3L Hobson Chandelier Oil Rubbed Bronze | 3 - Light Chandelier |  | F30203ORB.jpg | F30203ORB.jpg
F3020/3SN | 3 - Light Chandelier | The Hobson lighting collection by Feiss brings the industrial-inspired pendant to a whole new level of modern detail and technology. The top pivot adds authenticity, and the large selection of shades, including three metal finishes of Aged Brass, Oil Rubbed Bronze or Satin Nickel or two glass options of Opal Etched Case or Clear Seeded glass, meets any design objective. The pendants have four lamping options traditional or Antique-style incandescent, fluorescent or LED. The assortment includes a 1-light mini-pendant, medium and large 1-light pendants, a 3-light island pendant and a 3-light chandelier. | CHANDELIERS | Hobson | Chandeliers | Satin Nickel | SN | Steel | Clear Seeded Glass |  |  |  | 3 Medium A19 75w |  | 3 | No | [14 empty] | 0 | [12 empty] | 231.45 | 462.9 | 694.35 | D:21 1/2'' H:18 3/4'' O:63 3/4'' | 10 | 21.5 |  |  | 18.75 |  |  |  | 63.75 | 27.75 - 63.75 | [30 empty] | 180 | Black/White |  |  | Hardwired | 0 | 0 | 0 | 0 | 0 | 0 | 0 | 0 | 0 | 0 | 0 | 014817537635 | 23.5 | 17 | 16.5 | 13.4 | 3.815 | 250 | Yes | [9 empty] | cETL Dry | 3L Hobson Chandelier Satin Nickel | 3 - Light Chandelier |  | F30203SN.jpg | F30203SN.jpg
F3036/4DWZ | 4 - Light Pendant | Inspired by Prairie School architecture, the geometric motifs, linear silhouettes and Dark Weathered Zinc finish of the Prairielands lighting collection by Feiss have all been combined to create a transitional design perfect for sleek sophisticated or more rustic decor. Dense bubbles in the Clear Seeded glass create a soft contrast to the dark frame and subtly obscure the light source. The collection offers a 4-Light Pendant, 5-Light Island Chandelier, 3-Light Flushmount, 1-Light Mini-Pendant and a 1-Light Wall Sconce. | CHANDELIERS | Prairielands | Chandeliers | Dark Weathered Zinc | DWZ | Steel / Glass |  |  |  |  | 4 Candelabra B Torpedo 60w |  | 4 | No | [14 empty] | 0 | [12 empty] | 247.95 | 495.9 | 743.85 | W:16'' H:30 3/8'' | 17 |  |  | 16 | 30.375 | Center Lock-Up | [34 empty] | 180 | Black | 60 |  | Hardwired | 0 | 0 | 0 | 0 | 0 | 0 | 0 | 0 | 0 | 0 | 0 | 014817542189 | 20.5 | 19 | 19 | 22.6 | 4.283 | 175 | Yes | [9 empty] | cETL Dry | 4L Pendant Dark Weathered Zinc | 4 - Light Pendant |  | F30364DWZ.jpg | F30364DWZ.jpg
F3037/5DWZ | 5 - Light Chandelier | Inspired by Prairie School architecture, the geometric motifs, linear silhouettes and Dark Weathered Zinc finish of the Prairielands lighting collection by Feiss have all been combined to create a transitional design perfect for sleek sophisticated or more rustic decor. Dense bubbles in the Clear Seeded glass create a soft contrast to the dark frame and subtly obscure the light source. The collection offers a 4-Light Pendant, 5-Light Island Chandelier, 3-Light Flushmount, 1-Light Mini-Pendant and a 1-Light Wall Sconce. | CHANDELIERS | Prairielands | Chandeliers | Dark Weathered Zinc | DWZ | Steel / Glass |  |  |  |  | 5 Candelabra B Torpedo 60w |  | 5 | No | [14 empty] | 0 | [12 empty] | 399.98 | 799.96 | 1199.94 | L:42'' W:9 1/2'' H:12'' | 25 |  | 42 | 9.5 | 12 |  |  |  |  | 20 - 68.75 | [30 empty] | 180 | Black |  |  | Hardwired | 0 | 0 | 0 | 0 | 0 | 0 | 0 | 0 | 0 | 0 | 0 | 014817542226 | 46.5 | 18.75 | 14 | 32.4 | 7.064 | 175 | Yes | [9 empty] | cETL Dry | 5L Chandelier Dark Weathered Zinc | 5 - Light Chandelier |  | F30375DWZ.jpg | F30375DWZ.jpg
F3047/4CSTB | 4 - Light Chandelier | Modern and rustic themes work beautifully together in the Colorado Springs lighting collection by Feiss. Clear Crystals floating in metal rings are threaded onto chain and strung into drum shades. This unusual marriage of dark and light fashioned into a familiar, transitional silhouette brings a bit of glamour to the ultimate mountain luxe cabin or urban loft. The Chestnut Bronze finish is common across the assortment which includes a 4-light and 6-light chandelier, a 4-light pendant, a 6-light foyer piece, a 1-light mini-pendant, a 1-light sconce and a 2-light flush mount ceiling fixture. | CHANDELIERS | Colorado Springs | Chandeliers | Chestnut Bronze | CSTB | Steel / Crystal |  |  |  |  | 4 Medium A19 100w |  | 4 | No | [14 empty] | 0 | [12 empty] | 534.5 | 1069 | 1603.5 | W:15 3/4'' H:10'' E:33 1/8'' O:67'' | 19 |  |  | 15.75 | 10 |  |  |  | 67 | 19 - 67 | 33.125 | [29 empty] | 180 |  |  |  | Hardwired | 0 | 0 | 0 | 0 | 0 | 0 | 0 | 0 | 0 | 0 | 0 | 014817542257 | 36 | 18.5 | 16.5 | 24.7 | 6.359 | 250 | Yes | [9 empty] | cETL Dry | 4L Colorado Springs Chandelier Chestnut Bronze | 4 - Light Chandelier |  | F30474CSTB.jpg | F30474CSTB.jpg
F3048/6CSTB | 6 - Light Chandelier | Modern and rustic themes work beautifully together in the Colorado Springs lighting collection by Feiss. Clear Crystals floating in metal rings are threaded onto chain and strung into drum shades. This unusual marriage of dark and light fashioned into a familiar, transitional silhouette brings a bit of glamour to the ultimate mountain luxe cabin or urban loft. The Chestnut Bronze finish is common across the assortment which includes a 4-light and 6-light chandelier, a 4-light pendant, a 6-light foyer piece, a 1-light mini-pendant, a 1-light sconce and a 2-light flush mount ceiling fixture. | CHANDELIERS | Colorado Springs | Chandeliers | Chestnut Bronze | CSTB | Steel / Crystal |  |  |  |  | 6 Medium A19 100w |  | 6 | No | [14 empty] | 0 | [12 empty] | 639.5 | 1279 | 1918.5 | D:24 1/8'' H:12 1/2'' O:69 1/2'' | 26 | 24.125 |  |  | 12.5 |  |  |  | 69.5 | 21.5 - 69.5 | [30 empty] | 180 |  |  |  | Hardwired | 0 | 0 | 0 | 0 | 0 | 0 | 0 | 0 | 0 | 0 | 0 | 014817542264 | 28 | 27.5 | 19.5 | 31.5 | 8.689 | 250 | Yes | [9 empty] | cETL Dry | 6L Colorado Springs Chandelier Chestnut Bronze | 6 - Light Chandelier |  | F30486CSTB.jpg | F30486CSTB.jpg
F3058/9ORB | 9 - Light Chandelier | The modern orb silhouette of the Corinne chandelier is interpreted in two distinct ways. In Polished Nickel, it features an Inlay Crystal detail along the inner surfaces for dramatic sparkle. In Oil Rubbed Bronze, hammered inlay detail embellishes the inner surfaces to catch light for a more rustic aesthetic. The center candles are attached by a hub giving the illusion they’re floating. | CHANDELIERS | Corinne | Chandeliers | Oil Rubbed Bronze | ORB | Steel |  |  |  |  | 9 Candelabra Torpedo 60w |  | 9 | No | [14 empty] | 0 | [12 empty] | 462.95 | 925.9 | 1388.85 | D:36'' H:40 3/4'' O:127 1/8'' | 25 | 36 |  |  | 40.75 | Center Lock-Up |  |  | 127.125 | [26 empty] | DP:1'' W:5'' H:5 3/4'' Hexagonal |  |  |  |  | 240 | Brown | 84 |  | Hardwired | 0 | 0 | 0 | 0 | 0 | 0 | 0 | 0 | 0 | 0 | 0 | 014817579703 | 40 | 39.5 | 14 | 28.5 | 12.801 | 250 | Yes | [9 empty] | cETL Damp | CORINNE 9L CHANDELIER ORB | 9 - Light Chandelier |  | F30589ORB.jpg | F30589ORB.jpg
F3058/9PN | 9 - Light Chandelier | The modern orb silhouette of the Corinne chandelier is interpreted in two distinct ways. In Polished Nickel, it features an Inlay Crystal detail along the inner surfaces for dramatic sparkle. In Oil Rubbed Bronze, hammered inlay detail embellishes the inner surfaces to catch light for a more rustic aesthetic. The center candles are attached by a hub giving the illusion they’re floating. | CHANDELIERS | Corinne | Chandeliers | Polished Nickel | PN | Steel |  |  |  |  | 9 Candelabra Torpedo 60w |  | 9 | No | [14 empty] | 0 | [12 empty] | 462.95 | 925.9 | 1388.85 | D:36'' H:40 3/4'' O:127 1/8'' | 25 | 36 |  |  | 40.75 | Center Lock-Up |  |  | 127.125 | [26 empty] | DP:1'' W:5'' H:5 3/4'' Hexagonal |  |  |  |  | 240 | Clear Silver | 84 |  | Hardwired | 0 | 0 | 0 | 0 | 0 | 0 | 0 | 0 | 0 | 0 | 0 | 014817579697 | 40 | 39.5 | 14 | 28.5 | 12.801 | 250 | Yes | [9 empty] | cETL Damp | CORINNE 9L CHANDELIER PN | 9 - Light Chandelier |  | F30589PN.jpg | F30589PN.jpg
F3059/3ORB | 3 - Light Globe Pendant | The modern orb silhouette of the Corinne chandelier is interpreted in two distinct ways. In Polished Nickel, it features an Inlay Crystal detail along the inner surfaces for dramatic sparkle. In Oil Rubbed Bronze, hammered inlay detail embellishes the inner surfaces to catch light for a more rustic aesthetic. The center candles are attached by a hub giving the illusion they’re floating. | CHANDELIERS | Corinne | Pendants | Oil Rubbed Bronze | ORB | Aluminum |  |  |  |  | 3 Candelabra B10 Torpedo 60w |  | 3 | No | [14 empty] | 0 | [12 empty] | 144.45 | 288.9 | 433.35 | D:11 1/4'' H:14'' | 4.4 | 11.25 |  |  | 14 | Center Lock-Up | [34 empty] | 180 | Black | 60 |  | Hardwired | 0 | 0 | 0 | 0 | 0 | 0 | 0 | 0 | 0 | 0 | 0 | 014817539202 | 14.75 | 13.25 | 13 | 7.4 | 1.47 | 175 | Yes | [9 empty] | cETL Dry | 3L Globe Pendant ORB w/hammered AL Inlay | 3 - Light Pendant |  | F30593ORB.jpg | F30593ORB.jpg
F3059/3PN | 3 - Light Globe Pendant | The modern orb silhouette of the Corinne chandelier is interpreted in two distinct ways. In Polished Nickel, it features an Inlay Crystal detail along the inner surfaces for dramatic sparkle. In Oil Rubbed Bronze, hammered inlay detail embellishes the inner surfaces to catch light for a more rustic aesthetic. The center candles are attached by a hub giving the illusion they’re floating. | CHANDELIERS | Corinne | Pendants | Polished Nickel | PN | Aluminum |  |  |  |  | 3 Candelabra B10 Torpedo 60w |  | 3 | No | [14 empty] | 0 | [12 empty] | 144.45 | 288.9 | 433.35 | D:11 1/4'' H:14'' | 4.5 | 11.25 |  |  | 14 | Center Lock-Up | [34 empty] | 180 | Clear | 60 |  | Hardwired | 0 | 0 | 0 | 0 | 0 | 0 | 0 | 0 | 0 | 0 | 0 | 014817539172 | 15 | 13 | 13 | 7.5 | 1.467 | 175 | Yes | [9 empty] | cETL Dry | 3L Crystal Inlay Globe Pendant Polished Nickel w/crystal inlay | 3 - Light Pendant |  | F30593PN.jpg | F30593PN.jpg
F3060/3ORB | 3 - Light Globe Pendant | The modern orb silhouette of the Corinne chandelier is interpreted in two distinct ways. In Polished Nickel, it features an Inlay Crystal detail along the inner surfaces for dramatic sparkle. In Oil Rubbed Bronze, hammered inlay detail embellishes the inner surfaces to catch light for a more rustic aesthetic. The center candles are attached by a hub giving the illusion they’re floating. | CHANDELIERS | Corinne | Pendants | Oil Rubbed Bronze | ORB | Aluminum |  |  |  |  | 3 Candelabra B10 Torpedo 60w |  | 3 | No | [14 empty] | 0 | [12 empty] | 208.45 | 416.9 | 625.35 | D:17'' H:20 3/4'' | 6.8 | 17 |  |  | 20.75 | Center Lock-Up | [34 empty] | 180 | Clear | 60 |  | Hardwired | 0 | 0 | 0 | 0 | 0 | 0 | 0 | 0 | 0 | 0 | 0 | 014817539219 | 19.75 | 19.5 | 8 | 10.8 | 1.783 | 125 | Yes | [9 empty] | cETL Dry | 3L Globe Pendant ORB w/hammered AL Inlay | 3 - Light Pendant |  | F30603ORB.jpg | F30603ORB.jpg
F3060/3PN | 3 - Light Globe Pendant | The modern orb silhouette of the Corinne chandelier is interpreted in two distinct ways. In Polished Nickel, it features an Inlay Crystal detail along the inner surfaces for dramatic sparkle. In Oil Rubbed Bronze, hammered inlay detail embellishes the inner surfaces to catch light for a more rustic aesthetic. The center candles are attached by a hub giving the illusion they’re floating. | CHANDELIERS | Corinne | Pendants | Polished Nickel | PN | Aluminum |  |  |  |  | 3 Candelabra B10 Torpedo 60w |  | 3 | No | [14 empty] | 0 | [12 empty] | 208.45 | 416.9 | 625.35 | D:17'' H:20 3/4'' | 7.5 | 17 |  |  | 20.75 | Center Lock-Up | [34 empty] | 180 | Clear | 60 |  | Hardwired | 0 | 0 | 0 | 0 | 0 | 0 | 0 | 0 | 0 | 0 | 0 | 014817539189 | 19.75 | 19.75 | 8.5 | 10.7 | 1.919 | 175 | Yes | [9 empty] | cETL Dry | 3L Crystal Inlay Globe Pendant Polished Nickel w/crystal inlay | 3 - Light Pendant |  | F30603PN.jpg | F30603PN.jpg
F3061/6ORB | 6 - Light Globe Pendant | The modern orb silhouette of the Corinne chandelier is interpreted in two distinct ways. In Polished Nickel, it features an Inlay Crystal detail along the inner surfaces for dramatic sparkle. In Oil Rubbed Bronze, hammered inlay detail embellishes the inner surfaces to catch light for a more rustic aesthetic. The center candles are attached by a hub giving the illusion they’re floating. | CHANDELIERS | Corinne | Chandeliers | Oil Rubbed Bronze | ORB | Aluminum |  |  |  |  | 6 Candelabra B10 Torpedo 60w |  | 6 | No | [14 empty] | 0 | [12 empty] | 259.48 | 518.96 | 778.44 | D:24 1/2'' H:27 7/8'' | 15.9 | 24.5 |  |  | 27.875 | Center Lock-Up | [34 empty] | 180 | Black | 60 |  | Hardwired | 0 | 0 | 0 | 0 | 0 | 0 | 0 | 0 | 0 | 0 | 0 | 014817539226 | 27.25 | 27.25 | 8.25 | 15.9 | 3.545 | 175 | Yes | [9 empty] | cETL Dry | 6L Crystal Inlay Globe Pendant ORB w/hammered AL Inlay | 6 - Light Pendant |  | F30616ORB.jpg | F30616ORB.jpg
F3061/6PN | 6 - Light Globe Pendant | The modern orb silhouette of the Corinne chandelier is interpreted in two distinct ways. In Polished Nickel, it features an Inlay Crystal detail along the inner surfaces for dramatic sparkle. In Oil Rubbed Bronze, hammered inlay detail embellishes the inner surfaces to catch light for a more rustic aesthetic. The center candles are attached by a hub giving the illusion they’re floating. | CHANDELIERS | Corinne | Chandeliers | Polished Nickel | PN | Steel |  |  |  |  | 6 Candelabra B10 Torpedo 60w |  | 6 | No | [14 empty] | 0 | [12 empty] | 283.95 | 567.9 | 851.85 | D:24 1/2'' H:27 7/8'' | 10.7 | 24.5 |  |  | 27.875 | Center Lock-Up | [34 empty] | 180 | Clear | 60 |  | Hardwired | 0 | 0 | 0 | 0 | 0 | 0 | 0 | 0 | 0 | 0 | 0 | 014817539196 | 27.25 | 27.25 | 8.5 | 16 | 3.653 | 175 | Yes | [9 empty] | cETL Dry | 6L Crystal Inlay Globe Pendant Polished Nickel w/crystal inlay | 6 - Light Pendant |  | F30616PN.jpg | F30616PN.jpg
F3073/5ORB | 5 - Light Island Chandelier | Combining the traditional profile of a tapered shade with on-trend Clear Seeded glass, the sleek frame and the square-linked chain give the Harrow pendant light collection by Feiss an elevated, contemporary transitional look. The wall sconce is delivered with two glass options, Clear Seeded and Opal Etched, for the customer’s choice to customize. Burnished Brass, Oil Rubbed Bronze and Polished Nickel finishes are available to create completely different looks. The assortment includes a 1-light mini-pendant, 1-light and 3-light pendants, a 2-light flushmount ceiling fixture, as well as a 1-light wall sconce. | CHANDELIERS | Harrow | Chandeliers | Oil Rubbed Bronze | ORB | Steel | Clear Seeded Glass | L:43.75" H:11.25" |  |  | 5 Medium A19 60w |  | 5 | No | [14 empty] | 0 | [12 empty] | 481.45 | 962.9 | 1444.35 | L:44'' W:12'' H:13'' O:67 3/4'' | 35 |  | 44 | 12 | 13 | Swivel |  |  | 67.75 | 19.75 - 67.75 | [25 empty] | DP:5 1/8'' W:13 5/8'' H:3/4'' Rectangular |  |  |  |  | 180 | Brown |  |  | Hardwired | 0 | 0 | 0 | 0 | 0 | 0 | 0 | 0 | 0 | 0 | 0 | 014817561234 | 51.25 | 20.25 | 16.5 | 39.4 | 9.91 | 175 | Yes | [9 empty] | cETL Damp | HARROW 5L LINEAR PND O.RBB BZ | 5 - Light Island Chandelier |  | F30735ORB.jpg | F30735ORB.jpg
F3073/5PN | 5 - Light Island Chandelier | Combining the traditional profile of a tapered shade with on-trend Clear Seeded glass, the sleek frame and the square-linked chain give the Harrow pendant light collection by Feiss an elevated, contemporary transitional look. The wall sconce is delivered with two glass options, Clear Seeded and Opal Etched, for the customer’s choice to customize. Burnished Brass, Oil Rubbed Bronze and Polished Nickel finishes are available to create completely different looks. The assortment includes a 1-light mini-pendant, 1-light and 3-light pendants, a 2-light flushmount ceiling fixture, as well as a 1-light wall sconce. | CHANDELIERS | Harrow | Chandeliers | Polished Nickel | PN | Steel | Clear Seeded Glass | L:43.75" H:11.25" |  |  | 5 Medium A19 60w |  | 5 | No | [14 empty] | 0 | [12 empty] | 481.45 | 962.9 | 1444.35 | L:44'' W:12'' H:13'' O:67 3/4'' | 34 |  | 44 | 12 | 13 | Swivel |  |  | 67.75 | 19.75 - 67.75 | [25 empty] | DP:5 1/8'' W:13 5/8'' H:3/4'' Rectangular |  |  |  |  | 180 | Clear |  |  | Hardwired | 0 | 0 | 0 | 0 | 0 | 0 | 0 | 0 | 0 | 0 | 0 | 014817561241 | 51.25 | 20.25 | 17 | 38.6 | 10.21 | 250 | Yes | [9 empty] | cETL Damp | HARROW 5L LINEAR PND P.NKL | 5 - Light Island Chandelier |  | F30735PN.jpg | F30735PN.jpg
F3084/5SN/CH | 5 - Light Chandelier | The Prospect Park lighting collection by Feiss takes a traditional profile and modernizes it with updated design elements to create a period uptown vibe. It features a rich, two-tone finish of Satin Nickel with Chrome accents to highlight the details of the silhouette, and each cylindrical Opal Etched glass shade boasts metal bands at the top and bottom to add a bit of formality. Unexpected pressed crystal on each stem elevates the tailored look with a bit of glamour. The Prospect Park collection includes 5-and 9-light chandeliers, a 3-light island chandelier, a 4-light pendant, a 2-light semi-flush mount, a 1-light mini pendant, a 1-light wall sconce and 2- and 3-light bath vanities. | CHANDELIERS | Prospect Park | Chandeliers | Satin Nickel / Chrome | SN/CH | Steel | White Opal Etched Glass | D:5" H:5.75" |  |  | 5 Medium A19 75w |  | 5 | No | [14 empty] | 0 | [12 empty] | 277.95 | 555.9 | 833.85 | D:25 1/4'' H:20 1/2'' O:82 1/4'' | 13 | 25.25 |  |  | 20.5 | Center Lock-Up |  |  | 82.25 | [26 empty] | D:5'' H:3/4'' Round |  |  |  |  | 180 | Clear | 60 |  | Hardwired | 0 | 0 | 0 | 0 | 0 | 0 | 0 | 0 | 0 | 0 | 0 | 014817564815 | 25 | 24.5 | 12 | 18.2 | 4.253 | 175 | Yes | [9 empty] | cETL Damp | PRSPCT PRK 5L CHND S.NKL CHRM | 5 - Light Chandelier |  | F30845SNCH.jpg | F30845SNCH.jpg
F3085/9SN/CH | 9 - Light Chandelier | The Prospect Park lighting collection by Feiss takes a traditional profile and modernizes it with updated design elements to create a period uptown vibe. It features a rich, two-tone finish of Satin Nickel with Chrome accents to highlight the details of the silhouette, and each cylindrical Opal Etched glass shade boasts metal bands at the top and bottom to add a bit of formality. Unexpected pressed crystal on each stem elevates the tailored look with a bit of glamour. The Prospect Park collection includes 5-and 9-light chandeliers, a 3-light island chandelier, a 4-light pendant, a 2-light semi-flush mount, a 1-light mini pendant, a 1-light wall sconce and 2- and 3-light bath vanities. | CHANDELIERS | Prospect Park | Chandeliers | Satin Nickel / Chrome | SN/CH | Steel | White Opal Etched Glass | D:5" H:5.75" |  |  | 9 Medium A19 75w |  | 9 | No | [14 empty] | 0 | [12 empty] | 550.95 | 1101.9 | 1652.85 | D:36 1/8'' H:32 3/8'' O:118 3/8'' | 29 | 36.125 |  |  | 32.375 | Center Lock-Up |  |  | 118.375 | [26 empty] | D:5'' H:3/4'' Round |  |  |  |  | 240 | Clear | 84 |  | Hardwired | 0 | 0 | 0 | 0 | 0 | 0 | 0 | 0 | 0 | 0 | 0 | 014817564808 | 37 | 22.5 | 21.5 | 36.6 | 10.358 | 250 | Yes | [9 empty] | cETL Damp | PRSPCT PRK 9L CHND S.NKL CHRM | 9 - Light Chandelier |  | F30859SNCH.jpg | F30859SNCH.jpg
F3086/3SN/CH | 3 - Light Island Chandelier | The Prospect Park lighting collection by Feiss takes a traditional profile and modernizes it with updated design elements to create a period uptown vibe. It features a rich, two-tone finish of Satin Nickel with Chrome accents to highlight the details of the silhouette, and each cylindrical Opal Etched glass shade boasts metal bands at the top and bottom to add a bit of formality. Unexpected pressed crystal on each stem elevates the tailored look with a bit of glamour. The Prospect Park collection includes 5-and 9-light chandeliers, a 3-light island chandelier, a 4-light pendant, a 2-light semi-flush mount, a 1-light mini pendant, a 1-light wall sconce and 2- and 3-light bath vanities. | CHANDELIERS | Prospect Park | Chandeliers | Satin Nickel / Chrome | SN/CH | Steel | White Opal Etched Glass | D:8.25" H:6" |  |  | 3 Medium A19 75w |  | 3 | No | [14 empty] | 0 | [12 empty] | 249.98 | 499.96 | 749.94 | L:38 1/2'' W:8 1/4'' H:18 1/4'' O:75 3/4'' | 15 |  | 38.5 | 8.25 | 18.25 | Swivel |  |  | 75.75 | 27.75 - 75.75 | [25 empty] | D:5'' H:1'' Round |  |  |  |  | 180 | Clear |  |  | Hardwired | 0 | 0 | 0 | 0 | 0 | 0 | 0 | 0 | 0 | 0 | 0 | 014817564839 | 36 | 18.25 | 13 | 20 | 4.943 | 175 | Yes | [9 empty] | cETL Damp | PRSPCT PRK 3L ISLND CHND S.NKL CH | 3 - Light Island Chandelier |  | F30863SNCH.jpg | F30863SNCH.jpg
F3087/4SN/CH | 4 - Light Uplight Pendant | The Prospect Park lighting collection by Feiss takes a traditional profile and modernizes it with updated design elements to create a period uptown vibe. It features a rich, two-tone finish of Satin Nickel with Chrome accents to highlight the details of the silhouette, and each cylindrical Opal Etched glass shade boasts metal bands at the top and bottom to add a bit of formality. Unexpected pressed crystal on each stem elevates the tailored look with a bit of glamour. The Prospect Park collection includes 5-and 9-light chandeliers, a 3-light island chandelier, a 4-light pendant, a 2-light semi-flush mount, a 1-light mini pendant, a 1-light wall sconce and 2- and 3-light bath vanities. | CHANDELIERS | Prospect Park | Pendants | Satin Nickel / Chrome | SN/CH | Steel | White Opal Etched Glass | D:18.375" H:6.5" |  |  | 4 Medium A19 75w |  | 4 | No | [14 empty] | 0 | [12 empty] | 277.95 | 555.9 | 833.85 | D:18 3/8'' H:16 3/8'' O:74'' | 20 | 18.375 |  |  | 16.375 | Swivel |  |  | 74 | 26 - 74 | [25 empty] | D:5'' H:1'' Round |  |  |  |  | 180 | Clear |  |  | Hardwired | 0 | 0 | 0 | 0 | 0 | 0 | 0 | 0 | 0 | 0 | 0 | 014817564846 | 25.75 | 26 | 18.25 | 25.5 | 7.071 | 250 | Yes | [9 empty] | cETL Damp | PRSPCT PRK 4L UP.PND CHND S.NKL CH | 4 - Light Uplight Pendant |  | F30874SNCH.jpg | F30874SNCH.jpg
F3088/3DAC/AC | 3 - Light Mini-Pendant | The carriage light profile and open frame of the Galloway gives a light and airy feel to this period-inspired profile. Open vents at the apex of the roofline allow light to pass through to cast a soft glow through the crown. The Polished Nickel finish is plated, achieving crisp edges and superb detailing of the overall traditional aesthetic, and is painted white under the hood for a finished, tailored look. The Galloway is also offered in an Antique Copper finish. | LINE VOLTAGE PENDANT | Galloway | Pendants | Dark Antique Copper / Antique Copper | DAC/AC | Stainless Steel | Dark Antique Copper / Antique Copper Stainless Steel |  |  |  | 3 Candelabra B10 Torpedo 60w |  | 3 | No | [14 empty] | 0 | [12 empty] | 143.95 | 287.9 | 431.85 | L:8 1/2'' W:8 1/2'' H:16 1/2'' O:79 1/2'' | 5.6 |  | 8.5 | 8.5 | 16.5 | Center Lock-Up |  |  | 79.5 | [26 empty] | DP:4 7/8'' W:4 7/8'' H:1 1/8'' Square |  |  |  |  | 180 | Brown | 60 |  | Hardwired | 0 | 0 | 0 | 0 | 0 | 0 | 0 | 0 | 0 | 0 | 0 | 014817565003 | 17 | 11.75 | 11.75 | 8.6 | 1.358 | 125 | Yes | [9 empty] | cETL Damp | 3L GALLOWAY M.PEND DRK.ANT.CPR | 3 - Light Mini-Pendant |  | F30883DACAC-FULL.jpg | F30883DACAC.jpg
F3088/3PN | 3 - Light Mini-Pendant | The carriage light profile and open frame of the Galloway gives a light and airy feel to this period-inspired profile. Open vents at the apex of the roofline allow light to pass through to cast a soft glow through the crown. The Polished Nickel finish is plated, achieving crisp edges and superb detailing of the overall traditional aesthetic, and is painted white under the hood for a finished, tailored look. The Galloway is also offered in an Antique Copper finish. | LINE VOLTAGE PENDANT | Galloway | Pendants | Polished Nickel | PN | Stainless Steel | White Stainless Steel |  |  |  | 3 Candelabra B10 Torpedo 60w |  | 3 | No | [14 empty] | 0 | [12 empty] | 155.95 | 311.9 | 467.85 | L:8 1/2'' W:8 1/2'' H:16 1/2'' O:79 1/2'' | 5.6 |  | 8.5 | 8.5 | 16.5 | Center Lock-Up |  |  | 79.5 | [26 empty] | DP:4 7/8'' W:4 7/8'' H:1 1/8'' Square |  |  |  |  | 180 | Clear | 60 |  | Hardwired | 0 | 0 | 0 | 0 | 0 | 0 | 0 | 0 | 0 | 0 | 0 | 014817565010 | 21.75 | 13.625 | 12.6 | 10.7 | 2.161 | 175 | Yes | [9 empty] | cETL Damp | 3L GALLOWAY M.PEND P.NKL | 3 - Light Mini-Pendant |  | F30883PN-FULL.jpg | F30883PN.jpg
F3089/3DAC/AC | 3 - Light Indoor Pendant | The carriage light profile and open frame of the Galloway gives a light and airy feel to this period-inspired profile. Open vents at the apex of the roofline allow light to pass through to cast a soft glow through the crown. The Polished Nickel finish is plated, achieving crisp edges and superb detailing of the overall traditional aesthetic, and is painted white under the hood for a finished, tailored look. The Galloway is also offered in an Antique Copper finish. | CHANDELIERS | Galloway | Pendants | Dark Antique Copper / Antique Copper | DAC/AC | Stainless Steel | Dark Antique Copper / Antique Copper Stainless Steel |  |  |  | 3 Candelabra B10 Torpedo 60w |  | 3 | No | [14 empty] | 0 | [12 empty] | 184.95 | 369.9 | 554.85 | L:13'' W:13'' H:20 1/4'' O:83 1/2'' | 9.3 |  | 13 | 13 | 20.25 | Center Lock-Up |  |  | 83.5 | [26 empty] | DP:4 7/8'' W:4 7/8'' H:1 1/8'' Square |  |  |  |  | 180 | Brown | 60 |  | Hardwired | 0 | 0 | 0 | 0 | 0 | 0 | 0 | 0 | 0 | 0 | 0 | 014817564853 | 22 | 16.25 | 16.25 | 13.3 | 3.362 | 175 | Yes | [9 empty] | cETL Damp | 3L GALLOWAY MD.PEND DRK.ANT.CPR | 3 - Light Indoor Pendant |  | F30893DACAC-FULL.jpg | F30893DACAC.jpg
F3089/3PN | 3 - Light Indoor Pendant | The carriage light profile and open frame of the Galloway gives a light and airy feel to this period-inspired profile. Open vents at the apex of the roofline allow light to pass through to cast a soft glow through the crown. The Polished Nickel finish is plated, achieving crisp edges and superb detailing of the overall traditional aesthetic, and is painted white under the hood for a finished, tailored look. The Galloway is also offered in an Antique Copper finish. | CHANDELIERS | Galloway | Pendants | Polished Nickel | PN | Stainless Steel | White Stainless Steel |  |  |  | 3 Candelabra B10 Torpedo 60w |  | 3 | No | [14 empty] | 0 | [12 empty] | 196.45 | 392.9 | 589.35 | L:13'' W:13'' H:20 1/4'' O:83 1/2'' | 9.2 |  | 13 | 13 | 20.25 | Center Lock-Up |  |  | 83.5 | [26 empty] | DP:4 7/8'' W:4 7/8'' H:1 1/8'' Square |  |  |  |  | 180 | Clear | 60 |  | Hardwired | 0 | 0 | 0 | 0 | 0 | 0 | 0 | 0 | 0 | 0 | 0 | 014817564860 | 22 | 16.25 | 16 | 13.2 | 3.31 | 175 | Yes | [9 empty] | cETL Damp | 3L GALLOWAY MD.PEND P.NKL | 3 - Light Pendant |  | F30893PN-FULL.jpg | F30893PN.jpg
F3090/6DAC/AC | 6 - Light Foyer Pendant | The carriage light profile and open frame of the Galloway gives a light and airy feel to this period-inspired profile. Open vents at the apex of the roofline allow light to pass through to cast a soft glow through the crown. The Polished Nickel finish is plated, achieving crisp edges and superb detailing of the overall traditional aesthetic, and is painted white under the hood for a finished, tailored look. The Galloway is also offered in an Antique Copper finish. | CHANDELIERS | Galloway | Chandeliers | Dark Antique Copper / Antique Copper | DAC/AC | Stainless Steel | Dark Antique Copper / Antique Copper Stainless Steel |  |  |  | 6 Candelabra B10 Torpedo 60w |  | 6 | No | [14 empty] | 0 | [12 empty] | 305.95 | 611.9 | 917.85 | L:18 1/2'' W:18 1/2'' H:26 1/2'' O:89 1/4'' | 18.9 |  | 18.5 | 18.5 | 26.5 | Center Lock-Up |  |  | 89.25 | [26 empty] | DP:4 7/8'' W:4 7/8'' H:1 1/8'' Square |  |  |  |  | 180 | Brown | 60 |  | Hardwired | 0 | 0 | 0 | 0 | 0 | 0 | 0 | 0 | 0 | 0 | 0 | 014817564891 | 29 | 22.5 | 22 | 24.9 | 8.307 | 250 | Yes | [9 empty] | cETL Damp | 6L GALLOWAY FYR PEND DRK.ANT.CPR | 6 - Light Foyer Pendant |  | F30906DACAC-FULL.jpg | F31056PN.jpg
F3090/6PN | 6 - Light Foyer Pendant | The carriage light profile and open frame of the Galloway gives a light and airy feel to this period-inspired profile. Open vents at the apex of the roofline allow light to pass through to cast a soft glow through the crown. The Polished Nickel finish is plated, achieving crisp edges and superb detailing of the overall traditional aesthetic, and is painted white under the hood for a finished, tailored look. The Galloway is also offered in an Antique Copper finish. | CHANDELIERS | Galloway | Chandeliers | Polished Nickel | PN | Stainless Steel | White Stainless Steel |  |  |  | 6 Candelabra B10 Torpedo 60w |  | 6 | No | [14 empty] | 0 | [12 empty] | 322.95 | 645.9 | 968.85 | L:18 1/2'' W:18 1/2'' H:26 1/2'' O:89 1/4'' | 20.8 |  | 18.5 | 18.5 | 26.5 | Center Lock-Up |  |  | 89.25 | [26 empty] | DP:4 7/8'' W:4 7/8'' H:1 1/8'' Square |  |  |  |  | 180 | Clear | 60 |  | Hardwired | 0 | 0 | 0 | 0 | 0 | 0 | 0 | 0 | 0 | 0 | 0 | 014817564907 | 29 | 22.5 | 22.25 | 25.8 | 8.402 | 250 | Yes | [9 empty] | cETL Damp | 6L GALLOWAY FYR PEND P.NKL | 6 - Light Foyer Pendant |  | F30906PN-FULL.jpg | F31056PN.jpg
F3097/1DWZ-LED | 19 Inch Outdoor LED Pendant | Inspired by the intricate scroll work of a garden gate, the Arramore collection’s modern silhouette is enhanced by integrated LED halo rings grazing down the delicate pattern of the pendants. The wall sconces feature advanced, warm-on-dim LED technology that softens as it dims with a CCT range of 2700K to 2200K. The sconces are wet-rated while the hanging fixtures are damp-rated making the Arramore equally well suited for indoor and outdoor spaces.The collection features a stunning Dark Weathered Zinc finish. | OUTDOOR | Arramore | Outdoor Lighting | Dark Weathered Zinc | DWZ | Stainless Steel |  |  |  | White Acrylic |  |  | 1 | No | 1700 | 2700 | 90 | 20 | 24 | 19 - Integrated | MODS - Modules |  | 10 | 100 | LED | 20 | 20 | 50000 | 0 | [12 empty] | 344.5 | 689 | 1033.5 | D:19'' H:9 5/8'' O:66 1/2'' | 10 | 19 |  |  | 9.625 | Mounting Strap |  |  | 66.5 | 18.5 - 66.5 | [25 empty] | D:6 1/2'' H:1 7/8'' Round |  |  |  |  | 180 | Black/White |  |  | Hardwired | 0 | 0 | 0 | 0 | 0 | 0 | 1 | 0 | 0 | 0 | 0 | 014817566116 | 22.5 | 22.5 | 14.5 | 13.2 | 4.248 | 250 | Yes | [9 empty] | cETL Damp | ARRAMORE 19in LED O.PND DRK.WTH.ZC | 1 - Light Outdoor Pendant | Samsung LED: 4PCS SPMWHT541MD7WAVMSO (5630 108PCS) Ampco Driver: 1PC GPA22-1Q-700F | F30971DWZ-LED.jpg | F30971DWZLED.jpg
F3098/2DWZ-LED | 24 Inch Two-Tier Outdoor LED Pendant | Inspired by the intricate scroll work of a garden gate, the Arramore collection’s modern silhouette is enhanced by integrated LED halo rings grazing down the delicate pattern of the pendants. The wall sconces feature advanced, warm-on-dim LED technology that softens as it dims with a CCT range of 2700K to 2200K. The sconces are wet-rated while the hanging fixtures are damp-rated making the Arramore equally well suited for indoor and outdoor spaces.The collection features a stunning Dark Weathered Zinc finish. | OUTDOOR | Arramore | Outdoor Lighting | Dark Weathered Zinc | DWZ | Stainless Steel |  |  |  | White Acrylic |  |  | 2 | No | 2000 | 2700 | 90 | 38 | 24 | 19 - Integrated | MODS - Modules |  | 10 | 100 | LED | 38 | 38 | 50000 | 0 | [12 empty] | 699.5 | 1399 | 2098.5 | D:24'' H:12 1/2'' O:68 1/2'' | 18 | 24 |  |  | 12.5 | Mounting Strap |  |  | 68.5 | 20.5 - 68.5 | [25 empty] | D:6 1/2'' H:1 7/8'' Round |  |  |  |  | 180 | Black/White |  |  | Hardwired | 0 | 0 | 0 | 0 | 0 | 0 | 1 | 0 | 0 | 0 | 0 | 014817566109 | 27.5 | 27.5 | 17.25 | 22.5 | 7.549 | 250 | Yes | [9 empty] | cETL Damp | ARRAMORE 24in 2TIER LED O.PND DWZ | 2 - Light Outdoor Pendant |  | F30982DWZ-LED.jpg | F30982DWZLED.jpg
F3105/6PN | 6 - Light Island Pendant | The carriage light profile and open frame of the Galloway gives a light and airy feel to this period-inspired profile. Open vents at the apex of the roofline allow light to pass through to cast a soft glow through the crown. The Polished Nickel finish is plated, achieving crisp edges and superb detailing of the overall traditional aesthetic, and is painted white under the hood for a finished, tailored look. The Galloway is also offered in an Antique Copper finish. | CHANDELIERS | Galloway | Chandeliers | Polished Nickel | PN | Stainless Steel | White Stainless Steel |  |  |  | 6 Candelabra B10 Torpedo 60w |  | 6 | No | [14 empty] | 0 | [12 empty] | 419.45 | 838.9 | 1258.35 | L:26'' W:18 1/2'' H:18 3/4'' O:81 1/2'' | 25.3 |  | 26 | 18.5 | 18.75 | Center Lock-Up |  |  | 81.5 | [26 empty] | DP:6 1/4'' W:12 1/4'' H:1 1/8'' Rectangular |  |  |  |  | 180 | Clear | 60 |  | Hardwired | 0 | 0 | 0 | 0 | 0 | 0 | 0 | 0 | 0 | 0 | 0 | 014817564884 | 30 | 22.25 | 17.75 | 31.5 | 6.857 | 175 | Yes | [9 empty] | cETL Damp | 6L GALLOWAY ISLD PEND P.NKL | 6 - Light Island Pendant |  | F31056PN-FULL.jpg | F30906PN.jpg
F3111/3ORB | 3 - Light Chandelier | The transitional Marteau Collection takes a flowing silhouette and transforms it with rustic, mountain luxe design elements. With an Oil Rubbed Bronze finish, a hammered metal inlay along the sloping arms and canopy adds rich texture and catches the light. The Clear Seeded glass shades expose candelabra bulbs and add to its relaxed charm. A Ivory Shantung linen shade with hammered metal band accents adorns the 2-light flush mount and the oversized 3- and 5-light semi-flush mounts designed especially for making a statement even where ceiling clearance is limited. Other lighting fixtures include 3- and 5-light chandeliers, a 1-light mini-pendant and a 1-light wall sconce. | CHANDELIERS | Marteau | Chandeliers | Oil Rubbed Bronze | ORB | Steel | Clear Seeded Glass | D:5.125" H:6" | D:5.125" |  | 3 Candelabra B10 Torpedo 60w |  | 3 | No | [14 empty] | 0 | [12 empty] | 169.5 | 339 | 508.5 | D:17 1/2'' H:16'' O:77 1/4'' | 8 | 17.5 |  |  | 16 | Center Lock-Up |  |  | 77.25 | [26 empty] | D:5'' H:1 1/4'' Round |  |  |  |  | 180 | Brown | 60 |  | Hardwired | 0 | 0 | 0 | 0 | 0 | 0 | 0 | 0 | 0 | 0 | 0 | 014817561579 | 21.5 | 18.5 | 8.75 | 10.4 | 2.014 | 175 | Yes | [9 empty] | cETL Dry | 3L MARTEAU CHANDELIER O.RBBD BRZ | 3 - Light Chandelier |  | F31113ORB.jpg | F31113ORB.jpg
F3112/5ORB | 5 - Light Chandelier | The transitional Marteau Collection takes a flowing silhouette and transforms it with rustic, mountain luxe design elements. With an Oil Rubbed Bronze finish, a hammered metal inlay along the sloping arms and canopy adds rich texture and catches the light. The Clear Seeded glass shades expose candelabra bulbs and add to its relaxed charm. A Ivory Shantung linen shade with hammered metal band accents adorns the 2-light flush mount and the oversized 3- and 5-light semi-flush mounts designed especially for making a statement even where ceiling clearance is limited. Other lighting fixtures include 3- and 5-light chandeliers, a 1-light mini-pendant and a 1-light wall sconce. | CHANDELIERS | Marteau | Chandeliers | Oil Rubbed Bronze | ORB | Steel | Clear Seeded Glass | D:5.125" H:6" | D:5.125" |  | 5 Candelabra B10 Torpedo 60w |  | 5 | No | [14 empty] | 0 | [12 empty] | 277.95 | 555.9 | 833.85 | D:25 1/4'' H:25'' O:86 1/2'' | 18 | 25.25 |  |  | 25 | Center Lock-Up |  |  | 86.5 | [26 empty] | D:5'' H:1 1/4'' Round |  |  |  |  | 180 | Brown | 60 |  | Hardwired | 0 | 0 | 0 | 0 | 0 | 0 | 0 | 0 | 0 | 0 | 0 | 014817561562 | 27 | 11 | 34 | 22.2 | 5.844 | 250 | Yes | [9 empty] | cETL Dry | 5L MARTEAU CHANDELIER O.RBBD BRZ | 5 - Light Chandelier |  | F31125ORB.jpg | F31125ORB.jpg
F3113/3PN | 3 - Light Pendant | Stunning clear, textured crystals floating within a laser cut frame give the Lexi lighting collection from Feiss an artisan feel. A White Shantung Silk shade sits within the crystal drum while a glass diffuser gently softens the light. Lexi’s staggered crystals blend a soft, contemporary vibe with an element of drama. The Lexi lighting Collection includes a 3-light Pendant, a mini-pendant and a damp-rated wall sconce. | CHANDELIERS | Lexi | Pendants | Polished Nickel | PN | Steel | Sandblast Glass / White Shantung | D:10" H:10.5" |  |  | 3 Medium A19 60w |  | 3 | No | [14 empty] | 0 | [12 empty] | 364.5 | 729 | 1093.5 | D:19'' H:12'' O:68 1/2'' | 10.5 | 19 |  |  | 12 | Swivel |  |  | 68.5 | 20.5 - 68.5 | [25 empty] | D:5'' H:2 1/2'' Round |  |  |  |  | 180 | Clear |  |  | Hardwired | 0 | 0 | 0 | 0 | 0 | 0 | 0 | 0 | 0 | 0 | 0 | 014817567472 | 23.5 | 23 | 19.25 | 18 | 6.021 | 250 | Yes | [9 empty] | cETL Damp | 3L DRUM PEND PLSH NKL | 3 - Light Pendant |  | F31133PN.jpg | F31133PN.jpg
F3118/9PN | 9 - Light Chandelier | Inspired by the craftsmanship of fine jewelry, a Crystal inlay is coupled with the Polished Nickel finish and White Shantung Silk shades in each fixture of the Pavé lighting collection by Feiss to add sparkle in an unexpected and cleanly tailored way. This transitional design delivers vibrant elegance to any room’s design without overpowering the rest of the beautiful décor. The lighting collection includes a 5-Light Chandelier, 3-Light Chandelier, 3-Light Drum, 1-Light Mini-Pendant, 2-Light Flushmount, 1-Light Wall Sconce, as well as 2-Light, 3-Light and 4-Light Vanity fixtures which all have Opal Etched glass shades. | CHANDELIERS | Pave | Chandeliers | Polished Nickel | PN | Steel | White Shantung | D:5.5" H:5.25" | D:3.75" |  | 9 Candelabra B10 Torpedo 60w |  | 9 | No | [14 empty] | 0 | [12 empty] | 550.95 | 1101.9 | 1652.85 | D:33 3/8'' H:33 5/8'' O:119'' | 21 | 33.375 |  |  | 33.625 | Center Lock-Up |  |  | 119 | [26 empty] | D:5'' H:1 1/4'' Round |  |  |  |  | 240 | Clear | 84 |  | Hardwired | 0 | 0 | 0 | 0 | 0 | 0 | 0 | 0 | 0 | 0 | 0 | 014817567205 | 35 | 34.75 | 11.5 | 25.5 | 8.094 | 250 | Yes | [9 empty] | cETL Dry | PAVE 9L CHAND PLSH NKL | 9 - Light Chandelier |  | F31189PN.jpg | F31189PN.jpg
F3125/4PN | 4 - Light Chandelier | The clear, faceted votive glass shades of the Rubin lighting collection by Feiss serve as the central design element and add a romantic elegance and sparkle to these contemporary interpretations of classic lighting fixtures. A clean, sleek look is achieved with the round and rectangular chandeliers which will be perfect as foyer lighting, living room lighting or dining room lighting. Or a more playful, fanciful statement can be made by clustering pendants together to create a look that’s reminiscent of a floral bouquet featured in a bedroom, luxurious walk-in closet or romantic dining room. This contemporary lighting collection includes a four-light chandelier, six-light chandelier, nine-light chandelier, 10-light linear chandelier and a mini-pendant light. | CHANDELIERS | Rubin | Chandeliers | Polished Nickel | PN | Steel | Clear Glass | D:4.375" H:4.625" |  |  | 4 Candelabra B10 Torpedo 60w |  | 4 | No | [14 empty] | 0 | [12 empty] | 224.5 | 449 | 673.5 | D:21'' H:20 1/2'' O:77 3/4'' | 16.37 | 21 |  |  | 20.5 | Center Lock-Up |  |  | 77.75 | 29.75 - 77.75 | [25 empty] | D:5 1/2'' H:1 1/4'' Round |  |  |  |  | 180 | Clear |  |  | Hardwired | 0 | 0 | 0 | 0 | 0 | 0 | 0 | 0 | 0 | 0 | 0 | 014817567366 | 23.25 | 23 | 9.5 | 20.9 | 2.94 | 125 | Yes | [9 empty] | cETL Damp | RUBIN 4L CHAND PLSH NKL | 4 - Light Chandelier |  | F31254PN.jpg | F31254PN.jpg
F3126/6PN | 6 - Light Chandelier | The clear, faceted votive glass shades of the Rubin lighting collection by Feiss serve as the central design element and add a romantic elegance and sparkle to these contemporary interpretations of classic lighting fixtures. A clean, sleek look is achieved with the round and rectangular chandeliers which will be perfect as foyer lighting, living room lighting or dining room lighting. Or a more playful, fanciful statement can be made by clustering pendants together to create a look that’s reminiscent of a floral bouquet featured in a bedroom, luxurious walk-in closet or romantic dining room. This contemporary lighting collection includes a four-light chandelier, six-light chandelier, nine-light chandelier, 10-light linear chandelier and a mini-pendant light. | CHANDELIERS | Rubin | Chandeliers | Polished Nickel | PN | Steel | Clear Glass | D:4.375" H:4.625" |  |  | 6 Candelabra B10 Torpedo 60w |  | 6 | No | [14 empty] | 0 | [12 empty] | 324.5 | 649 | 973.5 | D:26 1/2'' H:21 1/2'' O:78 3/4'' | 21.92 | 26.5 |  |  | 21.5 | Center Lock-Up |  |  | 78.75 | 30.75 - 78.75 | [25 empty] | D:5 1/2'' H:1 1/4'' Round |  |  |  |  | 180 | Clear |  |  | Hardwired | 0 | 0 | 0 | 0 | 0 | 0 | 0 | 0 | 0 | 0 | 0 | 014817567373 | 28.5 | 27 | 9.75 | 28.4 | 4.342 | 125 | Yes | [9 empty] | cETL Damp | RUBIN 6L CHAND PLSH NKL | 6 - Light Chandelier |  | F31266PN.jpg | F31266PN.jpg
F3127/10PN | 10 - Light Island Chandelier | The clear, faceted votive glass shades of the Rubin lighting collection by Feiss serve as the central design element and add a romantic elegance and sparkle to these contemporary interpretations of classic lighting fixtures. A clean, sleek look is achieved with the round and rectangular chandeliers which will be perfect as foyer lighting, living room lighting or dining room lighting. Or a more playful, fanciful statement can be made by clustering pendants together to create a look that’s reminiscent of a floral bouquet featured in a bedroom, luxurious walk-in closet or romantic dining room. This contemporary lighting collection includes a four-light chandelier, six-light chandelier, nine-light chandelier, 10-light linear chandelier and a mini-pendant light. | CHANDELIERS | Rubin | Chandeliers | Polished Nickel | PN | Steel | Clear Glass | D:4.375" H:4.625" |  |  | 10 Candelabra B10 Torpedo 60w |  | 10 | No | [14 empty] | 0 | [12 empty] | 424.5 | 849 | 1273.5 | L:49'' W:10 1/4'' H:6 3/4'' O:63 3/4'' | 33.66 |  | 49 | 10.25 | 6.75 | Center Lock-Up |  |  | 63.75 | 15.75 - 63.75 | [25 empty] | DP:5 1/2'' W:16'' H:1 1/4'' Rectangular |  |  |  |  | 240 | Clear |  |  | Hardwired | 0 | 0 | 0 | 0 | 0 | 0 | 0 | 0 | 0 | 0 | 0 | 014817567380 | 54.25 | 14 | 12.5 | 47.4 | 5.494 | 100 | Yes | [9 empty] | cETL Damp | RUBIN 10L ISLAND PLSH NKL | 10 - Light Island Chandelier |  | F312710PN.jpg | F312710PN.jpg
F3129/6DWZ/DWG | 6 - Light Chandelier | The Nori Collection features vintage elements like beautifully cascading Driftwood Grey Wood beads and the rustic flair of a Dark Weathered Zinc finish. On the chandeliers, an optional large Driftwood Grey Wood bead suspends from the center of the frame, adding a touch of elegance to a traditional silhouette. | CHANDELIERS | Nori | Chandeliers | Dark Weathered Zinc / Driftwood Grey | DWZ/DWG | Steel |  |  |  |  | 6 Candelabra B10 Torpedo 60w |  | 6 | No | [14 empty] | 0 | [12 empty] | 318.45 | 636.9 | 955.35 | D:32 1/2'' H:34 1/2'' O:97'' | 13.2 | 32.5 |  |  | 34.5 | Center Lock-Up |  |  | 97 | [26 empty] | D:5 1/2'' H:1 1/2'' Round |  |  |  |  | 180 | Black | 60 |  | Hardwired | 0 | 0 | 0 | 0 | 0 | 0 | 0 | 0 | 0 | 0 | 0 | 014817569575 | 36.25 | 36.25 | 13.75 | 21.5 | 10.456 | 250 | Yes | [9 empty] | cETL Damp | Nori 6-Light Chandelier | 6 - Light Chandelier |  | F31296DWZDWG.jpg | F31296DWZDWG.jpg
F3130/6PSW | 6 - Light Chandelier | The Annie lighting collection by Feiss is simple and chic, and delights with warm, welcoming, Provincial charm. The rustic aesthetic of the new Plaster White finish perfectly enhances the texture and beauty of this humble, traditional lighting design. A decorative bead drops from the center of each fixture, adding a fanciful touch to this stately design. Alternatively, the chandelier may be installed with a round bottom cap, for a cleaner look. The simple silhouette of these light fixtures makes them versatile to fit in a wide range of décor, and the rustic finish makes them particularly ideal for living rooms, dining rooms and bedrooms with casual, traditional decor, European farmhouse design or the shabby chic look. In the Annie collection are a six-light chandelier (30” high); nine-light chandelier (34” high) and three-light wall sconce light (24” high). | CHANDELIERS | Annie | Chandeliers | Plaster White | PSW | Steel |  |  |  |  | 6 Candelabra B10 Torpedo 60w |  | 6 | No | [14 empty] | 0 | [12 empty] | 161.95 | 323.9 | 485.85 | D:32 1/2'' H:30'' O:93'' | 13.2 | 32.5 |  |  | 30 | Center Lock-Up |  |  | 93 | [26 empty] | D:5 1/2'' H:1 1/2'' Round |  |  |  |  | 180 | White | 60 |  | Hardwired | 0 | 0 | 0 | 0 | 0 | 0 | 0 | 0 | 0 | 0 | 0 | 014817569582 | 36.5 | 36 | 14.25 | 17.2 | 10.836 | 300 | Yes | [9 empty] | cETL Damp | 6L CHANDELIER | 6 - Light Chandelier |  | F31306PSW-FULL-ALT.jpg | F31306PSW.jpg
F3131/9PSW | 9 - Light Chandelier | The Annie lighting collection by Feiss is simple and chic, and delights with warm, welcoming, Provincial charm. The rustic aesthetic of the new Plaster White finish perfectly enhances the texture and beauty of this humble, traditional lighting design. A decorative bead drops from the center of each fixture, adding a fanciful touch to this stately design. Alternatively, the chandelier may be installed with a round bottom cap, for a cleaner look. The simple silhouette of these light fixtures makes them versatile to fit in a wide range of décor, and the rustic finish makes them particularly ideal for living rooms, dining rooms and bedrooms with casual, traditional decor, European farmhouse design or the shabby chic look. In the Annie collection are a six-light chandelier (30” high); nine-light chandelier (34” high) and three-light wall sconce light (24” high). | CHANDELIERS | Annie | Chandeliers | Plaster White | PSW | Steel |  |  |  |  | 9 Candelabra B10 Torpedo 60w |  | 9 | No | [14 empty] | 0 | [12 empty] | 231.45 | 462.9 | 694.35 | D:32 1/2'' H:34 1/2'' O:97'' | 17.6 | 32.5 |  |  | 34.5 | Center Lock-Up |  |  | 97 | [26 empty] | D:5 1/2'' H:1 1/2'' Round |  |  |  |  | 240 | White | 60 |  | Hardwired | 0 | 0 | 0 | 0 | 0 | 0 | 0 | 0 | 0 | 0 | 0 | 014817569599 | 36.25 | 16 | 21.75 | 18.2 | 7.3 | 250 | Yes | [9 empty] | cETL Damp | 9L CHANDELIER | 9 - Light Chandelier |  | F31319PSW.jpg | F31319PSW.jpg
F3132/6FWO/DWW | 6 - Light Chandelier | The Beverly Collection features a stunning combination of rustic, time-worn finishes like Distressed White Wood on the cascading beads, our vintage-inspired French Washed Oak finish on the frame and candle tubes, and Weathered Iron on the chain. Together these elements create a warm, and elegantly simple update to these traditionally-styled fixtures. | CHANDELIERS | Beverly | Chandeliers | French Washed Oak / Distressed White Wood | FWO/DWW | Steel |  |  |  |  | 6 Candelabra B10 Torpedo 60w |  | 6 | No | [14 empty] | 0 | [12 empty] | 260.45 | 520.9 | 781.35 | D:28'' H:35 3/4'' O:98 1/2'' | 19.58 | 28 |  |  | 35.75 | Center Lock-Up |  |  | 98.5 | [26 empty] | D:6'' H:1 1/2'' Round |  |  |  |  | 180 | Brown | 60 |  | Hardwired | 0 | 0 | 0 | 0 | 0 | 0 | 0 | 0 | 0 | 0 | 0 | 014817569612 | 31.25 | 31 | 9 | 16.6 | 5.046 | 250 | Yes | [9 empty] | cETL Damp | 6L CHANDELIER | 6 - Light Chandelier |  | F31326FWODWW.jpg | F31326FWODWW.jpg
F3133/5DWK/SGM | 5 - Light Chandelier | Influenced by both rustic and industrial design, the transitional Angelo chandelier collection by Feiss celebrates the beauty of imperfection and the visual impact of mixed materials to create an overall rugged look. The cylindrical Clear Thick Wavy glass shades complement the two-toned finish of Distressed Weathered Oak on the outer structures and a new pitted, richly textured Slated Grey Metal finish on the sloping arms for a rustic but tailored look. Perfect as foyer lighting, living room lighting, or paired over a dining room table, and the largest fixture will be the crowning touch to any great room. The Angelo lighting collection includes a five-light chandelier, six-light chandelier, a nine-light, two-tier chandelier, an eight-light linear island chandelier and a one-light sconce light. | CHANDELIERS | Angelo | Chandeliers | Distressed Weathered Oak / Slate Grey Metal | DWK/SGM | Steel | Clear Glass | D:4" H:7" |  |  | 5 Medium A19 60w |  | 5 | No | [14 empty] | 0 | [12 empty] | 231.45 | 462.9 | 694.35 | D:24'' H:24 1/2'' O:86 1/2'' | 18.6 | 24 |  |  | 24.5 | Center Lock-Up |  |  | 86.5 | [26 empty] | D:5'' H:1 1/4'' Round |  |  |  |  | 180 | Brown | 60 |  |  | 0 | 0 | 0 | 0 | 0 | 0 | 0 | 0 | 0 | 0 | 0 | 014817569629 | 27.5 | 27.25 | 11.25 | 20.5 | 4.879 | 175 | Yes | [9 empty] | cETL Damp | ANGELO 5L CHAND DTRS.WTH OAK | 5 - Light Chandelier |  | F31335DWKSGM.jpg | F31335DWKSGM.jpg
F3134/6DWK/SGM | 6 - Light Chandelier | Influenced by both rustic and industrial design, the transitional Angelo chandelier collection by Feiss celebrates the beauty of imperfection and the visual impact of mixed materials to create an overall rugged look. The cylindrical Clear Thick Wavy glass shades complement the two-toned finish of Distressed Weathered Oak on the outer structures and a new pitted, richly textured Slated Grey Metal finish on the sloping arms for a rustic but tailored look. Perfect as foyer lighting, living room lighting, or paired over a dining room table, and the largest fixture will be the crowning touch to any great room. The Angelo lighting collection includes a five-light chandelier, six-light chandelier, a nine-light, two-tier chandelier, an eight-light linear island chandelier and a one-light sconce light. | CHANDELIERS | Angelo | Chandeliers | Distressed Weathered Oak / Slate Grey Metal | DWK/SGM | Steel | Clear Glass | D:4" H:7" |  |  | 6 Medium A19 60w |  | 6 | No | [14 empty] | 0 | [12 empty] | 260.45 | 520.9 | 781.35 | D:30 1/2'' H:29 1/2'' O:91 1/2'' | 23 | 30.5 |  |  | 29.5 | Center Lock-Up |  |  | 91.5 | [26 empty] | D:5'' H:1 1/4'' Round |  |  |  |  | 180 | Brown | 60 |  |  | 0 | 0 | 0 | 0 | 0 | 0 | 0 | 0 | 0 | 0 | 0 | 014817569636 | 34.25 | 31 | 11 | 26.5 | 6.759 | 250 | Yes | [9 empty] | cETL Damp | ANGELO 6L CHAND DTRS.WTH OAK | 6 - Light Chandelier |  | F31346DWKSGM.jpg | F31346DWKSGM.jpg
F3135/9DWK/SGM | 9 - Light Chandelier | Influenced by both rustic and industrial design, the transitional Angelo chandelier collection by Feiss celebrates the beauty of imperfection and the visual impact of mixed materials to create an overall rugged look. The cylindrical Clear Thick Wavy glass shades complement the two-toned finish of Distressed Weathered Oak on the outer structures and a new pitted, richly textured Slated Grey Metal finish on the sloping arms for a rustic but tailored look. Perfect as foyer lighting, living room lighting, or paired over a dining room table, and the largest fixture will be the crowning touch to any great room. The Angelo lighting collection includes a five-light chandelier, six-light chandelier, a nine-light, two-tier chandelier, an eight-light linear island chandelier and a one-light sconce light. | CHANDELIERS | Angelo | Chandeliers | Distressed Weathered Oak / Slate Grey Metal | DWK/SGM | Steel | Clear Glass | D:4" H:7" |  |  | 9 Medium A19 60w |  | 9 | No | [14 empty] | 0 | [12 empty] | 521.95 | 1043.9 | 1565.85 | D:32 3/4'' H:31'' O:117 1/2'' | 39.6 | 32.75 |  |  | 31 | Center Lock-Up |  |  | 117.5 | [26 empty] | D:5'' H:1 1/4'' Round |  |  |  |  | 240 | Brown | 84 |  |  | 0 | 0 | 0 | 0 | 0 | 0 | 0 | 0 | 0 | 0 | 0 | 014817569643 | 36.5 | 34.5 | 34 | 48.9 | 24.777 | 250 | No | [9 empty] | cETL Damp | ANGELO 9L CHAND DTRS.WTH OAK | 9 - Light Chandelier |  | F31359DWKSGM.jpg | F31359DWKSGM.jpg
F3136/8DWK/SGM | 8 - Light Island Chandelier | Influenced by both rustic and industrial design, the transitional Angelo chandelier collection by Feiss celebrates the beauty of imperfection and the visual impact of mixed materials to create an overall rugged look. The cylindrical Clear Thick Wavy glass shades complement the two-toned finish of Distressed Weathered Oak on the outer structures and a new pitted, richly textured Slated Grey Metal finish on the sloping arms for a rustic but tailored look. Perfect as foyer lighting, living room lighting, or paired over a dining room table, and the largest fixture will be the crowning touch to any great room. The Angelo lighting collection includes a five-light chandelier, six-light chandelier, a nine-light, two-tier chandelier, an eight-light linear island chandelier and a one-light sconce light. | CHANDELIERS | Angelo | Chandeliers | Distressed Weathered Oak / Slate Grey Metal | DWK/SGM | Steel | Clear Glass | D:4" H:7" |  |  | 8 Medium A19 60w |  | 8 | No | [14 empty] | 0 | [11 empty] | 23 | 446.48 | 892.96 | 1339.44 | L:46'' W:16'' H:16 1/2'' O:73 3/4'' | 27.4 |  | 46 | 16 | 16.5 | Center Lock-Up |  |  | 73.75 | 25.75 - 73.75 | [25 empty] | DP:5 1/2'' W:12 3/4'' H:1 1/4'' Rectangular |  |  |  |  | 180 | Black |  |  | Hardwired | 0 | 0 | 0 | 0 | 0 | 0 | 0 | 0 | 0 | 0 | 0 | 014817569650 | 50.5 | 19.25 | 20.25 | 37.5 | 11.392 | 250 | Yes | [9 empty] | cETL Damp | ANGELO 8L ISLAND DTRS.WTH OAK | 8 - Light Island Chandelier |  | F31368DWKSGM.jpg | F31368DWKSGM.jpg
F3137/10DWK/SGM | 10 - Light Chandelier | Influenced by both rustic and industrial design, the transitional Angelo chandelier collection by Feiss celebrates the beauty of imperfection and the visual impact of mixed materials to create an overall rugged look. The cylindrical Clear Thick Wavy glass shades complement the two-toned finish of Distressed Weathered Oak on the outer structures and a new pitted, richly textured Slated Grey Metal finish on the sloping arms for a rustic but tailored look. Perfect as foyer lighting, living room lighting, or paired over a dining room table, and the largest fixture will be the crowning touch to any great room. The Angelo lighting collection includes a five-light chandelier, six-light chandelier, a nine-light, two-tier chandelier, an eight-light linear island chandelier and a one-light sconce light. | CHANDELIERS | Angelo | Chandeliers | Distressed Weathered Oak / Slate Grey Metal | DWK/SGM | Steel | Undefined Glass | D:4" H:7.125" |  |  | 10 Medium A19 60w |  | 10 | No | [14 empty] | 0 |  |  |  |  | Black | [6 empty] | 45 | 711.45 | 1422.9 | 2134.35 | D:48 1/8'' H:41 5/8'' O:107 1/2'' | 36.5 | 48.125 |  |  | 41.625 | Screw Collar - Chain |  |  | 107.5 | [26 empty] | DP:5 1/2'' H:1 1/8'' Round |  |  |  |  | 180 |  | 60 |  | Hardwired | 0 | 0 | 0 | 0 | 0 | 0 | 0 | 0 | 0 | 0 | 0 | 014817597776 | 51.25 | 49.5 | 8 | 42.6 | 11.745 | 250 | No | [9 empty] | cETL Damp | ANGELO 10L WD CHD DWK/SGM | 10 - Light Chandelier |  | F313710DWKSGM.jpg | F313710DWKSGM.jpg
F3140/8DFB/DWH | 8-Light Chandelier | Dominated by eye-catching candle tube embellishments in varying sizes, the Norridge collection has heavily weathered and time-worn finishes which give an organic, yet eclectic vibe. A Distressed Fenceboard finish on the main structure, Distressed White finish on the turned candle tubes, and a Weathered Iron chain all add heavily textured flair to this Medieval-inspired collection. | CHANDELIERS | Norridge | Chandeliers | Distressed Fence Board / Distressed White | DFB/DWH | Steel |  |  |  |  | 8 Candelabra B10 Torpedo 60w |  | 8 | No | [14 empty] | 0 | [12 empty] | 289.45 | 578.9 | 868.35 | D:20'' H:24'' O:91'' | 7.7 | 20 |  |  | 24 | Screw Collar - Chain |  |  | 91 | [26 empty] | D:6'' H:1 1/2'' Round |  |  |  |  | 180 | Clear Silver | 60 |  | Hardwired | 0 | 0 | 0 | 0 | 0 | 0 | 0 | 0 | 0 | 0 | 0 | 014817587654 | 23.38 | 23 | 13 | 14.1 | 4.045 | 250 | Yes | [9 empty] | cETL Damp | 8L NORRIDGE CHAND DFB/DWH | 8L NORRIDGE CHAND DFB/DWH |  | F31408DFBDWH.jpg | F31408DFBDWH.jpg
F3141/20DFB/DWH | 20-Light Chandelier | Dominated by eye-catching candle tube embellishments in varying sizes, the Norridge collection has heavily weathered and time-worn finishes which give an organic, yet eclectic vibe. A Distressed Fenceboard finish on the main structure, Distressed White finish on the turned candle tubes, and a Weathered Iron chain all add heavily textured flair to this Medieval-inspired collection. | CHANDELIERS | Norridge | Chandeliers | Distressed Fence Board / Distressed White | DFB/DWH | Steel |  |  |  |  | 20 Candelabra B10 Torpedo 60w |  | 20 | No | [14 empty] | 0 | [12 empty] | 695.95 | 1391.9 | 2087.85 | D:46 1/2'' H:42 1/8'' O:117 1/2'' | 20.3 | 46.5 |  |  | 42.125 | Screw Collar - Chain |  |  | 117.5 | [26 empty] | D:6'' H:1 1/2'' Round |  |  |  |  | 240 | Clear Silver | 84 |  | Hardwired | 0 | 0 | 0 | 0 | 0 | 0 | 0 | 0 | 0 | 0 | 0 | 014817587661 | 51.25 | 51 | 18.5 | 43.6 | 27.983 | 300 | No | [9 empty] | cETL Damp | 20L NORRIDGE CHAND DFB/DWH | 20L NORRIDGE CHAND DFB/DWH |  | F314120DFBDWH.jpg | F314120DFBDWH.jpg
F3142/15DFB/DWH | 15 - Light Chandelier | Dominated by eye-catching candle tube embellishments in varying sizes, the Norridge collection has heavily weathered and time-worn finishes which give an organic, yet eclectic vibe. A Distressed Fenceboard finish on the main structure, Distressed White finish on the turned candle tubes, and a Weathered Iron chain all add heavily textured flair to this Medieval-inspired collection. | CHANDELIERS | Norridge | Chandeliers | Distressed Fence Board / Distressed White | DFB/DWH | Steel |  |  |  |  | 15 Candelabra B10 Torpedo 60w |  | 15 | No | [14 empty] | 0 | [12 empty] | 434.95 | 869.9 | 1304.85 | D:30'' H:30 3/4'' O:117 1/2'' | 22.5 | 30 |  |  | 30.75 | Center Lock-Up |  |  | 117.5 | [26 empty] | D:6'' H:1 1/2'' Round |  |  |  |  | 240 | Brown | 84 |  | Hardwired | 0 | 0 | 0 | 0 | 0 | 0 | 0 | 0 | 0 | 0 | 0 | 014817569674 | 33.5 | 33.5 | 18.25 | 27.3 | 11.852 | 250 | Yes | [9 empty] | cETL Damp | 15L CHANDELIER | 15 - Light Chandelier |  | F314215DFBDWH.jpg | F314215DFBDWH.jpg
F3143/24DFB/DWH | 24 - Light Chandelier | Dominated by eye-catching candle tube embellishments in varying sizes, the Norridge collection has heavily weathered and time-worn finishes which give an organic, yet eclectic vibe. A Distressed Fenceboard finish on the main structure, Distressed White finish on the turned candle tubes, and a Weathered Iron chain all add heavily textured flair to this Medieval-inspired collection. | CHANDELIERS | Norridge | Chandeliers | Distressed Fence Board / Distressed White | DFB/DWH | Steel |  |  |  |  | 24 Candelabra B10 Torpedo 60w |  | 24 | No | [14 empty] | 0 | [12 empty] | 579.95 | 1159.9 | 1739.85 | D:30'' H:34 1/2'' O:121'' | 34.54 | 30 |  |  | 34.5 | Center Lock-Up |  |  | 121 | [26 empty] | D:6'' H:1 1/2'' Round |  |  |  |  | 240 | Brown | 84 |  | Hardwired | 0 | 0 | 0 | 0 | 0 | 0 | 0 | 0 | 0 | 0 | 0 | 014817569681 | 34 | 34 | 20.75 | 39.4 | 13.881 | 250 | Yes | [9 empty] | cETL Damp | 24L CHANDELIER | 24 - Light Chandelier |  | F314324DFBDWH.jpg | F314324DFBDWH.jpg
F3144/20DFB/DWH | 20-Light Linear Chandelier | Dominated by eye-catching candle tube embellishments in varying sizes, the Norridge collection has heavily weathered and time-worn finishes which give an organic, yet eclectic vibe. A Distressed Fenceboard finish on the main structure, Distressed White finish on the turned candle tubes, and a Weathered Iron chain all add heavily textured flair to this Medieval-inspired collection. | CHANDELIERS | Norridge | Chandeliers | Distressed Fence Board / Distressed White | DFB/DWH | Steel |  |  |  |  | 20 Candelabra B10 Torpedo 60w |  | 20 | No | [14 empty] | 0 | [12 empty] | 566.45 | 1132.9 | 1699.35 | L:48'' W:12'' H:9 1/2'' | 16.5 |  | 48 | 12 | 9.5 | Screw Collar - Chain |  |  |  | 30.625 - 66.625 | [25 empty] | DP:4 3/4'' W:12 5/8'' H:1'' Rectangular |  |  |  |  | 180 | Clear Silver |  |  | Hardwired | 0 | 0 | 0 | 0 | 0 | 0 | 0 | 0 | 0 | 0 | 0 | 014817587678 | 53 | 17 | 13.75 | 26.7 | 7.169 | 250 | Yes | [9 empty] | cETL Damp | 20L NORRIDGE LINEAR DFB/DWH | 20L NORRIDGE LINEAR DFB/DWH |  | F314420DFBDWH.jpg | F314420DFBDWH.jpg
F3145/4NWB | 4 - Light Chandelier | Inspired by classic lanterns, the clean, geometric silhouette of the transitional Finnegan chandelier collection by Feiss features exquisite metal work and marries two new, contrasting finishes. The square tubing of the open frame in a New World Bronze finish is in dramatic contrast to the new Burnished Brass finish of the socket cups, which brighten and bring life to this mixed-material collection. This design will perfectly complement a wide range of décor from urban, eclectic loft spaces to clean, contemporary interpretations of Colonial or nautical décor to rich, European inspired space. This updated take on a classic lantern lighting collection includes a four-light, square chandelier, four-light tall foyer chandelier, seven-light linear chandelier, five-light linear chandelier, one-light mini-pendant light and a one-light wall sconce. The one-light wall sconce is Damp Rated. | CHANDELIERS | Finnegan | Chandeliers | New World Bronze | NWB | Steel |  |  |  |  | 4 Medium A19 60w |  | 4 | No | [14 empty] | 0 | [12 empty] | 202.45 | 404.9 | 607.35 | L:23 1/2'' W:23 1/2'' H:13 1/2'' O:70 3/4'' | 13.64 |  | 23.5 | 23.5 | 13.5 | Center Lock-Up |  |  | 70.75 | 22.75 - 70.75 | [25 empty] | DP:5 1/2'' W:5 1/2'' H:3/4'' Square |  |  |  |  | 180 |  |  |  | Hardwired | 0 | 0 | 0 | 0 | 0 | 0 | 0 | 0 | 0 | 0 | 0 | 014817569698 | 27.5 | 17.5 | 8 | 12.4 | 2.228 | 175 | Yes | [9 empty] | cETL Damp | 4L CHANDELIER LANTERN | 4 - Light Chandelier |  | F31454NWB.jpg | F31454NWB.jpg